{"text_format":"3","workbook":"xlsx","n_sheets":15,"sheets":["MANHOURS","MANHOURS 2","PC 1","Statement","SUMMARY PAGE","P&Gs","Excavations ","MV Overhead","LV Overhead","MV Equip & Switchgear","House Service Connections","LV Cable","MV Cable","Dismantle","Ad-Hoc Items"],"not_rendered":{"images":2,"external_links":20,"defined_names":1272,"comments":1},"read":"whole","date_system":"1900"}

{"sheet":"MANHOURS","index":0,"n_rows":62,"n_cols":21,"rows_kept":62,"hidden":true,"merged":[[0,0,3,4],[0,5,3,13],[0,14,0,17],[0,18,0,20],[1,14,1,17],[1,18,1,20],[2,14,2,17],[2,18,2,20],[3,14,3,17],[3,18,3,20],[5,0,5,8],[5,10,5,20],[7,0,7,8],[7,9,7,13],[7,14,7,17],[7,18,7,20],[8,0,8,8],[8,9,8,13],[8,14,8,17],[8,18,8,20],[9,0,9,8],[9,9,9,13],[9,14,9,17],[9,18,9,20],[11,0,11,20],[12,7,12,9],[14,13,14,19],[17,4,17,8],[17,10,17,14],[17,16,17,20],[50,0,50,3],[51,16,51,17],[52,12,55,20],[54,0,55,8],[57,4,57,9],[57,11,61,20],[58,0,58,3],[58,4,58,9],[59,0,59,3],[59,4,59,9],[60,0,60,3],[60,4,60,9],[61,0,61,3],[61,4,61,9]]}
[{"$nulls":5},"Contractor Manpower and OHS Stats Reporting Form",{"$nulls":8},"Document Identifier",{"$nulls":3},"CEC_SHEQS_CS_004"]
[{"$nulls":14},"Document Revision",{"$nulls":3},3]
[{"$nulls":14},"Effective Date",{"$nulls":3},"2023-05-30"]
[{"$nulls":14},"Review Date",{"$nulls":3},"2028-05-30"]
[]
["Click here to download the latest copy of this Form"]
[]
["Contractor Name:",{"$nulls":13},"Service Type:"]
["Select the Month:",{"$nulls":13},"Select the Year:"]
["Type in the Task Order Number:",{"$nulls":13},"Vendor Number:"]
[]
["AUDITS, FINDINGS & INCIDENTS FOR MONTH"]
[{"$nulls":5},"Fatalities   ",0,"Lost Time   ",null,null,0,null,"Medicals   ",0,null,null,"First Aid   ",0,null,"Near Misses   ",0]
[]
[{"$nulls":10},"Status of incidents investigated and recommendations closed out?   ","N/A",null,"Status of audits conducted and findings closed out?",{"$nulls":6},"N/A"]
[]
[]
[{"$nulls":4},"PERMANENT EMPLOYEES",{"$nulls":5},"TEMPORARY WORKERS",{"$nulls":5},"TEMPORARY WORKERS (EPWP)"]
["Day",null,"Date",null,"Total Manpower on project  ","Start Time (e.g. 08:34 AM)","End Time (e.g. 01:39 PM)","Total Hours worked ","Total Man hours Worked ",null,"Total Manpower on project  ","Start Time (e.g. 08:34 AM)","End Time (e.g. 01:39 PM)","Total Hours worked ","Total Man hours Worked ",null,"Total Manpower on project  ","Start Time (e.g. 08:34 AM)","End Time (e.g. 01:39 PM)","Total Hours worked ","Total Man hours Worked "]
[{"$f":"IF(C20=\"\", \"\", TEXT(WEEKDAY(dateValue), \"Ddd\"))","v":"Wed"},null,{"$f":"IF([4]Settings!G2=\"\", \"\", [4]Settings!G2)","v":"2018-01-01"},{"$nulls":4},{"$f":"IFERROR(TIME(HOUR(G20)-HOUR(F20), MINUTE(G20)-MINUTE(F20), SECOND(G20)-SECOND(F20))*24, 0)","v":{"v":0,"d":"0.0"}},{"$f":"E20*H20","v":{"v":0,"d":"0.0"}},{"$nulls":4},{"$f":"IFERROR(TIME(HOUR(M20)-HOUR(L20), MINUTE(M20)-MINUTE(L20), SECOND(M20)-SECOND(L20))*24, 0)","v":{"v":0,"d":"0.0"}},{"$f":"K20*N20","v":{"v":0,"d":"0.0"}},{"$nulls":4},{"$f":"IFERROR(TIME(HOUR(S20)-HOUR(R20), MINUTE(S20)-MINUTE(R20), SECOND(S20)-SECOND(R20))*24, 0)","v":{"v":0,"d":"0.0"}},{"$f":"Q20*T20","v":{"v":0,"d":"0.0"}}]
[{"$f":"IF(C21=\"\", \"\", TEXT(WEEKDAY(C21), \"Ddd\"))","v":"Tue"},null,{"$f":"IF([4]Settings!G3=\"\", \"\", [4]Settings!G3)","v":"2018-01-02"},{"$nulls":4},{"$f":"IFERROR(TIME(HOUR(G21)-HOUR(F21), MINUTE(G21)-MINUTE(F21), SECOND(G21)-SECOND(F21))*24, 0)","v":{"v":0,"d":"0.0"}},{"$f":"E21*H21","v":{"v":0,"d":"0.0"}},{"$nulls":4},{"$f":"IFERROR(TIME(HOUR(M21)-HOUR(L21), MINUTE(M21)-MINUTE(L21), SECOND(M21)-SECOND(L21))*24, 0)","v":{"v":0,"d":"0.0"}},{"$f":"K21*N21","v":{"v":0,"d":"0.0"}},{"$nulls":4},{"$f":"IFERROR(TIME(HOUR(S21)-HOUR(R21), MINUTE(S21)-MINUTE(R21), SECOND(S21)-SECOND(R21))*24, 0)","v":{"v":0,"d":"0.0"}},{"$f":"Q21*T21","v":{"v":0,"d":"0.0"}}]
["Wed",null,{"$f":"IF([4]Settings!G4=\"\", \"\", [4]Settings!G4)","v":"2018-01-03"},{"$nulls":4},{"v":0,"d":"0.0"},{"v":0,"d":"0.0"},{"$nulls":4},{"v":0,"d":"0.0"},{"v":0,"d":"0.0"},{"$nulls":4},{"v":0,"d":"0.0"},{"v":0,"d":"0.0"}]
["Thu",null,{"$f":"IF([4]Settings!G5=\"\", \"\", [4]Settings!G5)","v":"2018-01-04"},{"$nulls":4},{"v":0,"d":"0.0"},{"v":0,"d":"0.0"},{"$nulls":4},{"v":0,"d":"0.0"},{"v":0,"d":"0.0"},{"$nulls":4},{"v":0,"d":"0.0"},{"v":0,"d":"0.0"}]
["Fri",null,{"$f":"IF([4]Settings!G6=\"\", \"\", [4]Settings!G6)","v":"2018-01-05"},{"$nulls":4},{"v":0,"d":"0.0"},{"v":0,"d":"0.0"},{"$nulls":4},{"v":0,"d":"0.0"},{"v":0,"d":"0.0"},{"$nulls":4},{"v":0,"d":"0.0"},{"v":0,"d":"0.0"}]
["Sat",null,{"$f":"IF([4]Settings!G7=\"\", \"\", [4]Settings!G7)","v":"2018-01-06"},{"$nulls":4},{"v":0,"d":"0.0"},{"v":0,"d":"0.0"},{"$nulls":4},{"v":0,"d":"0.0"},{"v":0,"d":"0.0"},{"$nulls":4},{"v":0,"d":"0.0"},{"v":0,"d":"0.0"}]
["Sun",null,{"$f":"IF([4]Settings!G8=\"\", \"\", [4]Settings!G8)","v":"2018-01-07"},{"$nulls":4},{"v":0,"d":"0.0"},{"v":0,"d":"0.0"},{"$nulls":4},{"v":0,"d":"0.0"},{"v":0,"d":"0.0"},{"$nulls":4},{"v":0,"d":"0.0"},{"v":0,"d":"0.0"}]
["Mon",null,{"$f":"IF([4]Settings!G9=\"\", \"\", [4]Settings!G9)","v":"2018-01-08"},{"$nulls":4},{"v":0,"d":"0.0"},{"v":0,"d":"0.0"},{"$nulls":4},{"v":0,"d":"0.0"},{"v":0,"d":"0.0"},{"$nulls":4},{"v":0,"d":"0.0"},{"v":0,"d":"0.0"}]
["Tue",null,{"$f":"IF([4]Settings!G10=\"\", \"\", [4]Settings!G10)","v":"2018-01-09"},{"$nulls":4},{"v":0,"d":"0.0"},{"v":0,"d":"0.0"},{"$nulls":4},{"v":0,"d":"0.0"},{"v":0,"d":"0.0"},{"$nulls":4},{"v":0,"d":"0.0"},{"v":0,"d":"0.0"}]
["Wed",null,{"$f":"IF([4]Settings!G11=\"\", \"\", [4]Settings!G11)","v":"2018-01-10"},{"$nulls":4},{"v":0,"d":"0.0"},{"v":0,"d":"0.0"},{"$nulls":4},{"v":0,"d":"0.0"},{"v":0,"d":"0.0"},{"$nulls":4},{"v":0,"d":"0.0"},{"v":0,"d":"0.0"}]
["Thu",null,{"$f":"IF([4]Settings!G12=\"\", \"\", [4]Settings!G12)","v":"2018-01-11"},{"$nulls":4},{"v":0,"d":"0.0"},{"v":0,"d":"0.0"},{"$nulls":4},{"v":0,"d":"0.0"},{"v":0,"d":"0.0"},{"$nulls":4},{"v":0,"d":"0.0"},{"v":0,"d":"0.0"}]
["Fri",null,{"$f":"IF([4]Settings!G13=\"\", \"\", [4]Settings!G13)","v":"2018-01-12"},{"$nulls":4},{"v":0,"d":"0.0"},{"v":0,"d":"0.0"},{"$nulls":4},{"v":0,"d":"0.0"},{"v":0,"d":"0.0"},{"$nulls":4},{"v":0,"d":"0.0"},{"v":0,"d":"0.0"}]
["Sat",null,{"$f":"IF([4]Settings!G14=\"\", \"\", [4]Settings!G14)","v":"2018-01-13"},{"$nulls":4},{"v":0,"d":"0.0"},{"v":0,"d":"0.0"},{"$nulls":4},{"v":0,"d":"0.0"},{"v":0,"d":"0.0"},{"$nulls":4},{"v":0,"d":"0.0"},{"v":0,"d":"0.0"}]
["Sun",null,{"$f":"IF([4]Settings!G15=\"\", \"\", [4]Settings!G15)","v":"2018-01-14"},{"$nulls":4},{"v":0,"d":"0.0"},{"v":0,"d":"0.0"},{"$nulls":4},{"v":0,"d":"0.0"},{"v":0,"d":"0.0"},{"$nulls":4},{"v":0,"d":"0.0"},{"v":0,"d":"0.0"}]
["Mon",null,{"$f":"IF([4]Settings!G16=\"\", \"\", [4]Settings!G16)","v":"2018-01-15"},{"$nulls":4},{"v":0,"d":"0.0"},{"v":0,"d":"0.0"},{"$nulls":4},{"v":0,"d":"0.0"},{"v":0,"d":"0.0"},{"$nulls":4},{"v":0,"d":"0.0"},{"v":0,"d":"0.0"}]
["Tue",null,{"$f":"IF([4]Settings!G17=\"\", \"\", [4]Settings!G17)","v":"2018-01-16"},{"$nulls":4},{"v":0,"d":"0.0"},{"v":0,"d":"0.0"},{"$nulls":4},{"v":0,"d":"0.0"},{"v":0,"d":"0.0"},{"$nulls":4},{"v":0,"d":"0.0"},{"v":0,"d":"0.0"}]
["Wed",null,{"$f":"IF([4]Settings!G18=\"\", \"\", [4]Settings!G18)","v":"2018-01-17"},{"$nulls":4},{"v":0,"d":"0.0"},{"v":0,"d":"0.0"},{"$nulls":4},{"v":0,"d":"0.0"},{"v":0,"d":"0.0"},{"$nulls":4},{"v":0,"d":"0.0"},{"v":0,"d":"0.0"}]
["Thu",null,{"$f":"IF([4]Settings!G19=\"\", \"\", [4]Settings!G19)","v":"2018-01-18"},{"$nulls":4},{"v":0,"d":"0.0"},{"v":0,"d":"0.0"},{"$nulls":4},{"v":0,"d":"0.0"},{"v":0,"d":"0.0"},{"$nulls":4},{"v":0,"d":"0.0"},{"v":0,"d":"0.0"}]
["Fri",null,{"$f":"IF([4]Settings!G20=\"\", \"\", [4]Settings!G20)","v":"2018-01-19"},{"$nulls":4},{"v":0,"d":"0.0"},{"v":0,"d":"0.0"},{"$nulls":4},{"v":0,"d":"0.0"},{"v":0,"d":"0.0"},{"$nulls":4},{"v":0,"d":"0.0"},{"v":0,"d":"0.0"}]
["Sat",null,{"$f":"IF([4]Settings!G21=\"\", \"\", [4]Settings!G21)","v":"2018-01-20"},{"$nulls":4},{"v":0,"d":"0.0"},{"v":0,"d":"0.0"},{"$nulls":4},{"v":0,"d":"0.0"},{"v":0,"d":"0.0"},{"$nulls":4},{"v":0,"d":"0.0"},{"v":0,"d":"0.0"}]
["Sun",null,{"$f":"IF([4]Settings!G22=\"\", \"\", [4]Settings!G22)","v":"2018-01-21"},{"$nulls":4},{"v":0,"d":"0.0"},{"v":0,"d":"0.0"},{"$nulls":4},{"v":0,"d":"0.0"},{"v":0,"d":"0.0"},{"$nulls":4},{"v":0,"d":"0.0"},{"v":0,"d":"0.0"}]
["Mon",null,{"$f":"IF([4]Settings!G23=\"\", \"\", [4]Settings!G23)","v":"2018-01-22"},{"$nulls":4},{"v":0,"d":"0.0"},{"v":0,"d":"0.0"},{"$nulls":4},{"v":0,"d":"0.0"},{"v":0,"d":"0.0"},{"$nulls":4},{"v":0,"d":"0.0"},{"v":0,"d":"0.0"}]
["Tue",null,{"$f":"IF([4]Settings!G24=\"\", \"\", [4]Settings!G24)","v":"2018-01-23"},{"$nulls":4},{"v":0,"d":"0.0"},{"v":0,"d":"0.0"},{"$nulls":4},{"v":0,"d":"0.0"},{"v":0,"d":"0.0"},{"$nulls":4},{"v":0,"d":"0.0"},{"v":0,"d":"0.0"}]
["Wed",null,{"$f":"IF([4]Settings!G25=\"\", \"\", [4]Settings!G25)","v":"2018-01-24"},{"$nulls":4},{"v":0,"d":"0.0"},{"v":0,"d":"0.0"},{"$nulls":4},{"v":0,"d":"0.0"},{"v":0,"d":"0.0"},{"$nulls":4},{"v":0,"d":"0.0"},{"v":0,"d":"0.0"}]
["Thu",null,{"$f":"IF([4]Settings!G26=\"\", \"\", [4]Settings!G26)","v":"2018-01-25"},{"$nulls":4},{"v":0,"d":"0.0"},{"v":0,"d":"0.0"},{"$nulls":4},{"v":0,"d":"0.0"},{"v":0,"d":"0.0"},{"$nulls":4},{"v":0,"d":"0.0"},{"v":0,"d":"0.0"}]
["Fri",null,{"$f":"IF([4]Settings!G27=\"\", \"\", [4]Settings!G27)","v":"2018-01-26"},{"$nulls":4},{"v":0,"d":"0.0"},{"v":0,"d":"0.0"},{"$nulls":4},{"v":0,"d":"0.0"},{"v":0,"d":"0.0"},{"$nulls":4},{"v":0,"d":"0.0"},{"v":0,"d":"0.0"}]
["Sat",null,{"$f":"IF([4]Settings!G28=\"\", \"\", [4]Settings!G28)","v":"2018-01-27"},{"$nulls":4},{"v":0,"d":"0.0"},{"v":0,"d":"0.0"},{"$nulls":4},{"v":0,"d":"0.0"},{"v":0,"d":"0.0"},{"$nulls":4},{"v":0,"d":"0.0"},{"v":0,"d":"0.0"}]
["Sun",null,{"$f":"IF([4]Settings!G29=\"\", \"\", [4]Settings!G29)","v":"2018-01-28"},{"$nulls":4},{"v":0,"d":"0.0"},{"v":0,"d":"0.0"},{"$nulls":4},{"v":0,"d":"0.0"},{"v":0,"d":"0.0"},{"$nulls":4},{"v":0,"d":"0.0"},{"v":0,"d":"0.0"}]
["Mon",null,{"$f":"IF([4]Settings!G30=\"\", \"\", [4]Settings!G30)","v":"2018-01-29"},{"$nulls":4},{"v":0,"d":"0.0"},{"v":0,"d":"0.0"},{"$nulls":4},{"v":0,"d":"0.0"},{"v":0,"d":"0.0"},{"$nulls":4},{"v":0,"d":"0.0"},{"v":0,"d":"0.0"}]
["Tue",null,{"$f":"IF([4]Settings!G31=\"\", \"\", [4]Settings!G31)","v":"2018-01-30"},{"$nulls":4},{"v":0,"d":"0.0"},{"v":0,"d":"0.0"},{"$nulls":4},{"v":0,"d":"0.0"},{"v":0,"d":"0.0"},{"$nulls":4},{"v":0,"d":"0.0"},{"v":0,"d":"0.0"}]
["Wed",null,{"$f":"IF([4]Settings!G32=\"\", \"\", [4]Settings!G32)","v":"2018-01-31"},{"$nulls":4},{"v":0,"d":"0.0"},{"v":0,"d":"0.0"},{"$nulls":4},{"v":0,"d":"0.0"},{"v":0,"d":"0.0"},{"$nulls":4},{"v":0,"d":"0.0"},{"v":0,"d":"0.0"}]
["Summaries",{"$nulls":3},{"$f":"IFERROR(AVERAGE(E20:E50), 0)","v":0},"-","-",{"$f":"SUM(H20:H50)","v":{"v":0,"d":"0.0"}},"-",null,{"$f":"IFERROR(AVERAGE(K20:K50), 0)","v":0},"-","-",{"$f":"SUM(N20:N50)","v":{"v":0,"d":"0.0"}},"-",null,{"$f":"IFERROR(AVERAGE(Q20:Q50), 0)","v":0},"-","-",{"$f":"SUM(T20:T50)","v":{"v":0,"d":"0.0"}},"-"]
["Explanatory Notes: "]
["- Each task order number to be listed per form for that particular month. ",{"$nulls":11},"- Start time and End Time are the times that the work was started on the day as well as the time that the workers were pulled off the site. Their format is HH:MM, e.g. 07:32 AM, 04:03 PM "]
["- \"Total manpower\" column to include the total number of resources/people working per day"]
["- \"Total hours worked\" column to include the total number of hours worked per day & summed per month by a formula at the bottom"]
[]
[]
[{"$nulls":4},"For Eskom Office Use only:",{"$nulls":6},"To Upload the Contractor Manhours\n- Click on the Summary Tab, \n- Scroll down until you see the Upload Manhours Button\n- Ensure that there are no Errors,\n- Click the Upload Manhours button"]
[" Checked by:",{"$nulls":3},{"$f":"getEskomRepresentative()","v":{"$error":"#NAME?"}}]
["Department:"]
["OU:"]
["Date:",{"$nulls":3},{"$f":"TODAY()","v":"2026-07-28"}]

{"sheet":"MANHOURS 2","index":1,"n_rows":30,"n_cols":3,"rows_kept":30,"hidden":true,"merged":[[0,0,0,1],[8,0,8,1],[16,0,16,1],[19,0,19,1],[22,0,22,1],[26,0,26,1]]}
["Report Summary",null,"Checks"]
["Contractor Name:",{"$f":"contractorName","v":0},{"$f":"IF(OR(B2=0, B2=\"\"), \"Type in a Contractor Name\", \"Ready\")","v":"Type in a Contractor Name"}]
["Task Order Number:",{"$f":"TEXT(taskorderNumber, \"0\")","v":"0"},{"$f":"IF(OR(B3=0, B3=\"\", LEFT(B3,2)<>\"45\"), \"Verify that the Taskorder number is entered correctly\", \"Ready\")","v":"Verify that the Taskorder number is entered correctly"}]
["Month Worked:",{"$f":"DATE(reportYear, MONTH(selectedMonth), 1)","v":"1900-01-01"},{"$f":"IF(OR(B4=0,B4=\"\",B4=DATE(1900,1,1), reportYear=\"\"),\"Select a Month and Year\",IF(B4>TODAY(),\"The Month you are reporting on is in the future\",\"Ready\"))","v":"Select a Month and Year"}]
["Vendor Number:",{"$f":"vendorNumber","v":0},{"$f":"IF(OR(B5=0, B5=\"\", LEN(B5)<vendorNumberLength, NOT(ISNUMBER(vendorNumber))), \"Type in a valid Vendor Number\", \"Ready\")","v":"Type in a valid Vendor Number"}]
["Department:",{"$f":"capturersDepartment","v":0},{"$f":"IF(OR(B6=0, B6=\"\"), \"Select your department\", \"Ready\")","v":"Select your department"}]
["Operating Unit:",{"$f":"OU","v":0},{"$f":"IF(OR(B7=0, B7=\"\"), \"Select your OU\", \"Ready\")","v":"Select your OU"}]
["Service Type:",{"$f":"selectedServiceType","v":0},{"$f":"IF(OR(B8=0, B8=\"\"), \"Select your Service Type provided by the Contractor\", \"Ready\")","v":"Select your Service Type provided by the Contractor"}]
["Incidents"]
["Fatalities:",{"$f":"fatalities","v":0},{"$f":"IF(OR(B10=0, B10=\"\"), \"No \" & LEFT(A10, LEN(A10)-1) & \" reported in \" & TEXT(selectedMonth, \"Mmmm\"), \"Ready\")","v":"No Fatalities reported in January"}]
["LTIs:",{"$f":"ltis","v":0},{"$f":"IF(OR(B11=0, B11=\"\"), \"No \" & LEFT(A11, LEN(A11)-1) & \" reported in \" & TEXT(selectedMonth, \"Mmmm\"), \"Ready\")","v":"No LTIs reported in January"}]
["Medicals:",{"$f":"medicals","v":0},{"$f":"IF(OR(B12=0, B12=\"\"), \"No \" & LEFT(A12, LEN(A12)-1) & \" reported in \" & TEXT(selectedMonth, \"Mmmm\"), \"Ready\")","v":"No Medicals reported in January"}]
["First Aid:",{"$f":"firstAid","v":0},{"$f":"IF(OR(B13=0, B13=\"\"), \"No \" & LEFT(A13, LEN(A13)-1) & \" reported in \" & TEXT(selectedMonth, \"Mmmm\"), \"Ready\")","v":"No First Aid reported in January"}]
["Near Misses:",{"$f":"nearMisses","v":0},{"$f":"IF(OR(B14=0, B14=\"\"), \"No \" & LEFT(A14, LEN(A14)-1) & \" reported in \" & TEXT(selectedMonth, \"Mmmm\"), \"Ready\")","v":"No Near Misses reported in January"}]
["Incident Closeout:",{"$f":"incidentCloseOut","v":"N/A"},{"$f":"IF(OR(B15=0, B15=\"\", B15=\"No\", B15=\"N/A\"), \"No \" & LEFT(A15, LEN(A15)-1) & \" reported in \" & TEXT(selectedMonth, \"Mmmm\"), \"Ready\")","v":"No Incident Closeout reported in January"}]
["Findings Closeout:",{"$f":"findingsCloseout","v":"N/A"},{"$f":"IF(OR(B16=0, B16=\"\", B16=\"No\", B16=\"N/A\"), \"No \" & LEFT(A16, LEN(A16)-1) & \" reported in \" & TEXT(selectedMonth, \"Mmmm\"), \"Ready\")","v":"No Findings Closeout reported in January"}]
["Permanent Employees Manhours"]
["Average Number of Employees:",{"$f":"ROUND(totalPermEmployees, 0)","v":0},{"$f":"IF(OR(B18=0, B18=\"\", B19=0, B19=\"\"), \"No Numbers Provided\", \"Ready\")","v":"No Numbers Provided"}]
["Sum of Hours Worked:",{"$f":"totalPermHoursWorked","v":{"v":0,"d":"0.00"}},{"$f":"IF(OR(B19=0, B19=\"\", B18=0, B18=\"\"), \"No Numbers Provided\", \"Ready\")","v":"No Numbers Provided"}]
["Temporary Employees Manhours"]
["Average Number of Employees:",{"$f":"ROUND(totTempManPower, 0)","v":0},{"$f":"IF(OR(B21=0, B21=\"\", B22=0, B22=\"\"), \"No Numbers Provided\", \"Ready\")","v":"No Numbers Provided"}]
["Sum of Hours Worked:",{"$f":"totTempHours","v":{"v":0,"d":"0.00"}},{"$f":"IF(OR(B22=0, B22=\"\", B21=0, B21=\"\"), \"No Numbers Provided\", \"Ready\")","v":"No Numbers Provided"}]
["Temporary (EPWP) Employees Manhours"]
["Average Number of Employees:",{"$f":"ROUND(totEPWPManpower, 0)","v":0},{"$f":"IF(OR(B24=0, B24=\"\", B25=0, B25=\"\"), \"No Numbers Provided\", \"Ready\")","v":"No Numbers Provided"}]
["Sum of Hours Worked:",{"$f":"totEPWPHours","v":{"v":0,"d":"0.00"}},{"$f":"IF(OR(B25=0, B25=\"\", B24=0, B24=\"\"), \"No Numbers Provided\", \"Ready\")","v":"No Numbers Provided"}]
[{"$f":"\"Readiness to Upload (\" & ROUND([4]Settings!BF3*100, 1) & \"%)\"","v":"Readiness to Upload (0%)"},{"$f":"[4]Settings!BF3","v":0},{"$f":"IF(AND(B26=1, validateData=\"Ready\"), \"You Can Upload\", \"Fix Errors before uploading\")","v":"Fix Errors before uploading"}]
["Click the button below to upload report summary"]
[]
[]
["Click here to confirm that the data was uploaded successfully"]

{"sheet":"PC 1","index":2,"n_rows":66,"n_cols":10,"rows_kept":66,"hidden":true,"merged":[[0,2,3,5],[0,6,0,7],[0,8,0,9],[1,6,1,7],[1,8,1,9],[2,6,2,7],[2,8,2,9],[3,6,3,7],[3,8,3,9],[6,0,6,1],[6,6,6,7],[7,0,7,1],[7,6,7,7],[12,0,12,1],[12,6,12,7],[13,0,13,1],[14,0,14,1],[14,6,14,7],[15,0,15,1],[15,6,15,7],[16,0,16,1],[16,6,16,7],[17,0,17,1],[17,6,17,7],[53,3,53,6],[53,8,53,9],[57,3,57,6],[57,8,57,9],[59,0,59,6],[62,3,62,6],[62,8,62,9],[65,0,65,9]]}
[null,null,"\nPayment Certificate \nTemplate",{"$nulls":3},"Template Identifier",null,"240-87447452         Rev: 2"]
[{"$nulls":6},"Document Identifier",null,"240-XXXXXXXX        Rev: X"]
[{"$nulls":6},"Authorisation Date",null,"2021-10-18"]
[{"$nulls":6},"Review Date",null,"2026-10-01"]
[]
[]
["Contract ",{"$nulls":5},"Employer Contract Number"]
["Employer",null,"Eskom Holdings SOC Ltd ",{"$nulls":3},{"$f":"+'[19]QS Data Sheet'!B28","v":"Purchase Order Number"}]
[{"$nulls":7},"Service Entry SAP No.:"]
[{"$nulls":7},"Release SAP No.:"]
[]
[]
["Contractor",{"$nulls":5},"Original Contract Value"]
["Assessment date"]
["Month Ending",{"$nulls":4}," ","Authorised Amendments",null,null,{"v":0,"d":"0.00"}]
["Certificate No.",{"$nulls":5},"CPA Estimate",null,null,{"v":0,"d":"0.00"}]
["Status",{"$nulls":5},"VAT",null,null,{"$f":"SUM(J13:J16)*0.15","v":{"v":0,"d":"0.00"}}]
["Date",{"$nulls":5},"Total",null,null,{"$f":"ROUND(SUM(J13:J17),2)","v":{"v":0,"d":"0.00"}}]
[]
["VALUATION"]
[]
["Price of Work Done to Date (excluding Compensation Events 60.1(1))",{"$nulls":8},{"$f":"Statement!I34","v":{"v":0,"d":"0.00 "}}]
[{"$f":"+[19]Statement!C27","v":"Add: Compensation Events 60.1(1)"},{"$nulls":8},{"$f":"+[19]Statement!I27","v":{"v":0,"d":"0.00 "}}]
["Price of Work Done to Date",{"$nulls":6},"Sub-Total 1",null,{"$f":"$J$22+$J$23","v":{"v":0,"d":"0.00 "}}]
[{"$f":"+[19]Statement!C30","v":"Add: Compensation Events 60.1(2) to (19)"},{"$nulls":8},{"$f":"+[19]Statement!I30","v":{"v":0,"d":"0.00 "}}]
[{"$nulls":7},"Sub-Total 2",null,{"$f":"SUM($J$24:$J$25)","v":{"v":0,"d":"0.00 "}}]
[{"$f":"+[19]Statement!C33","v":"Add: N/A"},{"$nulls":8},{"$f":"+[19]Statement!I33","v":{"v":0,"d":"0.00 "}}]
[{"$nulls":7},"Sub-Total 3",null,{"$f":"SUM($J$26:$J$27)","v":{"v":0,"d":"0.00 "}}]
[{"$f":"+[19]Statement!C36","v":"Add: N/A"},{"$nulls":8},{"$f":"+[19]Statement!I36","v":{"v":0,"d":"0.00 "}}]
[{"$nulls":7},"Sub-Total 4",null,{"$f":"SUM($J$28:$J$29)","v":{"v":0,"d":"0.00 "}}]
[{"$f":"+[19]Statement!C39","v":"Less: Retention"}]
[{"$nulls":7},"Sub-Total 5",null,{"$f":"SUM($J$30:$J$31)","v":{"v":0,"d":"0.00 "}}]
[{"$f":"+[19]Statement!C42","v":"Add: Value Added Tax"}]
[]
["GROSS CERTIFICATE AMOUNT INCLUSIVE OF VAT",{"$nulls":6},"Sub-Total 6",null,{"$f":"SUM($J$32:$J$34)","v":{"v":0,"d":"0.00 "}}]
["Less: Previously Certified (Inclusive of VAT)"]
["TOTAL AMOUNT NOW CERTIFIED FOR PAYMENT INCLUSIVE OF VAT",{"$nulls":6},"TOTAL",null,{"$f":"+J35+J36","v":{"v":0,"d":"0.00 "}}]
[]
["RETENTION"]
[]
["Total Retention Money to Date"]
["Total Retention Money in Previous Certificate"]
["RETENTION MONEY HELD ON THIS CERTIFICATE",{"$nulls":6},"TOTAL",null,{"$f":"+J41-J42","v":0}]
[]
["CONTRACT PRICE ADJUSTMENT"]
[]
["Total CPA to Date (Inclusive of VAT)"]
["Less: Previously Certified (Inclusive of VAT)"]
["TOTAL AMOUNT NOW CERTIFIED FOR PAYMENT INCLUSIVE OF VAT",{"$nulls":6},"TOTAL"]
[]
["CERTIFICATE VALUED BY"]
[]
[{"$nulls":3},"Date:"]
[]
[]
["RECOMMENDED/SUPPORTED BY"]
[{"$nulls":3},"Date:"]
[]
[]
["I hereby certify that in terms Clause 51.1 of the NEC ECC conditions of contract for the above Contract, payment due to the Contractor is:",{"$nulls":6},"TOTAL",null,{"$f":"+J37","v":{"v":0,"d":"0.00 "}}]
[]
[{"$nulls":3},"Date:"]
[]
[]
[{"$nulls":9},"Page 1 of 2"]
["CONFIDNETIAL\nWhen downloaded from the document management system, this document is uncontrolled and the responsibility rests with the user to ensure it is in line with the authorized version on the system. No part of this document may be reproduced in any manner or form by third parties without the written consent of Eskom Holdings SOC Ltd,  © copyright Eskom Holdings SOC Ltd, Reg No 2002/015527/30"]

{"sheet":"Statement","index":3,"n_rows":64,"n_cols":14,"rows_kept":64,"hidden":true,"merged":[[0,1,1,8],[9,1,10,1],[9,2,10,3],[9,4,10,4],[9,5,10,5],[9,7,10,7],[9,8,10,8],[9,9,10,9],[9,10,10,10],[11,2,11,3],[12,2,12,3],[13,2,13,3],[14,2,14,3],[16,2,16,3],[17,2,17,3],[18,2,18,3],[19,2,19,3],[21,2,21,3],[22,2,22,3],[23,2,23,3],[24,2,24,3],[25,2,25,3],[26,2,26,3],[27,2,27,3],[28,2,28,3],[29,2,29,3],[30,2,30,3],[31,2,31,3],[32,2,32,3],[33,2,33,3],[35,2,35,3],[38,2,38,3],[41,2,41,3],[44,2,44,3]]}
[null,"Statement in Support of Valuation"]
[]
[null,"blue italic print is to replaced with the detail/data from the contract, ollow the e.g and study the formuale to assist in setting the Statement workbook for a respective contract"]
[]
[null,"Project",{"$nulls":7},"Certificate No."]
[null,"Contractor"]
[null,"Month Ending"]
[]
[]
[null,"Reference","Description",null,"% ","Prices at the Contract Date",null,"% Done","Price of Work Done to Date","Previous Total","Amount Due "]
[]
[null,"A","B",null,null,"C",null,"D","E","F","G = E - F"]
[]
[null,1,{"$f":"'[20]SUMMARY PAGE'!B8","v":"Preliminaries and General"},null,null,{"$f":"'[20]SUMMARY PAGE'!E8","v":0},null,{"$f":"+I14/F14","v":{"$error":"#DIV/0!"}},null,null,{"$f":"I14-J14","v":0},null,null,{"$f":"L14-M14","v":{"v":0,"d":"0.00"}}]
[null,2,{"$f":"'[20]SUMMARY PAGE'!B9","v":"Excavations"},null,null,{"$f":"'[20]SUMMARY PAGE'!E9","v":0},null,{"$error":"#DIV/0!"},null,null,0,null,null,{"$f":"L15-M15","v":{"v":0,"d":"0.00"}}]
[null,3,{"$f":"'[20]SUMMARY PAGE'!B10","v":"MV Overhead System"},null,null,{"$f":"'[20]SUMMARY PAGE'!E10","v":0},null,{"$error":"#DIV/0!"},null,null,0,null,null,{"v":0,"d":"0.00"}]
[null,4,{"$f":"'[20]SUMMARY PAGE'!B11","v":"LV Overhead System"},null,null,{"$f":"'[20]SUMMARY PAGE'!E11","v":0},{"$nulls":4},0,null,null,{"v":0,"d":"0.00"}]
[null,5,{"$f":"'[20]SUMMARY PAGE'!B12","v":"MV Equipment and Switchgear"},null,null,{"$f":"'[20]SUMMARY PAGE'!E12","v":0},null,{"$error":"#DIV/0!"},null,null,0,null,null,{"v":0,"d":"0.00"}]
[null,6,{"$f":"'[20]SUMMARY PAGE'!B13","v":"House Service Connections"},null,null,{"$f":"'[20]SUMMARY PAGE'!E13","v":0},{"$nulls":4},0,null,null,{"v":0,"d":"0.00"}]
[null,7,{"$f":"'[20]SUMMARY PAGE'!B14","v":"LV cable"},null,null,{"$f":"'[20]SUMMARY PAGE'!E14","v":0},{"$nulls":4},0,null,null,{"$f":"L20-M20","v":{"v":0,"d":"0.00"}}]
[null,8,{"$f":"'[20]SUMMARY PAGE'!B15","v":"MV cable"},null,null,{"$f":"'[20]SUMMARY PAGE'!E15","v":0}]
[null,9,{"$f":"'[20]SUMMARY PAGE'!B16","v":"Dismantle"},null,null,{"$f":"'[20]SUMMARY PAGE'!E16","v":0}]
[null,10,{"$f":"'[20]SUMMARY PAGE'!B17","v":0},null,null,{"$f":"'[20]SUMMARY PAGE'!E17","v":0}]
[{"$nulls":5},{"$f":"'[20]SUMMARY PAGE'!E18","v":0}]
[{"$nulls":5},{"$f":"'[20]SUMMARY PAGE'!E19","v":0}]
[{"$nulls":5},{"$f":"'[20]SUMMARY PAGE'!E20","v":0}]
[{"$nulls":5},{"$f":"'[20]SUMMARY PAGE'!E21","v":0}]
[{"$nulls":5},{"$f":"'[20]SUMMARY PAGE'!E22","v":0}]
[{"$nulls":5},{"$f":"'[20]SUMMARY PAGE'!E23","v":0}]
[{"$nulls":5},{"$f":"'[20]SUMMARY PAGE'!E24","v":0}]
[{"$nulls":5},{"$f":"'[20]SUMMARY PAGE'!E25","v":0}]
[{"$nulls":5},{"$f":"'[20]SUMMARY PAGE'!E26","v":0}]
[null,null,{"$f":"'[20]SUMMARY PAGE'!B18","v":"HANDLING FEE 10%"},null,null,{"$f":"'[20]SUMMARY PAGE'!E27","v":0}]
[null,9,"SUB-TOTAL (MEASURED WORKS & ORIGINAL SCOPE OF WORK)",null,null,{"$f":"SUM(F13:F33)","v":0},null,null,{"$f":"SUM(I13:I33)","v":0},{"$f":"SUM(J13:J33)","v":0},{"$f":"ROUND(I34-J34,2)","v":0}]
[null,{"$f":"+B34+1","v":10}]
[null,{"$f":"+B34+1","v":10},"Add: Compensation Events 60.1(1)",{"$nulls":7},{"$f":"+I36-J36","v":0}]
[null,{"$f":"+B36+1","v":11},"SUB-TOTAL 1","ZAR",null,{"$f":"+SUM(F34:F36)","v":0},null,null,{"$f":"+SUM(I34:I36)","v":0},{"$f":"+SUM(J34:J36)","v":0},{"$f":"ROUND(I37-J37,2)","v":0}]
[]
[null,{"$f":"+B37+1","v":12},"Add: Compensation Events 60.1(2) to (19)"]
[null,{"$f":"+B39+1","v":13},"SUB-TOTAL 2","ZAR",null,{"$f":"+SUM(F37:F39)","v":0},null,null,{"$f":"+SUM(I37:I39)","v":0},{"$f":"+SUM(J37:J39)","v":0},{"$f":"ROUND(I40-J40,2)","v":0}]
[]
[null,{"$f":"+B40+1","v":14},"Add: N/A"]
[null,{"$f":"+B39+1","v":13},"SUB-TOTAL 3","ZAR",null,{"$f":"SUM(F40:F42)","v":0},null,null,{"$f":"SUM(I40:I42)","v":0},{"$f":"SUM(J40:J42)","v":0},{"$f":"ROUND(I43-J43,2)","v":0}]
[]
[null,{"$f":"+B43+1","v":14},"Add: N/A"]
[null,{"$f":"+B42+1","v":15},"SUB-TOTAL 4","ZAR",null,{"$f":"SUM(F43:F45)","v":0},null,null,{"$f":"SUM(I43:I45)","v":0},{"$f":"SUM(J43:J45)","v":0},{"$f":"ROUND(I46-J46,2)","v":0}]
[]
[null,{"$f":"+B46+1","v":16},"Less: Retention",null,{"v":0.1,"d":"10.0%"},{"$f":"-F46*E48","v":0},null,null,{"$f":"-I46*E48","v":0},{"$f":"-J46*E48","v":0},{"$f":"ROUND(I48-J48,2)","v":0}]
[null,{"$f":"+B45+1","v":15},"SUB-TOTAL 5","ZAR",null,{"$f":"SUM(F46:F48)","v":0},null,null,{"$f":"SUM(I46:I48)","v":0},{"$f":"SUM(J46:J48)","v":0},{"$f":"ROUND(I49-J49,2)","v":0}]
[]
[null,{"$f":"+B49+1","v":16},"Add: Value Added Tax",null,{"v":0.15,"d":"15%"},{"$f":"ROUND($E$51*F49,2)","v":0},null,null,{"$f":"+E51*I49","v":0},{"$f":"+J49*E51","v":0},{"$f":"ROUND(I51-J51,2)","v":0}]
[]
[null,{"$f":"+B51+1","v":17},"TOTAL",{"$f":"D49","v":"ZAR"},null,{"$f":"+F51+F49","v":0},null,{"$f":"+I53/F53","v":{"$error":"#DIV/0!"}},{"$f":"+I51+I49","v":0},{"$f":"SUM(J49:J52)","v":0},{"$f":"ROUND(I53-J53,2)","v":0}]
[]
[]
[]
[null,1,"CONTRACT PRICE ADJUSTMENT"]
[null,{"$f":"+B57+1","v":2},"Work Done to Date (excluding Compensation Events)",{"$nulls":5},0,0,{"$f":"ROUND(I58-J58,2)","v":0}]
[null,3,"Compensation Events",{"$nulls":5},0,0,{"$f":"ROUND(I59-J59,2)","v":0}]
[null,4,"SUB-TOTAL 6","ZAR",null,{"$f":"SUM(F57:F59)","v":0},null,null,{"$f":"SUM(I57:I59)","v":0},{"$f":"SUM(J57:J59)","v":0},0]
[null,5,"Less: Retention",null,{"v":0.1,"d":"10.0%"},{"$nulls":3},{"$f":"+I60*-$E$61","v":0},{"$f":"+J60*-$E$61","v":0},{"$f":"ROUND(I61-J61,2)","v":0}]
[null,6,"SUB-TOTAL 7","ZAR",null,{"$f":"SUM(F60:F61)","v":0},null,null,{"$f":"SUM(I60:I61)","v":0},{"$f":"SUM(J60:J61)","v":0},{"$f":"SUM(K60:K61)","v":0}]
[null,7,"Add: Value Added Tax",null,{"v":0.15,"d":"15%"},{"$f":"ROUND($E$51*F61,2)","v":0},null,null,{"$f":"+E63*I62","v":0},{"$f":"+J61*E62","v":0},{"$f":"ROUND(I63-J63,2)","v":0}]
[null,8,"TOTAL","ZAR",null,{"$f":"SUM(F62:F63)","v":0},null,null,{"$f":"SUM(I62:I63)","v":0},{"$f":"SUM(J62:J63)","v":0},{"$f":"SUM(K62:K63)","v":0}]

{"sheet":"SUMMARY PAGE","index":4,"n_rows":27,"n_cols":35,"rows_kept":27,"merged":[[0,0,0,1],[0,3,0,4],[1,0,1,1],[1,3,1,4],[2,0,2,1],[3,0,3,1],[4,0,4,1],[4,5,5,7],[4,8,5,10],[4,11,5,13],[4,14,5,16],[4,17,5,19],[4,20,5,22],[4,23,5,25],[4,26,5,28],[4,29,5,31],[4,32,5,34],[5,0,5,1],[5,2,5,4],[19,3,20,3],[21,3,22,3],[23,3,24,3],[25,3,26,3]]}
["PROJECT NAME :",null,"START:"]
["CONTRACTOR :",null,"END:"]
["PO NUMBER:"]
["CONTRACT NO.:"]
["SUMMARY PAGE",{"$nulls":4},"CLAIM 1",null,null,"CLAIM 2",null,null,"CLAIM 3",null,null,"CLAIM 4",null,null,"CLAIM 5",null,null,"CLAIM 6",null,null,"CLAIM 7",null,null,"CLAIM 8",null,null,"CLAIM 9",null,null,"CLAIM 10"]
["RETICULATION",null,"PROJECT TOTALS"]
["BILL NO.","DESCRIPTION","SUPPLY","LABOUR","TOTAL","SUPPLY",{"$f":"D7","v":"LABOUR"},"TOTAL","SUPPLY",{"$f":"G7","v":"LABOUR"},"TOTAL","SUPPLY",{"$f":"J7","v":"LABOUR"},"TOTAL","SUPPLY",{"$f":"M7","v":"LABOUR"},"TOTAL","SUPPLY",{"$f":"P7","v":"LABOUR"},"TOTAL","SUPPLY",{"$f":"S7","v":"LABOUR"},"TOTAL","SUPPLY",{"$f":"V7","v":"LABOUR"},"TOTAL","SUPPLY",{"$f":"Y7","v":"LABOUR"},"TOTAL","SUPPLY",{"$f":"AB7","v":"LABOUR"},"TOTAL","SUPPLY",{"$f":"AE7","v":"LABOUR"},"TOTAL"]
[1,"Preliminaries and General",null,{"$f":"'P&Gs'!G54","v":{"v":0,"d":"R0.00"}},{"$f":"C8+D8","v":{"v":0,"d":"R0.00"}},null,{"$f":"'P&Gs'!I54","v":{"v":0,"d":"R0.00"}},{"$f":"F8+G8","v":{"v":0,"d":"R0.00"}},null,{"$f":"'P&Gs'!K54","v":{"v":0,"d":"R0.00"}},{"$f":"I8+J8","v":{"v":0,"d":"R0.00"}},null,{"$f":"'P&Gs'!M54","v":{"v":0,"d":"R0.00"}},{"$f":"L8+M8","v":{"v":0,"d":"R0.00"}},null,null,{"$f":"O8+P8","v":{"v":0,"d":"R0.00"}},null,null,{"$f":"R8+S8","v":{"v":0,"d":"R0.00"}},null,null,{"$f":"U8+V8","v":{"v":0,"d":"R0.00"}},null,null,{"$f":"X8+Y8","v":{"v":0,"d":"R0.00"}},null,null,{"$f":"AA8+AB8","v":{"v":0,"d":"R0.00"}},null,null,{"$f":"AD8+AE8","v":{"v":0,"d":"R0.00"}},null,null,{"$f":"AG8+AH8","v":{"v":0,"d":"R0.00"}}]
[2,"Excavations",{"$f":"'Excavations '!H179","v":{"v":0,"d":"R0.00"}},{"$f":"'Excavations '!I179","v":{"v":0,"d":"R0.00"}},{"$f":"C9+D9","v":{"v":0,"d":"R0.00"}},{"$f":"'Excavations '!M179","v":{"v":0,"d":"R0.00"}},{"$f":"'Excavations '!N179","v":{"v":0,"d":"R0.00"}},{"$f":"F9+G9","v":{"v":0,"d":"R0.00"}},{"$f":"'Excavations '!R179","v":{"v":0,"d":"R0.00"}},{"$f":"'Excavations '!S179","v":{"v":0,"d":"R0.00"}},{"$f":"I9+J9","v":{"v":0,"d":"R0.00"}},{"$f":"'Excavations '!W179","v":{"v":0,"d":"R0.00"}},{"$f":"'Excavations '!X179","v":{"v":0,"d":"R0.00"}},{"$f":"L9+M9","v":{"v":0,"d":"R0.00"}},null,null,{"$f":"O9+P9","v":{"v":0,"d":"R0.00"}},null,null,{"$f":"R9+S9","v":{"v":0,"d":"R0.00"}},null,null,{"$f":"U9+V9","v":{"v":0,"d":"R0.00"}},null,null,{"$f":"X9+Y9","v":{"v":0,"d":"R0.00"}},null,null,{"$f":"AA9+AB9","v":{"v":0,"d":"R0.00"}},null,null,{"$f":"AD9+AE9","v":{"v":0,"d":"R0.00"}},null,null,{"$f":"AG9+AH9","v":{"v":0,"d":"R0.00"}}]
[3,"MV Overhead System",{"$f":"'MV Overhead'!H340","v":{"v":0,"d":"R0.00"}},{"$f":"'MV Overhead'!I340","v":{"v":0,"d":"R0.00"}},{"v":0,"d":"R0.00"},{"$f":"'MV Overhead'!M340","v":{"v":0,"d":"R0.00"}},{"$f":"'MV Overhead'!N340","v":{"v":0,"d":"R0.00"}},{"v":0,"d":"R0.00"},{"$f":"'MV Overhead'!R340","v":{"v":0,"d":"R0.00"}},{"$f":"'MV Overhead'!S340","v":{"v":0,"d":"R0.00"}},{"v":0,"d":"R0.00"},{"$f":"'MV Overhead'!W340","v":{"v":0,"d":"R0.00"}},{"$f":"'MV Overhead'!X340","v":{"v":0,"d":"R0.00"}},{"v":0,"d":"R0.00"},null,null,{"v":0,"d":"R0.00"},null,null,{"v":0,"d":"R0.00"},null,null,{"v":0,"d":"R0.00"},null,null,{"v":0,"d":"R0.00"},null,null,{"v":0,"d":"R0.00"},null,null,{"v":0,"d":"R0.00"},null,null,{"v":0,"d":"R0.00"}]
[4,"LV Overhead System",{"$f":"'LV Overhead'!H151","v":{"v":0,"d":"R0.00"}},{"$f":"'LV Overhead'!I151","v":{"v":0,"d":"R0.00"}},{"v":0,"d":"R0.00"},{"$f":"'LV Overhead'!M151","v":{"v":0,"d":"R0.00"}},{"$f":"'LV Overhead'!N151","v":{"v":0,"d":"R0.00"}},{"v":0,"d":"R0.00"},{"$f":"'LV Overhead'!R151","v":{"v":0,"d":"R0.00"}},{"$f":"'LV Overhead'!S151","v":{"v":0,"d":"R0.00"}},{"v":0,"d":"R0.00"},{"$f":"'LV Overhead'!W151","v":{"v":0,"d":"R0.00"}},{"$f":"'LV Overhead'!X151","v":{"v":0,"d":"R0.00"}},{"v":0,"d":"R0.00"},null,null,{"v":0,"d":"R0.00"},null,null,{"v":0,"d":"R0.00"},null,null,{"v":0,"d":"R0.00"},null,null,{"v":0,"d":"R0.00"},null,null,{"v":0,"d":"R0.00"},null,null,{"v":0,"d":"R0.00"},null,null,{"v":0,"d":"R0.00"}]
[5,"MV Equipment and Switchgear",{"$f":"'MV Equip & Switchgear'!H81","v":{"v":0,"d":"R0.00"}},{"$f":"'MV Equip & Switchgear'!I81","v":{"v":0,"d":"R0.00"}},{"v":0,"d":"R0.00"},{"$f":"'MV Equip & Switchgear'!M81","v":{"v":0,"d":"R0.00"}},{"$f":"'MV Equip & Switchgear'!N81","v":{"v":0,"d":"R0.00"}},{"v":0,"d":"R0.00"},{"$f":"'MV Equip & Switchgear'!R81","v":{"v":0,"d":"R0.00"}},{"$f":"'MV Equip & Switchgear'!S81","v":{"v":0,"d":"R0.00"}},{"v":0,"d":"R0.00"},{"$f":"'MV Equip & Switchgear'!W81","v":{"v":0,"d":"R0.00"}},{"$f":"'MV Equip & Switchgear'!X81","v":{"v":0,"d":"R0.00"}},{"v":0,"d":"R0.00"},null,null,{"v":0,"d":"R0.00"},null,null,{"v":0,"d":"R0.00"},null,null,{"v":0,"d":"R0.00"},null,null,{"v":0,"d":"R0.00"},null,null,{"v":0,"d":"R0.00"},null,null,{"v":0,"d":"R0.00"},null,null,{"v":0,"d":"R0.00"}]
[6,"House Service Connections",{"$f":"'House Service Connections'!H51","v":{"v":0,"d":"R0.00"}},{"$f":"'House Service Connections'!I51","v":{"v":0,"d":"R0.00"}},{"v":0,"d":"R0.00"},{"$f":"'House Service Connections'!M51","v":{"v":0,"d":"R0.00"}},{"$f":"'House Service Connections'!N51","v":{"v":0,"d":"R0.00"}},{"v":0,"d":"R0.00"},{"$f":"'House Service Connections'!R51","v":{"v":0,"d":"R0.00"}},{"$f":"'House Service Connections'!S51","v":{"v":0,"d":"R0.00"}},{"v":0,"d":"R0.00"},{"$f":"'House Service Connections'!W51","v":{"v":0,"d":"R0.00"}},{"$f":"'House Service Connections'!X51","v":{"v":0,"d":"R0.00"}},{"v":0,"d":"R0.00"},null,null,{"v":0,"d":"R0.00"},null,null,{"v":0,"d":"R0.00"},null,null,{"v":0,"d":"R0.00"},null,null,{"v":0,"d":"R0.00"},null,null,{"v":0,"d":"R0.00"},null,null,{"v":0,"d":"R0.00"},null,null,{"v":0,"d":"R0.00"}]
[7,"LV cable",{"$f":"'LV Cable'!H229","v":{"v":0,"d":"R0.00"}},{"$f":"'LV Cable'!I229","v":{"v":0,"d":"R0.00"}},{"v":0,"d":"R0.00"},{"$f":"'LV Cable'!M229","v":{"v":0,"d":"R0.00"}},{"$f":"'LV Cable'!N229","v":{"v":0,"d":"R0.00"}},{"v":0,"d":"R0.00"},{"$f":"'LV Cable'!R229","v":{"v":0,"d":"R0.00"}},{"$f":"'LV Cable'!S229","v":{"v":0,"d":"R0.00"}},{"v":0,"d":"R0.00"},{"$f":"'LV Cable'!W229","v":{"v":0,"d":"R0.00"}},{"$f":"'LV Cable'!X229","v":{"v":0,"d":"R0.00"}},{"v":0,"d":"R0.00"},null,null,{"v":0,"d":"R0.00"},null,null,{"v":0,"d":"R0.00"},null,null,{"v":0,"d":"R0.00"},null,null,{"v":0,"d":"R0.00"},null,null,{"v":0,"d":"R0.00"},null,null,{"v":0,"d":"R0.00"},null,null,{"v":0,"d":"R0.00"}]
[8,"MV cable",{"$f":"'MV Cable'!H369","v":{"v":0,"d":"R0.00"}},{"$f":"'MV Cable'!I369","v":{"v":0,"d":"R0.00"}},{"v":0,"d":"R0.00"},{"$f":"'MV Cable'!M369","v":{"v":0,"d":"R0.00"}},{"$f":"'MV Cable'!N369","v":{"v":0,"d":"R0.00"}},{"v":0,"d":"R0.00"},{"$f":"'MV Cable'!R369","v":{"v":0,"d":"R0.00"}},{"$f":"'MV Cable'!S369","v":{"v":0,"d":"R0.00"}},{"v":0,"d":"R0.00"},{"$f":"'MV Cable'!W369","v":{"v":0,"d":"R0.00"}},{"$f":"'MV Cable'!X369","v":{"v":0,"d":"R0.00"}},{"v":0,"d":"R0.00"},null,null,{"v":0,"d":"R0.00"},null,null,{"v":0,"d":"R0.00"},null,null,{"v":0,"d":"R0.00"},null,null,{"v":0,"d":"R0.00"},null,null,{"v":0,"d":"R0.00"},null,null,{"v":0,"d":"R0.00"},null,null,{"v":0,"d":"R0.00"}]
[9,"Dismantle",null,{"$f":"Dismantle!G285","v":{"v":0,"d":"R0.00"}},{"v":0,"d":"R0.00"},null,{"$f":"Dismantle!I285","v":{"v":0,"d":"R0.00"}},{"v":0,"d":"R0.00"},null,{"$f":"Dismantle!K285","v":{"v":0,"d":"R0.00"}},{"v":0,"d":"R0.00"},null,{"$f":"Dismantle!M285","v":{"v":0,"d":"R0.00"}},{"v":0,"d":"R0.00"},null,null,{"v":0,"d":"R0.00"},null,null,{"v":0,"d":"R0.00"},null,null,{"v":0,"d":"R0.00"},null,null,{"v":0,"d":"R0.00"},null,null,{"v":0,"d":"R0.00"},null,null,{"v":0,"d":"R0.00"},null,null,{"v":0,"d":"R0.00"}]
[10,"Ad-Hoc Items",{"v":0,"d":"R0.00"},{"$f":"'Ad-Hoc Items'!F14","v":{"v":0,"d":"R0.00"}},{"v":0,"d":"R0.00"},null,null,{"v":0,"d":"R0.00"}]
[11,"HANDLING FEE 10%",{"$f":"SUM(C9:C17)*10%","v":{"v":0,"d":"R0.00"}},null,{"$f":"C18+D18","v":{"v":0,"d":"R0.00"}},{"$f":"SUM(F9:F15)*10%","v":{"v":0,"d":"R0.00"}},null,{"$f":"F18+G18","v":{"v":0,"d":"R0.00"}},{"$f":"SUM(I9:I15)*10%","v":{"v":0,"d":"R0.00"}},null,{"$f":"I18+J18","v":{"v":0,"d":"R0.00"}},{"$f":"SUM(L9:L15)*10%","v":{"v":0,"d":"R0.00"}},null,{"$f":"L18+M18","v":{"v":0,"d":"R0.00"}},{"$f":"SUM(O9:O15)*10%","v":{"v":0,"d":"R0.00"}},null,{"$f":"O18+P18","v":{"v":0,"d":"R0.00"}},{"$f":"SUM(R9:R15)*10%","v":{"v":0,"d":"R0.00"}},null,{"$f":"R18+S18","v":{"v":0,"d":"R0.00"}},{"$f":"SUM(U9:U15)*10%","v":{"v":0,"d":"R0.00"}},null,{"$f":"U18+V18","v":{"v":0,"d":"R0.00"}},{"$f":"SUM(X9:X15)*10%","v":{"v":0,"d":"R0.00"}},null,{"$f":"X18+Y18","v":{"v":0,"d":"R0.00"}},{"$f":"SUM(AA9:AA15)*10%","v":{"v":0,"d":"R0.00"}},null,{"$f":"AA18+AB18","v":{"v":0,"d":"R0.00"}},{"$f":"SUM(AD9:AD15)*10%","v":{"v":0,"d":"R0.00"}},null,{"$f":"AD18+AE18","v":{"v":0,"d":"R0.00"}},{"$f":"SUM(AG9:AG15)*10%","v":{"v":0,"d":"R0.00"}},null,{"$f":"AG18+AH18","v":{"v":0,"d":"R0.00"}}]
[null,"TOTAL",{"$f":"SUM(C8:C18)","v":{"v":0,"d":"R0.00"}},{"$f":"SUM(D8:D18)","v":{"v":0,"d":"R0.00"}},{"$f":"SUM(E8:E18)","v":{"v":0,"d":"R0.00"}},{"$f":"SUM(F8:F18)","v":{"v":0,"d":"R0.00"}},{"v":0,"d":"R0.00"},{"v":0,"d":"R0.00"},{"v":0,"d":"R0.00"},{"v":0,"d":"R0.00"},{"v":0,"d":"R0.00"},{"v":0,"d":"R0.00"},{"v":0,"d":"R0.00"},{"v":0,"d":"R0.00"},{"v":0,"d":"R0.00"},{"v":0,"d":"R0.00"},{"v":0,"d":"R0.00"},{"v":0,"d":"R0.00"},{"v":0,"d":"R0.00"},{"v":0,"d":"R0.00"},{"v":0,"d":"R0.00"},{"v":0,"d":"R0.00"},{"v":0,"d":"R0.00"},{"v":0,"d":"R0.00"},{"v":0,"d":"R0.00"},{"v":0,"d":"R0.00"},{"v":0,"d":"R0.00"},{"v":0,"d":"R0.00"},{"v":0,"d":"R0.00"},{"v":0,"d":"R0.00"},{"v":0,"d":"R0.00"},{"v":0,"d":"R0.00"},{"v":0,"d":"R0.00"},{"v":0,"d":"R0.00"},{"v":0,"d":"R0.00"}]
["Verified By:",null,null,"DATE"]
["Clerk of Works"]
["Cost Checked by:",null,null,"DATE"]
["Quantity Surveyor"]
["Accepted By:",null,null,"DATE"]
["Contractor"]
["Approved By:",null,null,"DATE"]
["Programme Manager"]

{"sheet":"P&Gs","index":5,"n_rows":62,"n_cols":27,"rows_kept":62,"merged":[[0,0,0,3],[0,4,0,6],[0,7,0,8],[0,9,0,10],[0,11,0,12],[0,13,0,14],[0,15,0,16],[0,17,0,18],[0,19,0,20],[0,21,0,22],[0,23,0,24],[0,25,0,26],[2,1,2,2],[26,1,26,3],[27,1,27,3],[52,2,52,4],[53,2,53,4],[54,3,55,3],[56,3,57,3],[58,3,59,3],[60,3,61,3]]}
["PRELIMINARY AND GENERAL ITEMS",{"$nulls":3},"PROJECT TOTALS",null,null,"CLAIM 1",null,"CLAIM 2",null,"CLAIM 3",null,"CLAIM 4",null,"CLAIM 5",null,"CLAIM 6",null,"CLAIM 7",null,"CLAIM 8",null,"CLAIM 9",null,"CLAIM 10"]
["Bill No:1",null,"DESCRIPTION","UNIT","QTY","RATE","TOTAL","QTY","TOTAL","QTY","TOTAL","QTY","TOTAL","QTY","TOTAL","QTY","TOTAL","QTY","TOTAL","QTY","TOTAL","QTY","TOTAL","QTY","TOTAL","QTY","TOTAL"]
["A","FIXED CHARGE ITEMS"]
["A.1","Site Establishment:","The Contractor shall establish the site camp and maintain throughout the construction period and allow for removal of such upon completion of Works. The Eskom Representative reserves the right to negotiate the rates for rental arrangements."]
["A.1.1.",null,"Office and Meeting Room ","Sum",null,null,{"$f":"E5*F5","v":{"v":0,"d":"R0.00"}},null,{"$f":"H5*F5","v":{"v":0,"d":"R0.00"}},null,{"$f":"J5*F5","v":{"v":0,"d":"R0.00"}},null,{"$f":"L5*F5","v":{"v":0,"d":"R0.00"}},null,{"$f":"N5*F5","v":{"v":0,"d":"R0.00"}},null,{"$f":"P5*F5","v":{"v":0,"d":"R0.00"}},null,{"$f":"R5*F5","v":{"v":0,"d":"R0.00"}},null,{"$f":"T5*F5","v":{"v":0,"d":"R0.00"}},null,{"$f":"V5*F5","v":{"v":0,"d":"R0.00"}},null,{"$f":"X5*F5","v":{"v":0,"d":"R0.00"}},null,{"$f":"Z5*F5","v":{"v":0,"d":"R0.00"}}]
["A.1.2.",null,"Stores ","Sum",null,null,{"$f":"E6*F6","v":{"v":0,"d":"R0.00"}},null,{"$f":"H6*F6","v":{"v":0,"d":"R0.00"}},null,{"$f":"J6*F6","v":{"v":0,"d":"R0.00"}},null,{"$f":"L6*F6","v":{"v":0,"d":"R0.00"}},null,{"$f":"N6*F6","v":{"v":0,"d":"R0.00"}},null,{"$f":"P6*F6","v":{"v":0,"d":"R0.00"}},null,{"$f":"R6*F6","v":{"v":0,"d":"R0.00"}},null,{"$f":"T6*F6","v":{"v":0,"d":"R0.00"}},null,{"$f":"V6*F6","v":{"v":0,"d":"R0.00"}},null,{"$f":"X6*F6","v":{"v":0,"d":"R0.00"}},null,{"$f":"Z6*F6","v":{"v":0,"d":"R0.00"}}]
["A.1.3.",null,"Sanitation/Ablution facilities","Sum",null,null,{"v":0,"d":"R0.00"},null,{"v":0,"d":"R0.00"},null,{"v":0,"d":"R0.00"},null,{"v":0,"d":"R0.00"},null,{"v":0,"d":"R0.00"},null,{"v":0,"d":"R0.00"},null,{"v":0,"d":"R0.00"},null,{"v":0,"d":"R0.00"},null,{"v":0,"d":"R0.00"},null,{"v":0,"d":"R0.00"},null,{"v":0,"d":"R0.00"}]
["A.1.4.",null,"Electricity (Eskom/Munic supply)","Sum",null,null,{"v":0,"d":"R0.00"},null,{"v":0,"d":"R0.00"},null,{"v":0,"d":"R0.00"},null,{"v":0,"d":"R0.00"},null,{"v":0,"d":"R0.00"},null,{"v":0,"d":"R0.00"},null,{"v":0,"d":"R0.00"},null,{"v":0,"d":"R0.00"},null,{"v":0,"d":"R0.00"},null,{"v":0,"d":"R0.00"},null,{"v":0,"d":"R0.00"}]
["A.1.5.",null,"Electricity (Generator 6.5kVA)","Sum",null,null,{"v":0,"d":"R0.00"},null,{"v":0,"d":"R0.00"},null,{"v":0,"d":"R0.00"},null,{"v":0,"d":"R0.00"},null,{"v":0,"d":"R0.00"},null,{"v":0,"d":"R0.00"},null,{"v":0,"d":"R0.00"},null,{"v":0,"d":"R0.00"},null,{"v":0,"d":"R0.00"},null,{"v":0,"d":"R0.00"},null,{"v":0,"d":"R0.00"}]
["A.1.6.",null,"Temporary water supply","Sum",null,null,{"v":0,"d":"R0.00"},null,{"v":0,"d":"R0.00"},null,{"v":0,"d":"R0.00"},null,{"v":0,"d":"R0.00"},null,{"v":0,"d":"R0.00"},null,{"v":0,"d":"R0.00"},null,{"v":0,"d":"R0.00"},null,{"v":0,"d":"R0.00"},null,{"v":0,"d":"R0.00"},null,{"v":0,"d":"R0.00"},null,{"v":0,"d":"R0.00"}]
["A.1.7.",null,"The supply and complete installation of Diamond mesh fencing including fence posts at 1.8 meters high ","m",null,null,{"v":0,"d":"R0.00"},null,{"v":0,"d":"R0.00"},null,{"v":0,"d":"R0.00"},null,{"v":0,"d":"R0.00"},null,{"v":0,"d":"R0.00"},null,{"v":0,"d":"R0.00"},null,{"v":0,"d":"R0.00"},null,{"v":0,"d":"R0.00"},null,{"v":0,"d":"R0.00"},null,{"v":0,"d":"R0.00"},null,{"v":0,"d":"R0.00"}]
["A.1.8.",null,"The supply and complete installation of a Diamond mesh Lockable Gate including fence posts 1.8m high x 3.6m wide, including lock","each",null,null,{"v":0,"d":"R0.00"},null,{"v":0,"d":"R0.00"},null,{"v":0,"d":"R0.00"},null,{"v":0,"d":"R0.00"},null,{"v":0,"d":"R0.00"},null,{"v":0,"d":"R0.00"},null,{"v":0,"d":"R0.00"},null,{"v":0,"d":"R0.00"},null,{"v":0,"d":"R0.00"},null,{"v":0,"d":"R0.00"},null,{"v":0,"d":"R0.00"}]
["A.2.","Sign Board"]
["A.2.1",null,"Construction Name Board  - The Contractor shall supply, install and  maintain one project signboard bearing the name of the project, the name and logo of Eskom, and the Contractor.","each",null,null,{"v":0,"d":"R0.00"},null,{"v":0,"d":"R0.00"},null,{"$f":"J14*F14","v":{"v":0,"d":"R0.00"}},null,{"$f":"L14*F14","v":{"v":0,"d":"R0.00"}},null,{"$f":"N14*F14","v":{"v":0,"d":"R0.00"}},null,{"$f":"P14*F14","v":{"v":0,"d":"R0.00"}},null,{"$f":"R14*F14","v":{"v":0,"d":"R0.00"}},null,{"$f":"T14*F14","v":{"v":0,"d":"R0.00"}},null,{"$f":"V14*F14","v":{"v":0,"d":"R0.00"}},null,{"$f":"X14*F14","v":{"v":0,"d":"R0.00"}},null,{"$f":"Z14*F14","v":{"v":0,"d":"R0.00"}}]
["A.3.","Sample Board and Stubby Line"]
["A.3.1",null,"Construct a sample board and stubby line as per the drawings and specification stated in the latest revision of MVL-EI-048 published by Eskom Standards Implementation Department. ","Sum",null,null,{"v":0,"d":"R0.00"},null,{"v":0,"d":"R0.00"},null,{"$f":"J16*F16","v":{"v":0,"d":"R0.00"}},null,{"$f":"L16*F16","v":{"v":0,"d":"R0.00"}},null,{"$f":"N16*F16","v":{"v":0,"d":"R0.00"}},null,{"$f":"P16*F16","v":{"v":0,"d":"R0.00"}},null,{"$f":"R16*F16","v":{"v":0,"d":"R0.00"}},null,{"$f":"T16*F16","v":{"v":0,"d":"R0.00"}},null,{"$f":"V16*F16","v":{"v":0,"d":"R0.00"}},null,{"$f":"X16*F16","v":{"v":0,"d":"R0.00"}},null,{"$f":"Z16*F16","v":{"v":0,"d":"R0.00"}}]
["A.4.","Health and Safety measures                               (In terms of 34-333)","Safety & Health, Environmental"]
["A.4.1",null,"Compliance with OH&S Act & Construction Regulations, for other provisions not accounted for elsewhere","Sum",null,null,{"v":0,"d":"R0.00"},null,{"v":0,"d":"R0.00"},null,{"$f":"J18*F18","v":{"v":0,"d":"R0.00"}},null,{"$f":"L18*F18","v":{"v":0,"d":"R0.00"}},null,{"$f":"N18*F18","v":{"v":0,"d":"R0.00"}},null,{"$f":"P18*F18","v":{"v":0,"d":"R0.00"}},null,{"$f":"R18*F18","v":{"v":0,"d":"R0.00"}},null,{"$f":"T18*F18","v":{"v":0,"d":"R0.00"}},null,{"$f":"V18*F18","v":{"v":0,"d":"R0.00"}},null,{"$f":"X18*F18","v":{"v":0,"d":"R0.00"}},null,{"$f":"Z18*F18","v":{"v":0,"d":"R0.00"}}]
["A.5.","Materials Management"]
["A.5.1",null,"The Contractor shall make allowance to receive at the site camp, offload and stack the free-issue materials supplied to the contractor. ","Sum",null,null,{"v":0,"d":"R0.00"},null,{"v":0,"d":"R0.00"},null,{"$f":"J20*F20","v":{"v":0,"d":"R0.00"}},null,{"$f":"L20*F20","v":{"v":0,"d":"R0.00"}},null,{"$f":"N20*F20","v":{"v":0,"d":"R0.00"}},null,{"$f":"P20*F20","v":{"v":0,"d":"R0.00"}},null,{"$f":"R20*F20","v":{"v":0,"d":"R0.00"}},null,{"$f":"T20*F20","v":{"v":0,"d":"R0.00"}},null,{"$f":"V20*F20","v":{"v":0,"d":"R0.00"}},null,{"$f":"X20*F20","v":{"v":0,"d":"R0.00"}},null,{"$f":"Z20*F20","v":{"v":0,"d":"R0.00"}}]
["A.5.2",null,"Upon request by an Eskom representative, the contractor shall collect material from the specified Eskom RDC and transport to the site camp, to be off-loaded and stacked. OR return unused material to Eskom stores. Satellite/GPS map to be submitted for verification."]
["A.5.2.1.",null,"LDV","km",null,null,{"v":0,"d":"R0.00"},null,{"v":0,"d":"R0.00"},null,{"$f":"J22*F22","v":{"v":0,"d":"R0.00"}},null,{"$f":"L22*F22","v":{"v":0,"d":"R0.00"}},null,{"$f":"N22*F22","v":{"v":0,"d":"R0.00"}},null,{"$f":"P22*F22","v":{"v":0,"d":"R0.00"}},null,{"$f":"R22*F22","v":{"v":0,"d":"R0.00"}},null,{"$f":"T22*F22","v":{"v":0,"d":"R0.00"}},null,{"$f":"V22*F22","v":{"v":0,"d":"R0.00"}},null,{"$f":"X22*F22","v":{"v":0,"d":"R0.00"}},null,{"$f":"Z22*F22","v":{"v":0,"d":"R0.00"}}]
["A.5.2.2.",null,"4-ton truck","km",null,null,{"v":0,"d":"R0.00"},null,{"v":0,"d":"R0.00"},null,{"v":0,"d":"R0.00"},null,{"v":0,"d":"R0.00"},null,{"v":0,"d":"R0.00"},null,{"v":0,"d":"R0.00"},null,{"v":0,"d":"R0.00"},null,{"v":0,"d":"R0.00"},null,{"v":0,"d":"R0.00"},null,{"v":0,"d":"R0.00"},null,{"v":0,"d":"R0.00"}]
["A.5.2.3.",null,"8-ton crane truck","km",null,null,{"v":0,"d":"R0.00"},null,{"v":0,"d":"R0.00"},null,{"v":0,"d":"R0.00"},null,{"v":0,"d":"R0.00"},null,{"v":0,"d":"R0.00"},null,{"v":0,"d":"R0.00"},null,{"v":0,"d":"R0.00"},null,{"v":0,"d":"R0.00"},null,{"v":0,"d":"R0.00"},null,{"v":0,"d":"R0.00"},null,{"v":0,"d":"R0.00"}]
["A.5.2.4.",null,"22-ton crane truck","km",null,null,{"v":0,"d":"R0.00"},null,{"v":0,"d":"R0.00"},null,{"v":0,"d":"R0.00"},null,{"v":0,"d":"R0.00"},null,{"v":0,"d":"R0.00"},null,{"v":0,"d":"R0.00"},null,{"v":0,"d":"R0.00"},null,{"v":0,"d":"R0.00"},null,{"v":0,"d":"R0.00"},null,{"v":0,"d":"R0.00"},null,{"v":0,"d":"R0.00"}]
[]
[null,"Sub-Total A",{"$nulls":4},{"$f":"SUM(G5:G26)","v":{"v":0,"d":"R0.00"}},null,{"$f":"SUM(I5:I26)","v":{"v":0,"d":"R0.00"}},null,{"$f":"SUM(K5:K26)","v":{"v":0,"d":"R0.00"}},null,{"$f":"SUM(M5:M26)","v":{"v":0,"d":"R0.00"}},null,{"$f":"SUM(O5:O26)","v":{"v":0,"d":"R0.00"}},null,{"$f":"SUM(Q5:Q26)","v":{"v":0,"d":"R0.00"}},null,{"$f":"SUM(S5:S26)","v":{"v":0,"d":"R0.00"}},null,{"$f":"SUM(U5:U26)","v":{"v":0,"d":"R0.00"}},null,{"$f":"SUM(W5:W26)","v":{"v":0,"d":"R0.00"}},null,{"$f":"SUM(Y5:Y26)","v":{"v":0,"d":"R0.00"}},null,{"$f":"SUM(AA5:AA26)","v":{"v":0,"d":"R0.00"}}]
["B.","TIME RELATED ITEMS"]
["B.1","Site Establishment"]
["B.1.1.",null,"Site office with aircon ","Weeks",null,null,{"$f":"E30*F30","v":{"v":0,"d":"R0.00"}},null,{"$f":"H30*F30","v":{"v":0,"d":"R0.00"}},null,{"$f":"J30*F30","v":{"v":0,"d":"R0.00"}},null,{"$f":"L30*F30","v":{"v":0,"d":"R0.00"}},null,{"$f":"N30*F30","v":{"v":0,"d":"R0.00"}},null,{"$f":"P30*F30","v":{"v":0,"d":"R0.00"}},null,{"$f":"R30*F30","v":{"v":0,"d":"R0.00"}},null,{"$f":"T30*F30","v":{"v":0,"d":"R0.00"}},null,{"$f":"V30*F30","v":{"v":0,"d":"R0.00"}},null,{"$f":"X30*F30","v":{"v":0,"d":"R0.00"}},null,{"$f":"Z30*F30","v":{"v":0,"d":"R0.00"}}]
[null,null,"Site Storage 6m x 3m","Weeks",null,null,{"v":0,"d":"R0.00"},null,{"v":0,"d":"R0.00"},null,{"v":0,"d":"R0.00"},null,{"v":0,"d":"R0.00"},null,{"v":0,"d":"R0.00"},null,{"v":0,"d":"R0.00"},null,{"v":0,"d":"R0.00"},null,{"v":0,"d":"R0.00"},null,{"v":0,"d":"R0.00"},null,{"v":0,"d":"R0.00"},null,{"v":0,"d":"R0.00"}]
["B.1.2.",null,"Water","Weeks",null,null,{"v":0,"d":"R0.00"},null,{"v":0,"d":"R0.00"},null,{"v":0,"d":"R0.00"},null,{"v":0,"d":"R0.00"},null,{"v":0,"d":"R0.00"},null,{"v":0,"d":"R0.00"},null,{"v":0,"d":"R0.00"},null,{"v":0,"d":"R0.00"},null,{"v":0,"d":"R0.00"},null,{"v":0,"d":"R0.00"},null,{"v":0,"d":"R0.00"}]
["B.1.3.",null,"Sanitation (service)","Weeks",null,null,{"v":0,"d":"R0.00"},null,{"v":0,"d":"R0.00"},null,{"v":0,"d":"R0.00"},null,{"v":0,"d":"R0.00"},null,{"v":0,"d":"R0.00"},null,{"v":0,"d":"R0.00"},null,{"v":0,"d":"R0.00"},null,{"v":0,"d":"R0.00"},null,{"v":0,"d":"R0.00"},null,{"v":0,"d":"R0.00"},null,{"v":0,"d":"R0.00"}]
["B.1.4.",null,"Electricity (Eskom/Munic supply)","Weeks",null,null,{"v":0,"d":"R0.00"},null,{"v":0,"d":"R0.00"},null,{"v":0,"d":"R0.00"},null,{"v":0,"d":"R0.00"},null,{"v":0,"d":"R0.00"},null,{"v":0,"d":"R0.00"},null,{"v":0,"d":"R0.00"},null,{"v":0,"d":"R0.00"},null,{"v":0,"d":"R0.00"},null,{"v":0,"d":"R0.00"},null,{"v":0,"d":"R0.00"}]
["B.1.5.",null,"Electricity (Generator 6.5kVA)","p/day",null,null,{"v":0,"d":"R0.00"},null,{"v":0,"d":"R0.00"},null,{"v":0,"d":"R0.00"},null,{"v":0,"d":"R0.00"},null,{"v":0,"d":"R0.00"},null,{"v":0,"d":"R0.00"},null,{"v":0,"d":"R0.00"},null,{"v":0,"d":"R0.00"},null,{"v":0,"d":"R0.00"},null,{"v":0,"d":"R0.00"},null,{"v":0,"d":"R0.00"}]
[]
["B.2","Accommodation","Accommodation Allowance is for the Contractors Staff excluding the casual labourers which are assumed to be residing in the area where the works are executed."]
["B.2.1.",null,"Staff Accommodation Allowance","Weeks",null,null,{"$f":"E38*F38","v":{"v":0,"d":"R0.00"}},null,{"$f":"H38*F38","v":{"v":0,"d":"R0.00"}},null,{"$f":"J38*F38","v":{"v":0,"d":"R0.00"}},null,{"$f":"L38*F38","v":{"v":0,"d":"R0.00"}},null,{"$f":"N38*F38","v":{"v":0,"d":"R0.00"}},null,{"$f":"P38*F38","v":{"v":0,"d":"R0.00"}},null,{"$f":"R38*F38","v":{"v":0,"d":"R0.00"}},null,{"$f":"T38*F38","v":{"v":0,"d":"R0.00"}},null,{"$f":"V38*F38","v":{"v":0,"d":"R0.00"}},null,{"$f":"X38*F38","v":{"v":0,"d":"R0.00"}},null,{"$f":"Z38*F38","v":{"v":0,"d":"R0.00"}}]
["B.3","Security"]
["B.3.1.",null,"Security on site - 24 Hour Unarmed Security (Must be PSIRA registered)","Weeks",null,null,{"$f":"E40*F40","v":{"v":0,"d":"R0.00"}},null,{"$f":"H40*F40","v":{"v":0,"d":"R0.00"}},null,{"$f":"J40*F40","v":{"v":0,"d":"R0.00"}},null,{"$f":"L40*F40","v":{"v":0,"d":"R0.00"}},null,{"$f":"N40*F40","v":{"v":0,"d":"R0.00"}},null,{"$f":"P40*F40","v":{"v":0,"d":"R0.00"}},null,{"$f":"R40*F40","v":{"v":0,"d":"R0.00"}},null,{"$f":"T40*F40","v":{"v":0,"d":"R0.00"}},null,{"$f":"V40*F40","v":{"v":0,"d":"R0.00"}},null,{"$f":"X40*F40","v":{"v":0,"d":"R0.00"}},null,{"$f":"Z40*F40","v":{"v":0,"d":"R0.00"}}]
["B.4.","Labour","The Contractor need to submit Weekly Time Sheets for all hourly labour claims and a Daily attendance register for Community Liason Officer claims"]
["B.4.1.",null,"Supervisor","hourly",null,null,{"$f":"E42*F42","v":{"v":0,"d":"R0.00"}},null,{"$f":"H42*F42","v":{"v":0,"d":"R0.00"}},null,{"$f":"J42*F42","v":{"v":0,"d":"R0.00"}},null,{"$f":"L42*F42","v":{"v":0,"d":"R0.00"}},null,{"$f":"N42*F42","v":{"v":0,"d":"R0.00"}},null,{"$f":"P42*F42","v":{"v":0,"d":"R0.00"}},null,{"$f":"R42*F42","v":{"v":0,"d":"R0.00"}},null,{"$f":"T42*F42","v":{"v":0,"d":"R0.00"}},null,{"$f":"V42*F42","v":{"v":0,"d":"R0.00"}},null,{"$f":"X42*F42","v":{"v":0,"d":"R0.00"}},null,{"$f":"Z42*F42","v":{"v":0,"d":"R0.00"}}]
["B.4.2.",null,"Construction Manager (SACPCMP registered),This item shall be claimable only upon submission of valid proof of the Construction Manager's provisional registration with the SACPCMP","hourly",null,null,{"v":0,"d":"R0.00"},null,{"v":0,"d":"R0.00"},null,{"v":0,"d":"R0.00"},null,{"v":0,"d":"R0.00"},null,{"v":0,"d":"R0.00"},null,{"v":0,"d":"R0.00"},null,{"v":0,"d":"R0.00"},null,{"v":0,"d":"R0.00"},null,{"v":0,"d":"R0.00"},null,{"v":0,"d":"R0.00"},null,{"v":0,"d":"R0.00"}]
["B.4.3.",null,"Storeperson\n(Storeperson is required to reconcile and quantify all material on site including Eskom supplied material using the correct material return to stores forms. The Storeperson shall adhere to the implementation and maintenance plan for Materials Management System for the duration of the contract).","hourly",null,null,{"v":0,"d":"R0.00"},null,{"v":0,"d":"R0.00"},null,{"v":0,"d":"R0.00"},null,{"v":0,"d":"R0.00"},null,{"v":0,"d":"R0.00"},null,{"v":0,"d":"R0.00"},null,{"v":0,"d":"R0.00"},null,{"v":0,"d":"R0.00"},null,{"v":0,"d":"R0.00"},null,{"v":0,"d":"R0.00"},null,{"v":0,"d":"R0.00"}]
["B.4.4.",null,"Community Liaison Officer","Days",null,null,{"v":0,"d":"R0.00"},null,{"v":0,"d":"R0.00"},null,{"v":0,"d":"R0.00"},null,{"v":0,"d":"R0.00"},null,{"v":0,"d":"R0.00"},null,{"v":0,"d":"R0.00"},null,{"v":0,"d":"R0.00"},null,{"v":0,"d":"R0.00"},null,{"v":0,"d":"R0.00"},null,{"v":0,"d":"R0.00"},null,{"v":0,"d":"R0.00"}]
["B.4.5.",null,"Safety Officer (SACPCMP registered)","hourly",null,null,{"v":0,"d":"R0.00"},null,{"v":0,"d":"R0.00"},null,{"v":0,"d":"R0.00"},null,{"v":0,"d":"R0.00"},null,{"v":0,"d":"R0.00"},null,{"v":0,"d":"R0.00"},null,{"v":0,"d":"R0.00"},null,{"v":0,"d":"R0.00"},null,{"v":0,"d":"R0.00"},null,{"v":0,"d":"R0.00"},null,{"v":0,"d":"R0.00"}]
[]
["A.5.","Transport","Eskom compliant transportation of staff from place of accommodation to site and back to accommodation","Days",null,null,{"$f":"E48*F48","v":{"v":0,"d":"R0.00"}},null,{"$f":"H48*F48","v":{"v":0,"d":"R0.00"}},null,{"$f":"J48*F48","v":{"v":0,"d":"R0.00"}},null,{"$f":"L48*F48","v":{"v":0,"d":"R0.00"}},null,{"$f":"N48*F48","v":{"v":0,"d":"R0.00"}},null,{"$f":"P48*F48","v":{"v":0,"d":"R0.00"}},null,{"$f":"R48*F48","v":{"v":0,"d":"R0.00"}},null,{"$f":"T48*F48","v":{"v":0,"d":"R0.00"}},null,{"$f":"V48*F48","v":{"v":0,"d":"R0.00"}},null,{"$f":"X48*F48","v":{"v":0,"d":"R0.00"}},null,{"$f":"Z48*F48","v":{"v":0,"d":"R0.00"}}]
[null,null,"(Please note: transport for works as per the scope of work is included in the labour rate)"]
[]
["A.6.","Contractual requirements  ","Comply and maintain all insurance and statutory contributions, etc. Proof of insurance cover to be submitted for verification with each claim. ","Month"]
[]
[null,null,"Sub-Total B",{"$nulls":3},{"$f":"SUM(G30:G52)","v":{"v":0,"d":"R0.00"}},null,{"$f":"SUM(I30:I52)","v":{"v":0,"d":"R0.00"}},null,{"$f":"SUM(K30:K52)","v":{"v":0,"d":"R0.00"}},null,{"$f":"SUM(M30:M52)","v":{"v":0,"d":"R0.00"}},null,{"$f":"SUM(O30:O52)","v":{"v":0,"d":"R0.00"}},null,{"$f":"SUM(Q30:Q52)","v":{"v":0,"d":"R0.00"}},null,{"$f":"SUM(S30:S52)","v":{"v":0,"d":"R0.00"}},null,{"$f":"SUM(U30:U52)","v":{"v":0,"d":"R0.00"}},null,{"$f":"SUM(W30:W52)","v":{"v":0,"d":"R0.00"}},null,{"$f":"SUM(Y30:Y52)","v":{"v":0,"d":"R0.00"}},null,{"$f":"SUM(AA30:AA52)","v":{"v":0,"d":"R0.00"}}]
[null,null,"TOTAL CARRIED TO SUMMARY PAGE",{"$nulls":3},{"$f":"G53+G27","v":{"v":0,"d":"R0.00"}},null,{"$f":"I53+I27","v":{"v":0,"d":"R0.00"}},null,{"$f":"K53+K27","v":{"v":0,"d":"R0.00"}},null,{"$f":"M53+M27","v":{"v":0,"d":"R0.00"}},null,{"$f":"O53+O27","v":{"v":0,"d":"R0.00"}},null,{"$f":"Q53+Q27","v":{"v":0,"d":"R0.00"}},null,{"$f":"S53+S27","v":{"v":0,"d":"R0.00"}},null,{"$f":"U53+U27","v":{"v":0,"d":"R0.00"}},null,{"$f":"W53+W27","v":{"v":0,"d":"R0.00"}},null,{"$f":"Y53+Y27","v":{"v":0,"d":"R0.00"}},null,{"$f":"AA53+AA27","v":{"v":0,"d":"R0.00"}}]
["Verified By:",null,null,"DATE"]
["Clerk of Works"]
["Cost Checked by:",null,null,"DATE"]
["Quantity Surveyor"]
["Accepted By:",null,null,"DATE"]
["Contractor"]
["Approved By:",null,null,"DATE"]
["Programme Manager"]

{"sheet":"Excavations ","index":6,"n_rows":187,"n_cols":25,"rows_kept":187,"merged":[[0,1,0,3],[0,4,1,9],[0,10,1,14],[0,15,1,19],[0,20,1,24],[1,0,1,3],[3,0,3,1],[110,0,110,1],[164,0,164,1],[179,3,180,3],[181,3,182,3],[183,3,184,3],[185,3,186,3]]}
["BILL NO: 2","EXCAVATIONS, PLANTING & INSTALLATION OF STAYS & STRUTS",null,null,"PROJECT TOTALS",{"$nulls":5},"CLAIM 1",{"$nulls":4},"CLAIM 2",{"$nulls":4},"CLAIM 3"]
["Note: \na)All installations, assemblies and activities shall be as per Eskom DDT series, Eskom  national or Eskom local technical instructions  where applicable\nb) Eskom will advise what is free issue material and what is contractor supplied material"]
["NO.","D-D-T","DESCRIPTION","UNIT","QTY","SUPPLY RATE","LABOUR RATE","SUPPLY TOTAL","LABOUR  TOTAL","TOTAL","SUPPLY QTY","LABOUR QTY","SUPPLY TOTAL","LABOUR  TOTAL","TOTAL","SUPPLY QTY","LABOUR QTY","SUPPLY TOTAL","LABOUR  TOTAL","TOTAL","SUPPLY QTY","LABOUR QTY","SUPPLY TOTAL","LABOUR  TOTAL","TOTAL"]
["EXCAVATIONS & TRENCHING",null,"Manually excavate, backfill and compact as . Import backfill soil where required as per Eskom standard for holes and trenches for poles, stays, struts, flying stays and earth electrodes.  All  material will be measured elsewhere. Cable systems excavations and trenching will be measured elsewhere.  Soil types are defined as Class1, class 2, class3 and class 4 as per Eskom standard 240-75883148."]
[]
[2.1,"0332","Excavation, backfilling & compacting of a hole 1m for 5 meter pole in soil type compacted."]
["2.1.1.",null,"Class 1 ","Ea",{"$nulls":4},{"$f":"E7*G7","v":{"v":0,"d":"R0.00"}},{"$f":"H7+I7","v":{"v":0,"d":"R0.00"}},{"$nulls":3},{"$f":"L7*G7","v":{"v":0,"d":"R0.00"}},{"$f":"SUM(K7*F7)+(L7*G7)","v":{"v":0,"d":"R0.00"}},{"$nulls":3},{"$f":"Q7*G7","v":{"v":0,"d":"R0.00"}},{"$f":"SUM(P7*F7)+(Q7*G7)","v":{"v":0,"d":"R0.00"}},{"$nulls":3},{"$f":"V7*G7","v":{"v":0,"d":"R0.00"}},{"$f":"SUM(U7*F7)+(V7*G7)","v":{"v":0,"d":"R0.00"}}]
["2.1.2.",null,"Class 2","Ea",{"$nulls":4},{"$f":"E8*G8","v":{"v":0,"d":"R0.00"}},{"$f":"H8+I8","v":{"v":0,"d":"R0.00"}},{"$nulls":3},{"$f":"L8*G8","v":{"v":0,"d":"R0.00"}},{"$f":"SUM(K8*F8)+(L8*G8)","v":{"v":0,"d":"R0.00"}},{"$nulls":3},{"$f":"Q8*G8","v":{"v":0,"d":"R0.00"}},{"$f":"SUM(P8*F8)+(Q8*G8)","v":{"v":0,"d":"R0.00"}},{"$nulls":3},{"$f":"V8*G8","v":{"v":0,"d":"R0.00"}},{"$f":"SUM(U8*F8)+(V8*G8)","v":{"v":0,"d":"R0.00"}}]
["2.1.3.",null,"Class 3","Ea",{"$nulls":4},{"v":0,"d":"R0.00"},{"v":0,"d":"R0.00"},{"$nulls":3},{"v":0,"d":"R0.00"},{"v":0,"d":"R0.00"},{"$nulls":3},{"v":0,"d":"R0.00"},{"v":0,"d":"R0.00"},{"$nulls":3},{"v":0,"d":"R0.00"},{"$f":"SUM(U9*F9)+(V9*G9)","v":{"v":0,"d":"R0.00"}}]
["2.1.4.",null,"Class 4","Ea",{"$nulls":4},{"v":0,"d":"R0.00"},{"v":0,"d":"R0.00"},{"$nulls":3},{"v":0,"d":"R0.00"},{"v":0,"d":"R0.00"},{"$nulls":3},{"v":0,"d":"R0.00"},{"v":0,"d":"R0.00"},{"$nulls":3},{"v":0,"d":"R0.00"},{"$f":"SUM(U10*F10)+(V10*G10)","v":{"v":0,"d":"R0.00"}}]
[2.2,"0332","Excavation, backfilling and compacting of a hole 1,3 meter (7 meter pole) in soil type."]
["2.2.1",null,"Class 1 ","Ea",{"$nulls":4},{"$f":"E12*G12","v":{"v":0,"d":"R0.00"}},{"$f":"H12+I12","v":{"v":0,"d":"R0.00"}},{"$nulls":3},{"$f":"L12*G12","v":{"v":0,"d":"R0.00"}},{"$f":"SUM(K12*F12)+(L12*G12)","v":{"v":0,"d":"R0.00"}},{"$nulls":3},{"$f":"Q12*G12","v":{"v":0,"d":"R0.00"}},{"$f":"SUM(P12*F12)+(Q12*G12)","v":{"v":0,"d":"R0.00"}},{"$nulls":3},{"$f":"V12*G12","v":{"v":0,"d":"R0.00"}},{"$f":"SUM(U12*F12)+(V12*G12)","v":{"v":0,"d":"R0.00"}}]
["2.2.2",null,"Class 2","Ea",{"$nulls":4},{"v":0,"d":"R0.00"},{"v":0,"d":"R0.00"},{"$nulls":3},{"v":0,"d":"R0.00"},{"v":0,"d":"R0.00"},{"$nulls":3},{"v":0,"d":"R0.00"},{"v":0,"d":"R0.00"},{"$nulls":3},{"v":0,"d":"R0.00"},{"$f":"SUM(U13*F13)+(V13*G13)","v":{"v":0,"d":"R0.00"}}]
["2.2.3",null,"Class 3","Ea",{"$nulls":4},{"v":0,"d":"R0.00"},{"v":0,"d":"R0.00"},{"$nulls":3},{"v":0,"d":"R0.00"},{"v":0,"d":"R0.00"},{"$nulls":3},{"v":0,"d":"R0.00"},{"v":0,"d":"R0.00"},{"$nulls":3},{"v":0,"d":"R0.00"},{"$f":"SUM(U14*F14)+(V14*G14)","v":{"v":0,"d":"R0.00"}}]
["2.2.4",null,"Class 4","Ea",{"$nulls":4},{"v":0,"d":"R0.00"},{"v":0,"d":"R0.00"},{"$nulls":3},{"v":0,"d":"R0.00"},{"v":0,"d":"R0.00"},{"$nulls":3},{"v":0,"d":"R0.00"},{"v":0,"d":"R0.00"},{"$nulls":3},{"v":0,"d":"R0.00"},{"$f":"SUM(U15*F15)+(V15*G15)","v":{"v":0,"d":"R0.00"}}]
[2.3,"0332","Excavation, backfilling and compacting of a hole, 1,5 meter (9 meter pole) in soil type.        "]
["2.3.1",null,"Class 1 ","Ea",{"$nulls":4},{"$f":"E17*G17","v":{"v":0,"d":"R0.00"}},{"$f":"H17+I17","v":{"v":0,"d":"R0.00"}},{"$nulls":3},{"$f":"L17*G17","v":{"v":0,"d":"R0.00"}},{"$f":"SUM(K17*F17)+(L17*G17)","v":{"v":0,"d":"R0.00"}},{"$nulls":3},{"$f":"Q17*G17","v":{"v":0,"d":"R0.00"}},{"$f":"SUM(P17*F17)+(Q17*G17)","v":{"v":0,"d":"R0.00"}},{"$nulls":3},{"$f":"V17*G17","v":{"v":0,"d":"R0.00"}},{"$f":"SUM(U17*F17)+(V17*G17)","v":{"v":0,"d":"R0.00"}}]
["2.3.2",null,"Class 2","Ea",{"$nulls":4},{"v":0,"d":"R0.00"},{"v":0,"d":"R0.00"},{"$nulls":3},{"v":0,"d":"R0.00"},{"v":0,"d":"R0.00"},{"$nulls":3},{"v":0,"d":"R0.00"},{"v":0,"d":"R0.00"},{"$nulls":3},{"v":0,"d":"R0.00"},{"$f":"SUM(U18*F18)+(V18*G18)","v":{"v":0,"d":"R0.00"}}]
["2.3.3",null,"Class 3","Ea",{"$nulls":4},{"v":0,"d":"R0.00"},{"v":0,"d":"R0.00"},{"$nulls":3},{"v":0,"d":"R0.00"},{"v":0,"d":"R0.00"},{"$nulls":3},{"v":0,"d":"R0.00"},{"v":0,"d":"R0.00"},{"$nulls":3},{"v":0,"d":"R0.00"},{"$f":"SUM(U19*F19)+(V19*G19)","v":{"v":0,"d":"R0.00"}}]
["2.3.4",null,"Class 4","Ea",{"$nulls":4},{"v":0,"d":"R0.00"},{"v":0,"d":"R0.00"},{"$nulls":3},{"v":0,"d":"R0.00"},{"v":0,"d":"R0.00"},{"$nulls":3},{"v":0,"d":"R0.00"},{"v":0,"d":"R0.00"},{"$nulls":3},{"v":0,"d":"R0.00"},{"$f":"SUM(U20*F20)+(V20*G20)","v":{"v":0,"d":"R0.00"}}]
[2.4,"0332","Excavation, backfilling and compacting of a hole 1,7 meters (10 meter pole) in soil type."]
["2.4.1",null,"Class 1 ","Ea",{"$nulls":4},{"$f":"E22*G22","v":{"v":0,"d":"R0.00"}},{"$f":"H22+I22","v":{"v":0,"d":"R0.00"}},{"$nulls":3},{"$f":"L22*G22","v":{"v":0,"d":"R0.00"}},{"$f":"SUM(K22*F22)+(L22*G22)","v":{"v":0,"d":"R0.00"}},{"$nulls":3},{"$f":"Q22*G22","v":{"v":0,"d":"R0.00"}},{"$f":"SUM(P22*F22)+(Q22*G22)","v":{"v":0,"d":"R0.00"}},{"$nulls":3},{"$f":"V22*G22","v":{"v":0,"d":"R0.00"}},{"$f":"SUM(U22*F22)+(V22*G22)","v":{"v":0,"d":"R0.00"}}]
["A.5.2.1.",null,"Class 2","Ea",{"$nulls":4},{"v":0,"d":"R0.00"},{"v":0,"d":"R0.00"},{"$nulls":3},{"v":0,"d":"R0.00"},{"v":0,"d":"R0.00"},{"$nulls":3},{"v":0,"d":"R0.00"},{"v":0,"d":"R0.00"},{"$nulls":3},{"v":0,"d":"R0.00"},{"$f":"SUM(U23*F23)+(V23*G23)","v":{"v":0,"d":"R0.00"}}]
["A.5.2.2.",null,"Class 3","Ea",{"$nulls":4},{"v":0,"d":"R0.00"},{"v":0,"d":"R0.00"},{"$nulls":3},{"v":0,"d":"R0.00"},{"v":0,"d":"R0.00"},{"$nulls":3},{"v":0,"d":"R0.00"},{"v":0,"d":"R0.00"},{"$nulls":3},{"v":0,"d":"R0.00"},{"$f":"SUM(U24*F24)+(V24*G24)","v":{"v":0,"d":"R0.00"}}]
["A.5.2.3.",null,"Class 4","Ea",{"$nulls":4},{"v":0,"d":"R0.00"},{"v":0,"d":"R0.00"},{"$nulls":3},{"v":0,"d":"R0.00"},{"v":0,"d":"R0.00"},{"$nulls":3},{"v":0,"d":"R0.00"},{"v":0,"d":"R0.00"},{"$nulls":3},{"v":0,"d":"R0.00"},{"$f":"SUM(U25*F25)+(V25*G25)","v":{"v":0,"d":"R0.00"}}]
["A.5.2.4.","0332","Excavation, backfilling and compacting of a hole 1,8 meters (11 meter pole) in soil type."]
["2.5.1",null,"Class 1 ","Ea",{"$nulls":4},{"$f":"E27*G27","v":{"v":0,"d":"R0.00"}},{"$f":"H27+I27","v":{"v":0,"d":"R0.00"}},{"$nulls":3},{"$f":"L27*G27","v":{"v":0,"d":"R0.00"}},{"$f":"SUM(K27*F27)+(L27*G27)","v":{"v":0,"d":"R0.00"}},{"$nulls":3},{"$f":"Q27*G27","v":{"v":0,"d":"R0.00"}},{"$f":"SUM(P27*F27)+(Q27*G27)","v":{"v":0,"d":"R0.00"}},{"$nulls":3},{"$f":"V27*G27","v":{"v":0,"d":"R0.00"}},{"$f":"SUM(U27*F27)+(V27*G27)","v":{"v":0,"d":"R0.00"}}]
["2.5.2",null,"Class 2","Ea",{"$nulls":4},{"v":0,"d":"R0.00"},{"v":0,"d":"R0.00"},{"$nulls":3},{"v":0,"d":"R0.00"},{"v":0,"d":"R0.00"},{"$nulls":3},{"v":0,"d":"R0.00"},{"v":0,"d":"R0.00"},{"$nulls":3},{"v":0,"d":"R0.00"},{"$f":"SUM(U28*F28)+(V28*G28)","v":{"v":0,"d":"R0.00"}}]
["2.5.3",null,"Class 3","Ea",{"$nulls":4},{"v":0,"d":"R0.00"},{"v":0,"d":"R0.00"},{"$nulls":3},{"v":0,"d":"R0.00"},{"v":0,"d":"R0.00"},{"$nulls":3},{"v":0,"d":"R0.00"},{"v":0,"d":"R0.00"},{"$nulls":3},{"v":0,"d":"R0.00"},{"$f":"SUM(U29*F29)+(V29*G29)","v":{"v":0,"d":"R0.00"}}]
["2.5.4",null,"Class 4","Ea",{"$nulls":4},{"v":0,"d":"R0.00"},{"v":0,"d":"R0.00"},{"$nulls":3},{"v":0,"d":"R0.00"},{"v":0,"d":"R0.00"},{"$nulls":3},{"v":0,"d":"R0.00"},{"v":0,"d":"R0.00"},{"$nulls":3},{"v":0,"d":"R0.00"},{"$f":"SUM(U30*F30)+(V30*G30)","v":{"v":0,"d":"R0.00"}}]
[2.6,"0332","Excavation, backfilling and compacting of a hole 2,0 meters (12 meter pole) in soil type.        "]
["2.6.1",null,"Class 1 ","Ea",{"$nulls":4},{"$f":"E32*G32","v":{"v":0,"d":"R0.00"}},{"$f":"H32+I32","v":{"v":0,"d":"R0.00"}},{"$nulls":3},{"$f":"L32*G32","v":{"v":0,"d":"R0.00"}},{"$f":"SUM(K32*F32)+(L32*G32)","v":{"v":0,"d":"R0.00"}},{"$nulls":3},{"$f":"Q32*G32","v":{"v":0,"d":"R0.00"}},{"$f":"SUM(P32*F32)+(Q32*G32)","v":{"v":0,"d":"R0.00"}},{"$nulls":3},{"$f":"V32*G32","v":{"v":0,"d":"R0.00"}},{"$f":"SUM(U32*F32)+(V32*G32)","v":{"v":0,"d":"R0.00"}}]
["2.6.2",null,"Class 2","Ea",{"$nulls":4},{"v":0,"d":"R0.00"},{"v":0,"d":"R0.00"},{"$nulls":3},{"v":0,"d":"R0.00"},{"v":0,"d":"R0.00"},{"$nulls":3},{"v":0,"d":"R0.00"},{"v":0,"d":"R0.00"},{"$nulls":3},{"v":0,"d":"R0.00"},{"$f":"SUM(U33*F33)+(V33*G33)","v":{"v":0,"d":"R0.00"}}]
["2.6.3",null,"Class 3","Ea",{"$nulls":4},{"v":0,"d":"R0.00"},{"v":0,"d":"R0.00"},{"$nulls":3},{"v":0,"d":"R0.00"},{"v":0,"d":"R0.00"},{"$nulls":3},{"v":0,"d":"R0.00"},{"v":0,"d":"R0.00"},{"$nulls":3},{"v":0,"d":"R0.00"},{"$f":"SUM(U34*F34)+(V34*G34)","v":{"v":0,"d":"R0.00"}}]
["2.6.4",null,"Class 4","Ea",{"$nulls":4},{"v":0,"d":"R0.00"},{"v":0,"d":"R0.00"},{"$nulls":3},{"v":0,"d":"R0.00"},{"v":0,"d":"R0.00"},{"$nulls":3},{"v":0,"d":"R0.00"},{"v":0,"d":"R0.00"},{"$nulls":3},{"v":0,"d":"R0.00"},{"$f":"SUM(U35*F35)+(V35*G35)","v":{"v":0,"d":"R0.00"}}]
[2.7,"0332","Excavation, backfilling and compacting of a hole 2.2 meter (13 meter pole) in soil type."]
["2.7.1",null,"Class 1 ","Ea",{"$nulls":4},{"$f":"E37*G37","v":{"v":0,"d":"R0.00"}},{"$f":"H37+I37","v":{"v":0,"d":"R0.00"}},{"$nulls":3},{"$f":"L37*G37","v":{"v":0,"d":"R0.00"}},{"$f":"SUM(K37*F37)+(L37*G37)","v":{"v":0,"d":"R0.00"}},{"$nulls":3},{"$f":"Q37*G37","v":{"v":0,"d":"R0.00"}},{"$f":"SUM(P37*F37)+(Q37*G37)","v":{"v":0,"d":"R0.00"}},{"$nulls":3},{"$f":"V37*G37","v":{"v":0,"d":"R0.00"}},{"$f":"SUM(U37*F37)+(V37*G37)","v":{"v":0,"d":"R0.00"}}]
["2.7.2",null,"Class 2","Ea",{"$nulls":4},{"v":0,"d":"R0.00"},{"v":0,"d":"R0.00"},{"$nulls":3},{"v":0,"d":"R0.00"},{"v":0,"d":"R0.00"},{"$nulls":3},{"v":0,"d":"R0.00"},{"v":0,"d":"R0.00"},{"$nulls":3},{"v":0,"d":"R0.00"},{"$f":"SUM(U38*F38)+(V38*G38)","v":{"v":0,"d":"R0.00"}}]
["2.7.3",null,"Class 3","Ea",{"$nulls":4},{"v":0,"d":"R0.00"},{"v":0,"d":"R0.00"},{"$nulls":3},{"v":0,"d":"R0.00"},{"v":0,"d":"R0.00"},{"$nulls":3},{"v":0,"d":"R0.00"},{"v":0,"d":"R0.00"},{"$nulls":3},{"v":0,"d":"R0.00"},{"$f":"SUM(U39*F39)+(V39*G39)","v":{"v":0,"d":"R0.00"}}]
["2.7.4",null,"Class 4","Ea",{"$nulls":4},{"v":0,"d":"R0.00"},{"v":0,"d":"R0.00"},{"$nulls":3},{"v":0,"d":"R0.00"},{"v":0,"d":"R0.00"},{"$nulls":3},{"v":0,"d":"R0.00"},{"v":0,"d":"R0.00"},{"$nulls":3},{"v":0,"d":"R0.00"},{"$f":"SUM(U40*F40)+(V40*G40)","v":{"v":0,"d":"R0.00"}}]
[2.8,"0332","Excavation, backfilling and compacting of a hole 2.2m (14 meter pole) in soil type."]
["2.8.1",null,"Class 1 ","Ea",{"$nulls":4},{"$f":"E42*G42","v":{"v":0,"d":"R0.00"}},{"$f":"H42+I42","v":{"v":0,"d":"R0.00"}},{"$nulls":3},{"$f":"L42*G42","v":{"v":0,"d":"R0.00"}},{"$f":"SUM(K42*F42)+(L42*G42)","v":{"v":0,"d":"R0.00"}},{"$nulls":3},{"$f":"Q42*G42","v":{"v":0,"d":"R0.00"}},{"$f":"SUM(P42*F42)+(Q42*G42)","v":{"v":0,"d":"R0.00"}},{"$nulls":3},{"$f":"V42*G42","v":{"v":0,"d":"R0.00"}},{"$f":"SUM(U42*F42)+(V42*G42)","v":{"v":0,"d":"R0.00"}}]
["2.8.2",null,"Class 2","Ea",{"$nulls":4},{"v":0,"d":"R0.00"},{"v":0,"d":"R0.00"},{"$nulls":3},{"v":0,"d":"R0.00"},{"v":0,"d":"R0.00"},{"$nulls":3},{"v":0,"d":"R0.00"},{"v":0,"d":"R0.00"},{"$nulls":3},{"v":0,"d":"R0.00"},{"$f":"SUM(U43*F43)+(V43*G43)","v":{"v":0,"d":"R0.00"}}]
["2.8.3",null,"Class 3","Ea",{"$nulls":4},{"v":0,"d":"R0.00"},{"v":0,"d":"R0.00"},{"$nulls":3},{"v":0,"d":"R0.00"},{"v":0,"d":"R0.00"},{"$nulls":3},{"v":0,"d":"R0.00"},{"v":0,"d":"R0.00"},{"$nulls":3},{"v":0,"d":"R0.00"},{"$f":"SUM(U44*F44)+(V44*G44)","v":{"v":0,"d":"R0.00"}}]
["2.8.4",null,"Class 4","Ea",{"$nulls":4},{"v":0,"d":"R0.00"},{"v":0,"d":"R0.00"},{"$nulls":3},{"v":0,"d":"R0.00"},{"v":0,"d":"R0.00"},{"$nulls":3},{"v":0,"d":"R0.00"},{"v":0,"d":"R0.00"},{"$nulls":3},{"v":0,"d":"R0.00"},{"$f":"SUM(U45*F45)+(V45*G45)","v":{"v":0,"d":"R0.00"}}]
[2.9,"0332","Excavation, backfilling and compacting of a hole 2.2m (15 meter pole) in soil type."]
["2.9.1",null,"Class 1 ","Ea",{"$nulls":4},{"$f":"E47*G47","v":{"v":0,"d":"R0.00"}},{"$f":"H47+I47","v":{"v":0,"d":"R0.00"}},{"$nulls":3},{"$f":"L47*G47","v":{"v":0,"d":"R0.00"}},{"$f":"SUM(K47*F47)+(L47*G47)","v":{"v":0,"d":"R0.00"}},{"$nulls":3},{"$f":"Q47*G47","v":{"v":0,"d":"R0.00"}},{"$f":"SUM(P47*F47)+(Q47*G47)","v":{"v":0,"d":"R0.00"}},{"$nulls":3},{"$f":"V47*G47","v":{"v":0,"d":"R0.00"}},{"$f":"SUM(U47*F47)+(V47*G47)","v":{"v":0,"d":"R0.00"}}]
["2.9.2",null,"Class 2","Ea",{"$nulls":4},{"v":0,"d":"R0.00"},{"v":0,"d":"R0.00"},{"$nulls":3},{"v":0,"d":"R0.00"},{"v":0,"d":"R0.00"},{"$nulls":3},{"v":0,"d":"R0.00"},{"v":0,"d":"R0.00"},{"$nulls":3},{"v":0,"d":"R0.00"},{"$f":"SUM(U48*F48)+(V48*G48)","v":{"v":0,"d":"R0.00"}}]
["2.9.3",null,"Class 3","Ea",{"$nulls":4},{"v":0,"d":"R0.00"},{"v":0,"d":"R0.00"},{"$nulls":3},{"v":0,"d":"R0.00"},{"v":0,"d":"R0.00"},{"$nulls":3},{"v":0,"d":"R0.00"},{"v":0,"d":"R0.00"},{"$nulls":3},{"v":0,"d":"R0.00"},{"$f":"SUM(U49*F49)+(V49*G49)","v":{"v":0,"d":"R0.00"}}]
["2.9.4",null,"Class 4","Ea",{"$nulls":4},{"v":0,"d":"R0.00"},{"v":0,"d":"R0.00"},{"$nulls":3},{"v":0,"d":"R0.00"},{"v":0,"d":"R0.00"},{"$nulls":3},{"v":0,"d":"R0.00"},{"v":0,"d":"R0.00"},{"$nulls":3},{"v":0,"d":"R0.00"},{"$f":"SUM(U50*F50)+(V50*G50)","v":{"v":0,"d":"R0.00"}}]
["2.10","0332","Excavation, backfilling and compacting of a hole 2.2m (16 meter pole) in soil type."]
["2.10.1",null,"Class 1 ","Ea",{"$nulls":4},{"$f":"E52*G52","v":{"v":0,"d":"R0.00"}},{"$f":"H52+I52","v":{"v":0,"d":"R0.00"}},{"$nulls":3},{"$f":"L52*G52","v":{"v":0,"d":"R0.00"}},{"$f":"SUM(K52*F52)+(L52*G52)","v":{"v":0,"d":"R0.00"}},{"$nulls":3},{"$f":"Q52*G52","v":{"v":0,"d":"R0.00"}},{"$f":"SUM(P52*F52)+(Q52*G52)","v":{"v":0,"d":"R0.00"}},{"$nulls":3},{"$f":"V52*G52","v":{"v":0,"d":"R0.00"}},{"$f":"SUM(U52*F52)+(V52*G52)","v":{"v":0,"d":"R0.00"}}]
["2.10.2",null,"Class 2","Ea",{"$nulls":4},{"v":0,"d":"R0.00"},{"v":0,"d":"R0.00"},{"$nulls":3},{"v":0,"d":"R0.00"},{"v":0,"d":"R0.00"},{"$nulls":3},{"v":0,"d":"R0.00"},{"v":0,"d":"R0.00"},{"$nulls":3},{"v":0,"d":"R0.00"},{"$f":"SUM(U53*F53)+(V53*G53)","v":{"v":0,"d":"R0.00"}}]
["2.10.3",null,"Class 3","Ea",{"$nulls":4},{"v":0,"d":"R0.00"},{"v":0,"d":"R0.00"},{"$nulls":3},{"v":0,"d":"R0.00"},{"v":0,"d":"R0.00"},{"$nulls":3},{"v":0,"d":"R0.00"},{"v":0,"d":"R0.00"},{"$nulls":3},{"v":0,"d":"R0.00"},{"$f":"SUM(U54*F54)+(V54*G54)","v":{"v":0,"d":"R0.00"}}]
["2.10.4",null,"Class 4","Ea",{"$nulls":4},{"v":0,"d":"R0.00"},{"v":0,"d":"R0.00"},{"$nulls":3},{"v":0,"d":"R0.00"},{"v":0,"d":"R0.00"},{"$nulls":3},{"v":0,"d":"R0.00"},{"v":0,"d":"R0.00"},{"$nulls":3},{"v":0,"d":"R0.00"},{"$f":"SUM(U55*F55)+(V55*G55)","v":{"v":0,"d":"R0.00"}}]
["2.11","0332","Excavation, backfilling and compacting of a hole 2.4m (18 meter pole) in soil type."]
["2.11.1",null,"Class 1 ","Ea",{"$nulls":4},{"$f":"E57*G57","v":{"v":0,"d":"R0.00"}},{"$f":"H57+I57","v":{"v":0,"d":"R0.00"}},{"$nulls":3},{"$f":"L57*G57","v":{"v":0,"d":"R0.00"}},{"$f":"SUM(K57*F57)+(L57*G57)","v":{"v":0,"d":"R0.00"}},{"$nulls":3},{"$f":"Q57*G57","v":{"v":0,"d":"R0.00"}},{"$f":"SUM(P57*F57)+(Q57*G57)","v":{"v":0,"d":"R0.00"}},{"$nulls":3},{"$f":"V57*G57","v":{"v":0,"d":"R0.00"}},{"$f":"SUM(U57*F57)+(V57*G57)","v":{"v":0,"d":"R0.00"}}]
["2.11.2",null,"Class 2","Ea",{"$nulls":4},{"v":0,"d":"R0.00"},{"v":0,"d":"R0.00"},{"$nulls":3},{"v":0,"d":"R0.00"},{"v":0,"d":"R0.00"},{"$nulls":3},{"v":0,"d":"R0.00"},{"v":0,"d":"R0.00"},{"$nulls":3},{"v":0,"d":"R0.00"},{"$f":"SUM(U58*F58)+(V58*G58)","v":{"v":0,"d":"R0.00"}}]
["2.11.3",null,"Class 3","Ea",{"$nulls":4},{"v":0,"d":"R0.00"},{"v":0,"d":"R0.00"},{"$nulls":3},{"v":0,"d":"R0.00"},{"v":0,"d":"R0.00"},{"$nulls":3},{"v":0,"d":"R0.00"},{"v":0,"d":"R0.00"},{"$nulls":3},{"v":0,"d":"R0.00"},{"$f":"SUM(U59*F59)+(V59*G59)","v":{"v":0,"d":"R0.00"}}]
["2.11.4",null,"Class 4","Ea",{"$nulls":4},{"v":0,"d":"R0.00"},{"v":0,"d":"R0.00"},{"$nulls":3},{"v":0,"d":"R0.00"},{"v":0,"d":"R0.00"},{"$nulls":3},{"v":0,"d":"R0.00"},{"v":0,"d":"R0.00"},{"$nulls":3},{"v":0,"d":"R0.00"},{"$f":"SUM(U60*F60)+(V60*G60)","v":{"v":0,"d":"R0.00"}}]
[2.12,"0350","Excavation, backfilling and compacting of a non-augured LV stay hole 1,3 meters (rod diameter 12mm) in soil type."]
["2.12.1",null,"Class 1 ","Ea",{"$nulls":4},{"$f":"E62*G62","v":{"v":0,"d":"R0.00"}},{"$f":"H62+I62","v":{"v":0,"d":"R0.00"}},{"$nulls":3},{"$f":"L62*G62","v":{"v":0,"d":"R0.00"}},{"$f":"SUM(K62*F62)+(L62*G62)","v":{"v":0,"d":"R0.00"}},{"$nulls":3},{"$f":"Q62*G62","v":{"v":0,"d":"R0.00"}},{"$f":"SUM(P62*F62)+(Q62*G62)","v":{"v":0,"d":"R0.00"}},{"$nulls":3},{"$f":"V62*G62","v":{"v":0,"d":"R0.00"}},{"$f":"SUM(U62*F62)+(V62*G62)","v":{"v":0,"d":"R0.00"}}]
["2.12.2",null,"Class 2","Ea",{"$nulls":4},{"v":0,"d":"R0.00"},{"v":0,"d":"R0.00"},{"$nulls":3},{"v":0,"d":"R0.00"},{"v":0,"d":"R0.00"},{"$nulls":3},{"v":0,"d":"R0.00"},{"v":0,"d":"R0.00"},{"$nulls":3},{"v":0,"d":"R0.00"},{"$f":"SUM(U63*F63)+(V63*G63)","v":{"v":0,"d":"R0.00"}}]
["2.12.3",null,"Class 3","Ea",{"$nulls":4},{"v":0,"d":"R0.00"},{"v":0,"d":"R0.00"},{"$nulls":3},{"v":0,"d":"R0.00"},{"v":0,"d":"R0.00"},{"$nulls":3},{"v":0,"d":"R0.00"},{"v":0,"d":"R0.00"},{"$nulls":3},{"v":0,"d":"R0.00"},{"$f":"SUM(U64*F64)+(V64*G64)","v":{"v":0,"d":"R0.00"}}]
["2.12.4",null,"Class 4","Ea",{"$nulls":4},{"v":0,"d":"R0.00"},{"v":0,"d":"R0.00"},{"$nulls":3},{"v":0,"d":"R0.00"},{"v":0,"d":"R0.00"},{"$nulls":3},{"v":0,"d":"R0.00"},{"v":0,"d":"R0.00"},{"$nulls":3},{"v":0,"d":"R0.00"},{"$f":"SUM(U65*F65)+(V65*G65)","v":{"v":0,"d":"R0.00"}}]
[2.13,"0350","Excavation, backfilling and compacting of a non-augured MV stay hole 1,75 meters  (rod diameters 20mm) in soil type "]
["2.13.1",null,"Class 1 ","Ea",{"$nulls":4},{"$f":"E67*G67","v":{"v":0,"d":"R0.00"}},{"$f":"H67+I67","v":{"v":0,"d":"R0.00"}},{"$nulls":3},{"$f":"L67*G67","v":{"v":0,"d":"R0.00"}},{"$f":"SUM(K67*F67)+(L67*G67)","v":{"v":0,"d":"R0.00"}},{"$nulls":3},{"$f":"Q67*G67","v":{"v":0,"d":"R0.00"}},{"$f":"SUM(P67*F67)+(Q67*G67)","v":{"v":0,"d":"R0.00"}},{"$nulls":3},{"$f":"V67*G67","v":{"v":0,"d":"R0.00"}},{"$f":"SUM(U67*F67)+(V67*G67)","v":{"v":0,"d":"R0.00"}}]
["2.13.2",null,"Class 2","Ea",{"$nulls":4},{"v":0,"d":"R0.00"},{"v":0,"d":"R0.00"},{"$nulls":3},{"v":0,"d":"R0.00"},{"v":0,"d":"R0.00"},{"$nulls":3},{"v":0,"d":"R0.00"},{"v":0,"d":"R0.00"},{"$nulls":3},{"v":0,"d":"R0.00"},{"$f":"SUM(U68*F68)+(V68*G68)","v":{"v":0,"d":"R0.00"}}]
["2.13.3",null,"Class 3","Ea",{"$nulls":4},{"v":0,"d":"R0.00"},{"v":0,"d":"R0.00"},{"$nulls":3},{"v":0,"d":"R0.00"},{"v":0,"d":"R0.00"},{"$nulls":3},{"v":0,"d":"R0.00"},{"v":0,"d":"R0.00"},{"$nulls":3},{"v":0,"d":"R0.00"},{"$f":"SUM(U69*F69)+(V69*G69)","v":{"v":0,"d":"R0.00"}}]
["2.13.4",null,"Class 4","Ea",{"$nulls":4},{"v":0,"d":"R0.00"},{"v":0,"d":"R0.00"},{"$nulls":3},{"v":0,"d":"R0.00"},{"v":0,"d":"R0.00"},{"$nulls":3},{"v":0,"d":"R0.00"},{"v":0,"d":"R0.00"},{"$nulls":3},{"v":0,"d":"R0.00"},{"$f":"SUM(U70*F70)+(V70*G70)","v":{"v":0,"d":"R0.00"}}]
[2.14,"0350","Excavation, backfilling and compacting of a non-augured MV stay hole 2,15 meters  (rod diameters 24mm) in soil type "]
["2.14.1",null,"Class 1 ","Ea",{"$nulls":4},{"$f":"E72*G72","v":{"v":0,"d":"R0.00"}},{"$f":"H72+I72","v":{"v":0,"d":"R0.00"}},{"$nulls":3},{"$f":"L72*G72","v":{"v":0,"d":"R0.00"}},{"$f":"SUM(K72*F72)+(L72*G72)","v":{"v":0,"d":"R0.00"}},{"$nulls":3},{"$f":"Q72*G72","v":{"v":0,"d":"R0.00"}},{"$f":"SUM(P72*F72)+(Q72*G72)","v":{"v":0,"d":"R0.00"}},{"$nulls":3},{"$f":"V72*G72","v":{"v":0,"d":"R0.00"}},{"$f":"SUM(U72*F72)+(V72*G72)","v":{"v":0,"d":"R0.00"}}]
["2.14.2",null,"Class 2","Ea",{"$nulls":4},{"v":0,"d":"R0.00"},{"v":0,"d":"R0.00"},{"$nulls":3},{"v":0,"d":"R0.00"},{"v":0,"d":"R0.00"},{"$nulls":3},{"v":0,"d":"R0.00"},{"v":0,"d":"R0.00"},{"$nulls":3},{"v":0,"d":"R0.00"},{"$f":"SUM(U73*F73)+(V73*G73)","v":{"v":0,"d":"R0.00"}}]
["2.14.3",null,"Class 3","Ea",{"$nulls":4},{"v":0,"d":"R0.00"},{"v":0,"d":"R0.00"},{"$nulls":3},{"v":0,"d":"R0.00"},{"v":0,"d":"R0.00"},{"$nulls":3},{"v":0,"d":"R0.00"},{"v":0,"d":"R0.00"},{"$nulls":3},{"v":0,"d":"R0.00"},{"$f":"SUM(U74*F74)+(V74*G74)","v":{"v":0,"d":"R0.00"}}]
["2.14.4",null,"Class 4","Ea",{"$nulls":4},{"v":0,"d":"R0.00"},{"v":0,"d":"R0.00"},{"$nulls":3},{"v":0,"d":"R0.00"},{"v":0,"d":"R0.00"},{"$nulls":3},{"v":0,"d":"R0.00"},{"v":0,"d":"R0.00"},{"$nulls":3},{"v":0,"d":"R0.00"},{"$f":"SUM(U75*F75)+(V75*G75)","v":{"v":0,"d":"R0.00"}}]
[2.15,"0342","Excavation, backfilling & compacting of a MV 0.5m deep strut hole  in soil type"]
["2.15.1",null,"Class 1 ","Ea",{"$nulls":4},{"$f":"E77*G77","v":{"v":0,"d":"R0.00"}},{"$f":"H77+I77","v":{"v":0,"d":"R0.00"}},{"$nulls":3},{"$f":"L77*G77","v":{"v":0,"d":"R0.00"}},{"$f":"SUM(K77*F77)+(L77*G77)","v":{"v":0,"d":"R0.00"}},{"$nulls":3},{"$f":"Q77*G77","v":{"v":0,"d":"R0.00"}},{"$f":"SUM(P77*F77)+(Q77*G77)","v":{"v":0,"d":"R0.00"}},{"$nulls":3},{"$f":"V77*G77","v":{"v":0,"d":"R0.00"}},{"$f":"SUM(U77*F77)+(V77*G77)","v":{"v":0,"d":"R0.00"}}]
["2.15.2",null,"Class 2","Ea",{"$nulls":4},{"v":0,"d":"R0.00"},{"v":0,"d":"R0.00"},{"$nulls":3},{"v":0,"d":"R0.00"},{"v":0,"d":"R0.00"},{"$nulls":3},{"v":0,"d":"R0.00"},{"v":0,"d":"R0.00"},{"$nulls":3},{"v":0,"d":"R0.00"},{"$f":"SUM(U78*F78)+(V78*G78)","v":{"v":0,"d":"R0.00"}}]
["2.15.3",null,"Class 3","Ea",{"$nulls":4},{"v":0,"d":"R0.00"},{"v":0,"d":"R0.00"},{"$nulls":3},{"v":0,"d":"R0.00"},{"v":0,"d":"R0.00"},{"$nulls":3},{"v":0,"d":"R0.00"},{"v":0,"d":"R0.00"},{"$nulls":3},{"v":0,"d":"R0.00"},{"$f":"SUM(U79*F79)+(V79*G79)","v":{"v":0,"d":"R0.00"}}]
["2.15.4",null,"Class 4","Ea",{"$nulls":4},{"v":0,"d":"R0.00"},{"v":0,"d":"R0.00"},{"$nulls":3},{"v":0,"d":"R0.00"},{"v":0,"d":"R0.00"},{"$nulls":3},{"v":0,"d":"R0.00"},{"v":0,"d":"R0.00"},{"$nulls":3},{"v":0,"d":"R0.00"},{"$f":"SUM(U80*F80)+(V80*G80)","v":{"v":0,"d":"R0.00"}}]
[2.16,"0342","Excavation, backfilling & compacting of a LV strut hole 0.5 deep meters in soil type"]
["2.16.1",null,"Class 1 ","Ea",{"$nulls":4},{"$f":"E82*G82","v":{"v":0,"d":"R0.00"}},{"$f":"H82+I82","v":{"v":0,"d":"R0.00"}},{"$nulls":3},{"$f":"L82*G82","v":{"v":0,"d":"R0.00"}},{"$f":"SUM(K82*F82)+(L82*G82)","v":{"v":0,"d":"R0.00"}},{"$nulls":3},{"$f":"Q82*G82","v":{"v":0,"d":"R0.00"}},{"$f":"SUM(P82*F82)+(Q82*G82)","v":{"v":0,"d":"R0.00"}},{"$nulls":3},{"$f":"V82*G82","v":{"v":0,"d":"R0.00"}},{"$f":"SUM(U82*F82)+(V82*G82)","v":{"v":0,"d":"R0.00"}}]
["2.16.2",null,"Class 2","Ea",{"$nulls":4},{"v":0,"d":"R0.00"},{"v":0,"d":"R0.00"},{"$nulls":3},{"v":0,"d":"R0.00"},{"v":0,"d":"R0.00"},{"$nulls":3},{"v":0,"d":"R0.00"},{"v":0,"d":"R0.00"},{"$nulls":3},{"v":0,"d":"R0.00"},{"$f":"SUM(U83*F83)+(V83*G83)","v":{"v":0,"d":"R0.00"}}]
["2.16.3",null,"Class 3","Ea",{"$nulls":4},{"v":0,"d":"R0.00"},{"v":0,"d":"R0.00"},{"$nulls":3},{"v":0,"d":"R0.00"},{"v":0,"d":"R0.00"},{"$nulls":3},{"v":0,"d":"R0.00"},{"v":0,"d":"R0.00"},{"$nulls":3},{"v":0,"d":"R0.00"},{"$f":"SUM(U84*F84)+(V84*G84)","v":{"v":0,"d":"R0.00"}}]
["2.16.4",null,"Class 4","Ea",{"$nulls":4},{"v":0,"d":"R0.00"},{"v":0,"d":"R0.00"},{"$nulls":3},{"v":0,"d":"R0.00"},{"v":0,"d":"R0.00"},{"$nulls":3},{"v":0,"d":"R0.00"},{"v":0,"d":"R0.00"},{"$nulls":3},{"v":0,"d":"R0.00"},{"$f":"SUM(U85*F85)+(V85*G85)","v":{"v":0,"d":"R0.00"}}]
[2.17,null,"Excavation, backfilling & compacting of wood poles, stay holes and cable trenches using  Mechanical boring/Rock Drill, Jack Hammer or Blasting. The handling fee will only be applicable to the supplier's invoice where the service is outsourced. Where the machinery is owned by the contractor a quotation with no handling fee is to be submitted. PC/QS to do due diligence in verifying quotations."]
["2.17.1",null,"Rock drilling (Irrespective of depth of hole, each hole to be verified by Eskom's Clerk of Works as per Supplier's invoice+10% handling) Inclusive of equipment and labour","Ea",{"$nulls":3},{"$f":"F87*E87","v":{"v":0,"d":"R0.00"}},null,{"v":0,"d":"R0.00"},null,null,{"$f":"K87*F87","v":{"v":0,"d":"R0.00"}},null,{"$f":"SUM(K87*F87)+(L87*G87)","v":{"v":0,"d":"R0.00"}},null,null,{"$f":"P87*F87","v":{"v":0,"d":"R0.00"}},null,{"$f":"SUM(P87*F87)+(Q87*G87)","v":{"v":0,"d":"R0.00"}},null,null,{"$f":"U87*F87","v":{"v":0,"d":"R0.00"}},null,{"$f":"SUM(U87*F87)+(V87*G87)","v":{"v":0,"d":"R0.00"}}]
["2.17.2",null,"Rock drilling for cable trench to be verified by Eskom's Clerk of Works as per Supplier's invoice+10% handling) Inclusive of equipment and labour","m",{"$nulls":3},{"$f":"F88*E88","v":{"v":0,"d":"R0.00"}},null,{"v":0,"d":"R0.00"},null,null,{"v":0,"d":"R0.00"},null,{"v":0,"d":"R0.00"},null,null,{"v":0,"d":"R0.00"},null,{"v":0,"d":"R0.00"},null,null,{"v":0,"d":"R0.00"},null,{"v":0,"d":"R0.00"}]
["2.17.3",null,"Excavate using a mechanical boring (Auger) device (Irrespective of depth of hole, each hole to be verified by Eskom's Clerk of Works as per Supplier's invoice+10% handling) Inclusive of equipment and labour","Ea",{"$nulls":3},{"v":0,"d":"R0.00"},null,{"v":0,"d":"R0.00"},null,null,{"v":0,"d":"R0.00"},null,{"v":0,"d":"R0.00"},null,null,{"v":0,"d":"R0.00"},null,{"v":0,"d":"R0.00"},null,null,{"v":0,"d":"R0.00"},null,{"v":0,"d":"R0.00"}]
["2.17.4",null,"Excavate using a jack hammer and compressor (Irrespective of depth of hole, each hole to be verified by Eskom's Clerk of Works as per Supplier's invoice+10% handling)  Inclusive of equipment and labour","Ea",{"$nulls":3},{"v":0,"d":"R0.00"},null,{"v":0,"d":"R0.00"},null,null,{"v":0,"d":"R0.00"},null,{"v":0,"d":"R0.00"},null,null,{"v":0,"d":"R0.00"},null,{"v":0,"d":"R0.00"},null,null,{"v":0,"d":"R0.00"},null,{"v":0,"d":"R0.00"}]
["2.17.5",null,"Excavate using a jack hammer and compressor for cable trench, to be verified by Eskom's Clerk of Works as per Supplier's invoice+10% handling. Inclusive of equipment and labour","m",{"$nulls":3},{"v":0,"d":"R0.00"},null,{"v":0,"d":"R0.00"},null,null,{"v":0,"d":"R0.00"},null,{"v":0,"d":"R0.00"},null,null,{"v":0,"d":"R0.00"},null,{"v":0,"d":"R0.00"},null,null,{"v":0,"d":"R0.00"},null,{"v":0,"d":"R0.00"}]
["2.17.6",null,"Blasting (Irrespective of depth of hole, each hard rock hole to be verified by Eskom's Clerk of Works as per Supplier's invoice+10% handling) Inclusive of equipment and labour","Ea",{"$nulls":3},{"v":0,"d":"R0.00"},null,{"v":0,"d":"R0.00"},null,null,{"v":0,"d":"R0.00"},null,{"v":0,"d":"R0.00"},null,null,{"v":0,"d":"R0.00"},null,{"v":0,"d":"R0.00"},null,null,{"v":0,"d":"R0.00"},null,{"v":0,"d":"R0.00"}]
["2.17.7",null,"Blasting for cable trenches hard rock hole to be verified by Eskom's Clerk of Works as per Supplier's invoice+10% handling) Inclusive of equipment and labour","m",{"$nulls":3},{"v":0,"d":"R0.00"},null,{"v":0,"d":"R0.00"},null,null,{"v":0,"d":"R0.00"},null,{"v":0,"d":"R0.00"},null,null,{"v":0,"d":"R0.00"},null,{"v":0,"d":"R0.00"},null,null,{"v":0,"d":"R0.00"},null,{"v":0,"d":"R0.00"}]
["2.17.8",null,"Clean out and make suitable the excavation after blasting","Ea",{"$nulls":4},{"$f":"E94*G94","v":{"v":0,"d":"R0.00"}},{"v":0,"d":"R0.00"},{"$nulls":3},{"$f":"L94*G94","v":{"v":0,"d":"R0.00"}},{"v":0,"d":"R0.00"},{"$nulls":3},{"$f":"Q94*G94","v":{"v":0,"d":"R0.00"}},{"v":0,"d":"R0.00"},{"$nulls":3},{"$f":"V94*G94","v":{"v":0,"d":"R0.00"}},{"v":0,"d":"R0.00"}]
["2.17.9",null,"Supply of imported soil (Class 2) - To be verified by Clerk of Works (Subject to supplier's invoice +10% handling)","m³",{"$nulls":3},{"v":0,"d":"R0.00"},null,{"v":0,"d":"R0.00"},null,null,{"v":0,"d":"R0.00"},null,{"v":0,"d":"R0.00"},null,null,{"v":0,"d":"R0.00"},null,{"v":0,"d":"R0.00"},null,null,{"v":0,"d":"R0.00"},null,{"v":0,"d":"R0.00"}]
["2.17.10",null,"Pumping water from excavation (subject to supplier's invoice +10% handling) Inclusive of equipment and labour","litre",{"$nulls":3},{"v":0,"d":"R0.00"},null,{"v":0,"d":"R0.00"},null,null,{"v":0,"d":"R0.00"},null,{"v":0,"d":"R0.00"},null,null,{"v":0,"d":"R0.00"},null,{"v":0,"d":"R0.00"},null,null,{"v":0,"d":"R0.00"},null,{"v":0,"d":"R0.00"}]
["2.17.11",null,"Application of tar according to municipal standard - Supplier's Invoice + 5% Inclusive of equipment and labour","m²",{"$nulls":3},{"v":0,"d":"R0.00"},null,{"v":0,"d":"R0.00"},null,null,{"v":0,"d":"R0.00"},null,{"v":0,"d":"R0.00"},null,null,{"v":0,"d":"R0.00"},null,{"v":0,"d":"R0.00"},null,null,{"v":0,"d":"R0.00"},null,{"v":0,"d":"R0.00"}]
["2.17.12",null,"Directional drilling method including access holes (digging of pits), shoring, and sleeves. Supplier's Invoice + 5% Inclusive of equipment and labour. ","Ea",{"$nulls":3},{"v":0,"d":"R0.00"},null,{"v":0,"d":"R0.00"},null,null,{"v":0,"d":"R0.00"},null,{"v":0,"d":"R0.00"},null,null,{"v":0,"d":"R0.00"},null,{"v":0,"d":"R0.00"},null,null,{"v":0,"d":"R0.00"},null,{"v":0,"d":"R0.00"}]
["2.17.13",null,"Pipe jacking method including access holes (digging of pits), shoring, and sleeves. Supplier's Invoice + 5% Inclusive of equipment and labour. ","m",{"$nulls":3},{"v":0,"d":"R0.00"},null,{"v":0,"d":"R0.00"},null,null,{"v":0,"d":"R0.00"},null,{"v":0,"d":"R0.00"},null,null,{"v":0,"d":"R0.00"},null,{"v":0,"d":"R0.00"},null,null,{"v":0,"d":"R0.00"},null,{"v":0,"d":"R0.00"}]
["2.17.14",null,"Digging of pits (per crossings) Supplier's Invoice + 5% Inclusive of equipment and labour","Ea",{"$nulls":3},{"v":0,"d":"R0.00"},null,{"v":0,"d":"R0.00"},null,null,{"v":0,"d":"R0.00"},null,{"v":0,"d":"R0.00"},null,null,{"v":0,"d":"R0.00"},null,{"v":0,"d":"R0.00"},null,null,{"v":0,"d":"R0.00"},null,{"v":0,"d":"R0.00"}]
[2.18,"0642","MV and LV Earth electrode trench 0.5m deep, 0.5m wide, including excavation, backfilling and compaction"]
["2.18.1",null,"Class 1 ","m",{"$nulls":4},{"$f":"E102*G102","v":{"v":0,"d":"R0.00"}},{"v":0,"d":"R0.00"},{"$nulls":3},{"$f":"L102*G102","v":{"v":0,"d":"R0.00"}},{"$f":"SUM(K102*F102)+(L102*G102)","v":{"v":0,"d":"R0.00"}},{"$nulls":3},{"$f":"Q102*G102","v":{"v":0,"d":"R0.00"}},{"$f":"SUM(P102*F102)+(Q102*G102)","v":{"v":0,"d":"R0.00"}},{"$nulls":3},{"$f":"V102*G102","v":{"v":0,"d":"R0.00"}},{"$f":"SUM(U102*F102)+(V102*G102)","v":{"v":0,"d":"R0.00"}}]
["2.18.2",null,"Class 2","m",{"$nulls":4},{"v":0,"d":"R0.00"},{"v":0,"d":"R0.00"},{"$nulls":3},{"v":0,"d":"R0.00"},{"$f":"SUM(K103*F103)+(L103*G103)","v":{"v":0,"d":"R0.00"}},{"$nulls":3},{"v":0,"d":"R0.00"},{"$f":"SUM(P103*F103)+(Q103*G103)","v":{"v":0,"d":"R0.00"}},{"$nulls":3},{"v":0,"d":"R0.00"},{"$f":"SUM(U103*F103)+(V103*G103)","v":{"v":0,"d":"R0.00"}}]
["2.18.3",null,"Class 3","m",{"$nulls":4},{"v":0,"d":"R0.00"},{"v":0,"d":"R0.00"},{"$nulls":3},{"v":0,"d":"R0.00"},{"$f":"SUM(K104*F104)+(L104*G104)","v":{"v":0,"d":"R0.00"}},{"$nulls":3},{"v":0,"d":"R0.00"},{"$f":"SUM(P104*F104)+(Q104*G104)","v":{"v":0,"d":"R0.00"}},{"$nulls":3},{"v":0,"d":"R0.00"},{"$f":"SUM(U104*F104)+(V104*G104)","v":{"v":0,"d":"R0.00"}}]
["2.18.4",null,"Class 4","m",{"$nulls":4},{"v":0,"d":"R0.00"},{"v":0,"d":"R0.00"},{"$nulls":3},{"v":0,"d":"R0.00"},{"$f":"SUM(K105*F105)+(L105*G105)","v":{"v":0,"d":"R0.00"}},{"$nulls":3},{"v":0,"d":"R0.00"},{"$f":"SUM(P105*F105)+(Q105*G105)","v":{"v":0,"d":"R0.00"}},{"$nulls":3},{"v":0,"d":"R0.00"},{"$f":"SUM(U105*F105)+(V105*G105)","v":{"v":0,"d":"R0.00"}}]
[2.19,"0210","SWER MV and LV Earth electrode trench 1m deep, 0.5m wide, including excavation, backfilling and compaction"]
["2.19.1",null,"Class 1 ","m",{"$nulls":4},{"$f":"E107*G107","v":{"v":0,"d":"R0.00"}},{"v":0,"d":"R0.00"},{"$nulls":3},{"$f":"L107*G107","v":{"v":0,"d":"R0.00"}},{"$f":"SUM(K107*F107)+(L107*G107)","v":{"v":0,"d":"R0.00"}},{"$nulls":3},{"$f":"Q107*G107","v":{"v":0,"d":"R0.00"}},{"$f":"SUM(P107*F107)+(Q107*G107)","v":{"v":0,"d":"R0.00"}},{"$nulls":3},{"$f":"V107*G107","v":{"v":0,"d":"R0.00"}},{"$f":"SUM(U107*F107)+(V107*G107)","v":{"v":0,"d":"R0.00"}}]
["2.19.2",null,"Class 2","m",{"$nulls":4},{"v":0,"d":"R0.00"},{"v":0,"d":"R0.00"},{"$nulls":3},{"v":0,"d":"R0.00"},{"v":0,"d":"R0.00"},{"$nulls":3},{"v":0,"d":"R0.00"},{"v":0,"d":"R0.00"},{"$nulls":3},{"v":0,"d":"R0.00"},{"v":0,"d":"R0.00"}]
["2.19.3",null,"Class 3","m",{"$nulls":4},{"v":0,"d":"R0.00"},{"v":0,"d":"R0.00"},{"$nulls":3},{"v":0,"d":"R0.00"},{"v":0,"d":"R0.00"},{"$nulls":3},{"v":0,"d":"R0.00"},{"v":0,"d":"R0.00"},{"$nulls":3},{"v":0,"d":"R0.00"},{"v":0,"d":"R0.00"}]
["2.19.4",null,"Class 4","m",{"$nulls":4},{"v":0,"d":"R0.00"},{"v":0,"d":"R0.00"},{"$nulls":3},{"v":0,"d":"R0.00"},{"v":0,"d":"R0.00"},{"$nulls":3},{"v":0,"d":"R0.00"},{"v":0,"d":"R0.00"},{"$nulls":3},{"v":0,"d":"R0.00"},{"v":0,"d":"R0.00"}]
["WOOD POLE PLANTING",null," Excavations, backfilling and compaction are measured elsewhere. Structure, Flying stay and strut  poles are included in this section.  Poles are Eskom free issue material. Pole top diameter ranges from 140mm to 220mm.   Assumed a 100m distance to carry pole."]
[{"v":2.2,"d":"2.20"},null,"Planting By hand"]
["2.20.1","0058","POLE,WOOD  5.0 X 80-100 TOP DIA    ","Ea",{"$nulls":4},{"$f":"E113*G113","v":{"v":0,"d":"R0.00"}},{"$f":"H113+I113","v":{"v":0,"d":"R0.00"}},{"$nulls":3},{"$f":"L113*G113","v":{"v":0,"d":"R0.00"}},{"$f":"SUM(K113*F113)+(L113*G113)","v":{"v":0,"d":"R0.00"}},{"$nulls":3},{"$f":"Q113*G113","v":{"v":0,"d":"R0.00"}},{"$f":"SUM(P113*F113)+(Q113*G113)","v":{"v":0,"d":"R0.00"}},{"$nulls":3},{"$f":"V113*G113","v":{"v":0,"d":"R0.00"}},{"$f":"SUM(U113*F113)+(V113*G113)","v":{"v":0,"d":"R0.00"}}]
["2.20.2","0050","POLE,WOOD  7.0X100-120 TOP DIA     ","Ea",{"$nulls":4},{"v":0,"d":"R0.00"},{"v":0,"d":"R0.00"},{"$nulls":3},{"v":0,"d":"R0.00"},{"v":0,"d":"R0.00"},{"$nulls":3},{"v":0,"d":"R0.00"},{"v":0,"d":"R0.00"},{"$nulls":3},{"v":0,"d":"R0.00"},{"v":0,"d":"R0.00"}]
["2.20.3","0050","POLE,WOOD  7.0X120-139 TOP DIA     ","Ea",{"$nulls":4},{"v":0,"d":"R0.00"},{"v":0,"d":"R0.00"},{"$nulls":3},{"v":0,"d":"R0.00"},{"v":0,"d":"R0.00"},{"$nulls":3},{"v":0,"d":"R0.00"},{"v":0,"d":"R0.00"},{"$nulls":3},{"v":0,"d":"R0.00"},{"v":0,"d":"R0.00"}]
["2.20.4","0055","POLE:140-159MM TOP DIA X LG 9 M;WOOD ","Ea",{"$nulls":4},{"v":0,"d":"R0.00"},{"v":0,"d":"R0.00"},{"$nulls":3},{"v":0,"d":"R0.00"},{"v":0,"d":"R0.00"},{"$nulls":3},{"v":0,"d":"R0.00"},{"v":0,"d":"R0.00"},{"$nulls":3},{"v":0,"d":"R0.00"},{"v":0,"d":"R0.00"}]
["2.20.5","0055","POLE:160-179MM TOP DIA X LG 9 M;WOOD ","Ea",{"$nulls":4},{"v":0,"d":"R0.00"},{"v":0,"d":"R0.00"},{"$nulls":3},{"v":0,"d":"R0.00"},{"v":0,"d":"R0.00"},{"$nulls":3},{"v":0,"d":"R0.00"},{"v":0,"d":"R0.00"},{"$nulls":3},{"v":0,"d":"R0.00"},{"v":0,"d":"R0.00"}]
["2.20.6","0055","POLE:180-199MM TOP DIA X LG 9 M;WOOD ","Ea",{"$nulls":4},{"v":0,"d":"R0.00"},{"v":0,"d":"R0.00"},{"$nulls":3},{"v":0,"d":"R0.00"},{"v":0,"d":"R0.00"},{"$nulls":3},{"v":0,"d":"R0.00"},{"v":0,"d":"R0.00"},{"$nulls":3},{"v":0,"d":"R0.00"},{"v":0,"d":"R0.00"}]
["2.20.7","0052","POLE,WOOD 10.0m x 160-179  ","Ea",{"$nulls":4},{"v":0,"d":"R0.00"},{"v":0,"d":"R0.00"},{"$nulls":3},{"v":0,"d":"R0.00"},{"v":0,"d":"R0.00"},{"$nulls":3},{"v":0,"d":"R0.00"},{"v":0,"d":"R0.00"},{"$nulls":3},{"v":0,"d":"R0.00"},{"v":0,"d":"R0.00"}]
["2.20.8","0052","POLE,WOOD 10.0m x 180-199  ","Ea",{"$nulls":4},{"v":0,"d":"R0.00"},{"v":0,"d":"R0.00"},{"$nulls":3},{"v":0,"d":"R0.00"},{"v":0,"d":"R0.00"},{"$nulls":3},{"v":0,"d":"R0.00"},{"v":0,"d":"R0.00"},{"$nulls":3},{"v":0,"d":"R0.00"},{"v":0,"d":"R0.00"}]
["2.20.9","0052","POLE,WOOD 10.0m x 200-219  ","Ea",{"$nulls":4},{"v":0,"d":"R0.00"},{"v":0,"d":"R0.00"},{"$nulls":3},{"v":0,"d":"R0.00"},{"v":0,"d":"R0.00"},{"$nulls":3},{"v":0,"d":"R0.00"},{"v":0,"d":"R0.00"},{"$nulls":3},{"v":0,"d":"R0.00"},{"v":0,"d":"R0.00"}]
["2.20.10","0051","POLE:140-159MM TOP DIA X LG 11M ;WOOD ","Ea",{"$nulls":4},{"v":0,"d":"R0.00"},{"v":0,"d":"R0.00"},{"$nulls":3},{"v":0,"d":"R0.00"},{"v":0,"d":"R0.00"},{"$nulls":3},{"v":0,"d":"R0.00"},{"v":0,"d":"R0.00"},{"$nulls":3},{"v":0,"d":"R0.00"},{"v":0,"d":"R0.00"}]
["2.20.11","0051","POLE:160-179MM TOP DIA X LG 11M ;WOOD ","Ea",{"$nulls":4},{"v":0,"d":"R0.00"},{"v":0,"d":"R0.00"},{"$nulls":3},{"v":0,"d":"R0.00"},{"v":0,"d":"R0.00"},{"$nulls":3},{"v":0,"d":"R0.00"},{"v":0,"d":"R0.00"},{"$nulls":3},{"v":0,"d":"R0.00"},{"v":0,"d":"R0.00"}]
["2.20.12","0051","POLE:180-199MM TOP DIA X LG 11M ;WOOD ","Ea",{"$nulls":4},{"v":0,"d":"R0.00"},{"v":0,"d":"R0.00"},{"$nulls":3},{"v":0,"d":"R0.00"},{"v":0,"d":"R0.00"},{"$nulls":3},{"v":0,"d":"R0.00"},{"v":0,"d":"R0.00"},{"$nulls":3},{"v":0,"d":"R0.00"},{"v":0,"d":"R0.00"}]
["2.20.13","0051","POLE:200-219MM TOP DIA X LG 11M ;WOOD ","Ea",{"$nulls":4},{"v":0,"d":"R0.00"},{"v":0,"d":"R0.00"},{"$nulls":3},{"v":0,"d":"R0.00"},{"v":0,"d":"R0.00"},{"$nulls":3},{"v":0,"d":"R0.00"},{"v":0,"d":"R0.00"},{"$nulls":3},{"v":0,"d":"R0.00"},{"v":0,"d":"R0.00"}]
["2.20.14","0053","POLE:160-179MM TOP DIA LG 12 M;WOOD ","Ea",{"$nulls":4},{"v":0,"d":"R0.00"},{"v":0,"d":"R0.00"},{"$nulls":3},{"v":0,"d":"R0.00"},{"v":0,"d":"R0.00"},{"$nulls":3},{"v":0,"d":"R0.00"},{"v":0,"d":"R0.00"},{"$nulls":3},{"v":0,"d":"R0.00"},{"v":0,"d":"R0.00"}]
["2.20.15","0053","POLE:180-199MM TOP DIA X LG 12 M;WOOD ","Ea",{"$nulls":4},{"v":0,"d":"R0.00"},{"v":0,"d":"R0.00"},{"$nulls":3},{"v":0,"d":"R0.00"},{"v":0,"d":"R0.00"},{"$nulls":3},{"v":0,"d":"R0.00"},{"v":0,"d":"R0.00"},{"$nulls":3},{"v":0,"d":"R0.00"},{"v":0,"d":"R0.00"}]
["2.20.16","0053","POLE:200-219MM TOP DIA X LG 12 M;WOOD ","Ea",{"$nulls":4},{"v":0,"d":"R0.00"},{"v":0,"d":"R0.00"},{"$nulls":3},{"v":0,"d":"R0.00"},{"v":0,"d":"R0.00"},{"$nulls":3},{"v":0,"d":"R0.00"},{"v":0,"d":"R0.00"},{"$nulls":3},{"v":0,"d":"R0.00"},{"v":0,"d":"R0.00"}]
["2.20.17","0056","POLE,WOOD 13.0 x 160-179  ","Ea",{"$nulls":4},{"v":0,"d":"R0.00"},{"v":0,"d":"R0.00"},{"$nulls":3},{"v":0,"d":"R0.00"},{"v":0,"d":"R0.00"},{"$nulls":3},{"v":0,"d":"R0.00"},{"v":0,"d":"R0.00"},{"$nulls":3},{"v":0,"d":"R0.00"},{"v":0,"d":"R0.00"}]
["2.20.18","0056","POLE,WOOD 13.0 x 180-199  ","Ea",{"$nulls":4},{"v":0,"d":"R0.00"},{"v":0,"d":"R0.00"},{"$nulls":3},{"v":0,"d":"R0.00"},{"v":0,"d":"R0.00"},{"$nulls":3},{"v":0,"d":"R0.00"},{"v":0,"d":"R0.00"},{"$nulls":3},{"v":0,"d":"R0.00"},{"v":0,"d":"R0.00"}]
["2.20.19","0056","POLE,WOOD 13.0 x 200-219  ","Ea",{"$nulls":4},{"v":0,"d":"R0.00"},{"v":0,"d":"R0.00"},{"$nulls":3},{"v":0,"d":"R0.00"},{"v":0,"d":"R0.00"},{"$nulls":3},{"v":0,"d":"R0.00"},{"v":0,"d":"R0.00"},{"$nulls":3},{"v":0,"d":"R0.00"},{"v":0,"d":"R0.00"}]
["2.20.20","0054","POLE,WOOD 14.0 x 160-179  ","Ea",{"$nulls":4},{"v":0,"d":"R0.00"},{"v":0,"d":"R0.00"},{"$nulls":3},{"v":0,"d":"R0.00"},{"v":0,"d":"R0.00"},{"$nulls":3},{"v":0,"d":"R0.00"},{"v":0,"d":"R0.00"},{"$nulls":3},{"v":0,"d":"R0.00"},{"v":0,"d":"R0.00"}]
["2.20.21","0054","POLE,WOOD 14.0 x 180-199  ","Ea",{"$nulls":4},{"v":0,"d":"R0.00"},{"v":0,"d":"R0.00"},{"$nulls":3},{"v":0,"d":"R0.00"},{"v":0,"d":"R0.00"},{"$nulls":3},{"v":0,"d":"R0.00"},{"v":0,"d":"R0.00"},{"$nulls":3},{"v":0,"d":"R0.00"},{"v":0,"d":"R0.00"}]
["2.20.22","0054","POLE,WOOD 14.0 x 200-219  ","Ea",{"$nulls":4},{"v":0,"d":"R0.00"},{"v":0,"d":"R0.00"},{"$nulls":3},{"v":0,"d":"R0.00"},{"v":0,"d":"R0.00"},{"$nulls":3},{"v":0,"d":"R0.00"},{"v":0,"d":"R0.00"},{"$nulls":3},{"v":0,"d":"R0.00"},{"v":0,"d":"R0.00"}]
["2.20.23","0057","POLE,WOOD 15.0 x 200-219  ","Ea",{"$nulls":4},{"v":0,"d":"R0.00"},{"v":0,"d":"R0.00"},{"$nulls":3},{"v":0,"d":"R0.00"},{"v":0,"d":"R0.00"},{"$nulls":3},{"v":0,"d":"R0.00"},{"v":0,"d":"R0.00"},{"$nulls":3},{"v":0,"d":"R0.00"},{"v":0,"d":"R0.00"}]
["2.20.24","0049","POLE,WOOD 16.0 x 180-199  ","Ea",{"$nulls":4},{"v":0,"d":"R0.00"},{"v":0,"d":"R0.00"},{"$nulls":3},{"v":0,"d":"R0.00"},{"v":0,"d":"R0.00"},{"$nulls":3},{"v":0,"d":"R0.00"},{"v":0,"d":"R0.00"},{"$nulls":3},{"v":0,"d":"R0.00"},{"v":0,"d":"R0.00"}]
["2.20.25","0049","POLE,WOOD 16.0 x 200-219  ","Ea",{"$nulls":4},{"v":0,"d":"R0.00"},{"v":0,"d":"R0.00"},{"$nulls":3},{"v":0,"d":"R0.00"},{"v":0,"d":"R0.00"},{"$nulls":3},{"v":0,"d":"R0.00"},{"v":0,"d":"R0.00"},{"$nulls":3},{"v":0,"d":"R0.00"},{"v":0,"d":"R0.00"}]
["2.20.26","0048","POLE,WOOD 18.0 x 180-199  ","Ea",{"$nulls":4},{"v":0,"d":"R0.00"},{"v":0,"d":"R0.00"},{"$nulls":3},{"v":0,"d":"R0.00"},{"v":0,"d":"R0.00"},{"$nulls":3},{"v":0,"d":"R0.00"},{"v":0,"d":"R0.00"},{"$nulls":3},{"v":0,"d":"R0.00"},{"v":0,"d":"R0.00"}]
["2.20.27","0048","POLE,WOOD 18.0 x 200-219  ","Ea",{"$nulls":4},{"v":0,"d":"R0.00"},{"v":0,"d":"R0.00"},{"$nulls":3},{"v":0,"d":"R0.00"},{"v":0,"d":"R0.00"},{"$nulls":3},{"v":0,"d":"R0.00"},{"v":0,"d":"R0.00"},{"$nulls":3},{"v":0,"d":"R0.00"},{"v":0,"d":"R0.00"}]
[2.21,null,"Planting by Crane"]
["2.21.1","0055","POLE,WOOD 9.0m x 140-159","Ea",{"$nulls":4},{"$f":"E141*G141","v":{"v":0,"d":"R0.00"}},{"$f":"H141+I141","v":{"v":0,"d":"R0.00"}},{"$nulls":3},{"$f":"L141*G141","v":{"v":0,"d":"R0.00"}},{"$f":"SUM(K141*F141)+(L141*G141)","v":{"v":0,"d":"R0.00"}},{"$nulls":3},{"$f":"Q141*G141","v":{"v":0,"d":"R0.00"}},{"$f":"SUM(P141*F141)+(Q141*G141)","v":{"v":0,"d":"R0.00"}},{"$nulls":3},{"$f":"V141*G141","v":{"v":0,"d":"R0.00"}},{"$f":"SUM(U141*F141)+(V141*G141)","v":{"v":0,"d":"R0.00"}}]
["2.21.2","0055","POLE,WOOD 9.0m x 160-179  ","Ea",{"$nulls":4},{"v":0,"d":"R0.00"},{"v":0,"d":"R0.00"},{"$nulls":3},{"v":0,"d":"R0.00"},{"v":0,"d":"R0.00"},{"$nulls":3},{"v":0,"d":"R0.00"},{"v":0,"d":"R0.00"},{"$nulls":3},{"v":0,"d":"R0.00"},{"v":0,"d":"R0.00"}]
["2.21.3","0055","POLE,WOOD 9.0m x 180-199  ","Ea",{"$nulls":4},{"v":0,"d":"R0.00"},{"v":0,"d":"R0.00"},{"$nulls":3},{"v":0,"d":"R0.00"},{"v":0,"d":"R0.00"},{"$nulls":3},{"v":0,"d":"R0.00"},{"v":0,"d":"R0.00"},{"$nulls":3},{"v":0,"d":"R0.00"},{"v":0,"d":"R0.00"}]
["2.21.4","0052","POLE,WOOD 10.0m x 160-179  ","Ea",{"$nulls":4},{"v":0,"d":"R0.00"},{"v":0,"d":"R0.00"},{"$nulls":3},{"v":0,"d":"R0.00"},{"v":0,"d":"R0.00"},{"$nulls":3},{"v":0,"d":"R0.00"},{"v":0,"d":"R0.00"},{"$nulls":3},{"v":0,"d":"R0.00"},{"v":0,"d":"R0.00"}]
["2.21.5","0052","POLE,WOOD 10.0m x 180-199  ","Ea",{"$nulls":4},{"v":0,"d":"R0.00"},{"v":0,"d":"R0.00"},{"$nulls":3},{"v":0,"d":"R0.00"},{"v":0,"d":"R0.00"},{"$nulls":3},{"v":0,"d":"R0.00"},{"v":0,"d":"R0.00"},{"$nulls":3},{"v":0,"d":"R0.00"},{"v":0,"d":"R0.00"}]
["2.21.6","0052","POLE,WOOD 10.0m x 200-219  ","Ea",{"$nulls":4},{"v":0,"d":"R0.00"},{"v":0,"d":"R0.00"},{"$nulls":3},{"v":0,"d":"R0.00"},{"v":0,"d":"R0.00"},{"$nulls":3},{"v":0,"d":"R0.00"},{"v":0,"d":"R0.00"},{"$nulls":3},{"v":0,"d":"R0.00"},{"v":0,"d":"R0.00"}]
["2.21.7","0051","POLE:140-159MM TOP DIA X LG 11M ;WOOD ","Ea",{"$nulls":4},{"v":0,"d":"R0.00"},{"v":0,"d":"R0.00"},{"$nulls":3},{"v":0,"d":"R0.00"},{"v":0,"d":"R0.00"},{"$nulls":3},{"v":0,"d":"R0.00"},{"v":0,"d":"R0.00"},{"$nulls":3},{"v":0,"d":"R0.00"},{"v":0,"d":"R0.00"}]
["2.21.8","0051","POLE:160-179MM TOP DIA X LG 11M ;WOOD ","Ea",{"$nulls":4},{"v":0,"d":"R0.00"},{"v":0,"d":"R0.00"},{"$nulls":3},{"v":0,"d":"R0.00"},{"v":0,"d":"R0.00"},{"$nulls":3},{"v":0,"d":"R0.00"},{"v":0,"d":"R0.00"},{"$nulls":3},{"v":0,"d":"R0.00"},{"v":0,"d":"R0.00"}]
["2.21.9","0051","POLE:180-199MM TOP DIA X LG 11M ;WOOD ","Ea",{"$nulls":4},{"v":0,"d":"R0.00"},{"v":0,"d":"R0.00"},{"$nulls":3},{"v":0,"d":"R0.00"},{"v":0,"d":"R0.00"},{"$nulls":3},{"v":0,"d":"R0.00"},{"v":0,"d":"R0.00"},{"$nulls":3},{"v":0,"d":"R0.00"},{"v":0,"d":"R0.00"}]
["2.21.10","0051","POLE:200-219MM TOP DIA X LG 11M ;WOOD ","Ea",{"$nulls":4},{"v":0,"d":"R0.00"},{"v":0,"d":"R0.00"},{"$nulls":3},{"v":0,"d":"R0.00"},{"v":0,"d":"R0.00"},{"$nulls":3},{"v":0,"d":"R0.00"},{"v":0,"d":"R0.00"},{"$nulls":3},{"v":0,"d":"R0.00"},{"v":0,"d":"R0.00"}]
["2.21.11","0053","POLE:160-179MM TOP DIA LG 12 M;WOOD ","Ea",{"$nulls":4},{"v":0,"d":"R0.00"},{"v":0,"d":"R0.00"},{"$nulls":3},{"v":0,"d":"R0.00"},{"v":0,"d":"R0.00"},{"$nulls":3},{"v":0,"d":"R0.00"},{"v":0,"d":"R0.00"},{"$nulls":3},{"v":0,"d":"R0.00"},{"v":0,"d":"R0.00"}]
["2.21.12","0053","POLE:180-199MM TOP DIA X LG 12 M;WOOD ","Ea",{"$nulls":4},{"v":0,"d":"R0.00"},{"v":0,"d":"R0.00"},{"$nulls":3},{"v":0,"d":"R0.00"},{"v":0,"d":"R0.00"},{"$nulls":3},{"v":0,"d":"R0.00"},{"v":0,"d":"R0.00"},{"$nulls":3},{"v":0,"d":"R0.00"},{"v":0,"d":"R0.00"}]
["2.21.13","0053","POLE:200-219MM TOP DIA X LG 12 M;WOOD ","Ea",{"$nulls":4},{"v":0,"d":"R0.00"},{"v":0,"d":"R0.00"},{"$nulls":3},{"v":0,"d":"R0.00"},{"v":0,"d":"R0.00"},{"$nulls":3},{"v":0,"d":"R0.00"},{"v":0,"d":"R0.00"},{"$nulls":3},{"v":0,"d":"R0.00"},{"v":0,"d":"R0.00"}]
["2.21.14","0056","POLE,WOOD 13.0 x 160-179  ","Ea",{"$nulls":4},{"v":0,"d":"R0.00"},{"v":0,"d":"R0.00"},{"$nulls":3},{"v":0,"d":"R0.00"},{"v":0,"d":"R0.00"},{"$nulls":3},{"v":0,"d":"R0.00"},{"v":0,"d":"R0.00"},{"$nulls":3},{"v":0,"d":"R0.00"},{"v":0,"d":"R0.00"}]
["2.21.15","0056","POLE,WOOD 13.0 x 180-199  ","Ea",{"$nulls":4},{"v":0,"d":"R0.00"},{"v":0,"d":"R0.00"},{"$nulls":3},{"v":0,"d":"R0.00"},{"v":0,"d":"R0.00"},{"$nulls":3},{"v":0,"d":"R0.00"},{"v":0,"d":"R0.00"},{"$nulls":3},{"v":0,"d":"R0.00"},{"v":0,"d":"R0.00"}]
["2.21.16","0056","POLE,WOOD 13.0 x 200-219  ","Ea",{"$nulls":4},{"v":0,"d":"R0.00"},{"v":0,"d":"R0.00"},{"$nulls":3},{"v":0,"d":"R0.00"},{"v":0,"d":"R0.00"},{"$nulls":3},{"v":0,"d":"R0.00"},{"v":0,"d":"R0.00"},{"$nulls":3},{"v":0,"d":"R0.00"},{"v":0,"d":"R0.00"}]
["2.21.17","0054","POLE,WOOD 14.0 x 160-179  ","Ea",{"$nulls":4},{"v":0,"d":"R0.00"},{"v":0,"d":"R0.00"},{"$nulls":3},{"v":0,"d":"R0.00"},{"v":0,"d":"R0.00"},{"$nulls":3},{"v":0,"d":"R0.00"},{"v":0,"d":"R0.00"},{"$nulls":3},{"v":0,"d":"R0.00"},{"v":0,"d":"R0.00"}]
["2.21.18","0054","POLE,WOOD 14.0 x 180-199  ","Ea",{"$nulls":4},{"v":0,"d":"R0.00"},{"v":0,"d":"R0.00"},{"$nulls":3},{"v":0,"d":"R0.00"},{"v":0,"d":"R0.00"},{"$nulls":3},{"v":0,"d":"R0.00"},{"v":0,"d":"R0.00"},{"$nulls":3},{"v":0,"d":"R0.00"},{"v":0,"d":"R0.00"}]
["2.21.19","0054","POLE,WOOD 14.0 x 200-219  ","Ea",{"$nulls":4},{"v":0,"d":"R0.00"},{"v":0,"d":"R0.00"},{"$nulls":3},{"v":0,"d":"R0.00"},{"v":0,"d":"R0.00"},{"$nulls":3},{"v":0,"d":"R0.00"},{"v":0,"d":"R0.00"},{"$nulls":3},{"v":0,"d":"R0.00"},{"v":0,"d":"R0.00"}]
["2.21.20","0057","POLE,WOOD 15.0 x 200-219  ","Ea",{"$nulls":4},{"v":0,"d":"R0.00"},{"v":0,"d":"R0.00"},{"$nulls":3},{"v":0,"d":"R0.00"},{"v":0,"d":"R0.00"},{"$nulls":3},{"v":0,"d":"R0.00"},{"v":0,"d":"R0.00"},{"$nulls":3},{"v":0,"d":"R0.00"},{"v":0,"d":"R0.00"}]
["2.21.21","0049","POLE,WOOD 16.0 x 180-199  ","Ea",{"$nulls":4},{"v":0,"d":"R0.00"},{"v":0,"d":"R0.00"},{"$nulls":3},{"v":0,"d":"R0.00"},{"v":0,"d":"R0.00"},{"$nulls":3},{"v":0,"d":"R0.00"},{"v":0,"d":"R0.00"},{"$nulls":3},{"v":0,"d":"R0.00"},{"v":0,"d":"R0.00"}]
["2.21.22","0049","POLE,WOOD 16.0 x 200-219  ","Ea",{"$nulls":4},{"v":0,"d":"R0.00"},{"v":0,"d":"R0.00"},{"$nulls":3},{"v":0,"d":"R0.00"},{"v":0,"d":"R0.00"},{"$nulls":3},{"v":0,"d":"R0.00"},{"v":0,"d":"R0.00"},{"$nulls":3},{"v":0,"d":"R0.00"},{"v":0,"d":"R0.00"}]
["2.21.23","0048","POLE,WOOD 18.0 x 180-199  ","Ea",{"$nulls":4},{"v":0,"d":"R0.00"},{"v":0,"d":"R0.00"},{"$nulls":3},{"v":0,"d":"R0.00"},{"v":0,"d":"R0.00"},{"$nulls":3},{"v":0,"d":"R0.00"},{"v":0,"d":"R0.00"},{"$nulls":3},{"v":0,"d":"R0.00"},{"v":0,"d":"R0.00"}]
["2.21.24","0048","POLE,WOOD 18.0 x 200-219  ","Ea",{"$nulls":4},{"v":0,"d":"R0.00"},{"v":0,"d":"R0.00"},{"$nulls":3},{"v":0,"d":"R0.00"},{"v":0,"d":"R0.00"},{"$nulls":3},{"v":0,"d":"R0.00"},{"v":0,"d":"R0.00"},{"$nulls":3},{"v":0,"d":"R0.00"},{"v":0,"d":"R0.00"}]
["STAYS AND STRUTS",null,"Install stays, flying stays, struts.  Accessories include staywire, stayrods, stay plates, soil anchors, stay insulators, guy grips, stay mounting brackets, mounting hardware, anti climbing devices, stayguards and danger labels.  Poles and excavations are measured elsewhere.The installation and erection of strut poles  are measured here"]
[2.22,null,"Installing Stay and strut assembles"]
["2.22.1","0341\n(Sh 1 of 5) ","STAY ASSEMBLY (LV - 35kN) WOOD POLES","Ea",{"$nulls":3},{"$f":"F167*E167","v":{"v":0,"d":"R0.00"}},{"$f":"E167*G167","v":{"v":0,"d":"R0.00"}},{"$f":"H167+I167","v":{"v":0,"d":"R0.00"}},null,null,{"$f":"K167*F167","v":{"v":0,"d":"R0.00"}},{"$f":"L167*G167","v":{"v":0,"d":"R0.00"}},{"$f":"SUM(K167*F167)+(L167*G167)","v":{"v":0,"d":"R0.00"}},null,null,{"$f":"P167*F167","v":{"v":0,"d":"R0.00"}},{"$f":"Q167*G167","v":{"v":0,"d":"R0.00"}},{"$f":"SUM(P167*F167)+(Q167*G167)","v":{"v":0,"d":"R0.00"}},null,null,{"$f":"U167*F167","v":{"v":0,"d":"R0.00"}},{"$f":"V167*G167","v":{"v":0,"d":"R0.00"}},{"$f":"SUM(U167*F167)+(V167*G167)","v":{"v":0,"d":"R0.00"}}]
["2.22.2","0341\n(Sh 2 of 5)","STAY ASSEMBLY (MV - 97kN) WOOD POLES  ","Ea",{"$nulls":3},{"v":0,"d":"R0.00"},{"v":0,"d":"R0.00"},{"v":0,"d":"R0.00"},null,null,{"$f":"K168*F168","v":{"v":0,"d":"R0.00"}},{"$f":"L168*G168","v":{"v":0,"d":"R0.00"}},{"$f":"SUM(K168*F168)+(L168*G168)","v":{"v":0,"d":"R0.00"}},null,null,{"$f":"P168*F168","v":{"v":0,"d":"R0.00"}},{"$f":"Q168*G168","v":{"v":0,"d":"R0.00"}},{"$f":"SUM(P168*F168)+(Q168*G168)","v":{"v":0,"d":"R0.00"}},null,null,{"$f":"U168*F168","v":{"v":0,"d":"R0.00"}},{"$f":"V168*G168","v":{"v":0,"d":"R0.00"}},{"v":0,"d":"R0.00"}]
["2.22.3","0341\n(Sh 4 of 5)","MV HEAVY / HV LINES CONDUCTOR STAY ASSEMBLY (MV - 115kN) WOOD POLES","Ea",{"$nulls":3},{"v":0,"d":"R0.00"},{"v":0,"d":"R0.00"},{"v":0,"d":"R0.00"},null,null,{"v":0,"d":"R0.00"},{"v":0,"d":"R0.00"},{"v":0,"d":"R0.00"},null,null,{"v":0,"d":"R0.00"},{"v":0,"d":"R0.00"},{"v":0,"d":"R0.00"},null,null,{"v":0,"d":"R0.00"},{"v":0,"d":"R0.00"},{"v":0,"d":"R0.00"}]
["2.22.4","0341\n(Sh 5 of 5)","STAY GUARD APPLICATION (IF REQUIRED)","Ea",{"$nulls":3},{"v":0,"d":"R0.00"},{"v":0,"d":"R0.00"},{"v":0,"d":"R0.00"},null,null,{"v":0,"d":"R0.00"},{"v":0,"d":"R0.00"},{"v":0,"d":"R0.00"},null,null,{"v":0,"d":"R0.00"},{"v":0,"d":"R0.00"},{"v":0,"d":"R0.00"},null,null,{"v":0,"d":"R0.00"},{"v":0,"d":"R0.00"},{"v":0,"d":"R0.00"}]
["2.22.5","0342\n(Sh 1 of 3)","STRUT ASSEMBLY FLAT 45 DEG. BRACKET 7m AND 9m POLES ","Ea",{"$nulls":3},{"v":0,"d":"R0.00"},{"v":0,"d":"R0.00"},{"v":0,"d":"R0.00"},null,null,{"v":0,"d":"R0.00"},{"v":0,"d":"R0.00"},{"v":0,"d":"R0.00"},null,null,{"v":0,"d":"R0.00"},{"v":0,"d":"R0.00"},{"v":0,"d":"R0.00"},null,null,{"v":0,"d":"R0.00"},{"v":0,"d":"R0.00"},{"v":0,"d":"R0.00"}]
["2.22.6","0342\n(Sh 2 of 3)","STRUT ASSEMBLY SWIVEL BRACKET  11m, 12m AND 13m WOOD POLES ","Ea",{"$nulls":3},{"v":0,"d":"R0.00"},{"v":0,"d":"R0.00"},{"v":0,"d":"R0.00"},null,null,{"v":0,"d":"R0.00"},{"v":0,"d":"R0.00"},{"v":0,"d":"R0.00"},null,null,{"v":0,"d":"R0.00"},{"v":0,"d":"R0.00"},{"v":0,"d":"R0.00"},null,null,{"v":0,"d":"R0.00"},{"v":0,"d":"R0.00"},{"v":0,"d":"R0.00"}]
["2.22.7","0342\n(Sh 3 of 3)","STRUT ASSEMBLY WOOD H - POLE FOR -11m , 12m and 13m poles","Ea",{"$nulls":3},{"v":0,"d":"R0.00"},{"v":0,"d":"R0.00"},{"v":0,"d":"R0.00"},null,null,{"v":0,"d":"R0.00"},{"v":0,"d":"R0.00"},{"v":0,"d":"R0.00"},null,null,{"v":0,"d":"R0.00"},{"v":0,"d":"R0.00"},{"v":0,"d":"R0.00"},null,null,{"v":0,"d":"R0.00"},{"v":0,"d":"R0.00"},{"v":0,"d":"R0.00"}]
["2.22.8","0343","LV/MV - OVERHEAD FLYING STAY ARRANGEMENT ","Ea",{"$nulls":3},{"v":0,"d":"R0.00"},{"v":0,"d":"R0.00"},{"v":0,"d":"R0.00"},null,null,{"v":0,"d":"R0.00"},{"v":0,"d":"R0.00"},{"v":0,"d":"R0.00"},null,null,{"v":0,"d":"R0.00"},{"v":0,"d":"R0.00"},{"v":0,"d":"R0.00"},null,null,{"v":0,"d":"R0.00"},{"v":0,"d":"R0.00"},{"v":0,"d":"R0.00"}]
["2.22.9","0344","HIP STAY FROM WOOD POLE FOUNDATION AND ASSEMBLY","Ea",{"$nulls":3},{"v":0,"d":"R0.00"},{"v":0,"d":"R0.00"},{"v":0,"d":"R0.00"},null,null,{"v":0,"d":"R0.00"},{"v":0,"d":"R0.00"},{"v":0,"d":"R0.00"},null,null,{"v":0,"d":"R0.00"},{"v":0,"d":"R0.00"},{"v":0,"d":"R0.00"},null,null,{"v":0,"d":"R0.00"},{"v":0,"d":"R0.00"},{"v":0,"d":"R0.00"}]
["2.22.10","0357\n(Sh 1 of 3)","LV/MV-ROCK ANCHOR INSTALLATION (EXPANDABLE SHELL & RESIN TYPE) ","Ea",{"$nulls":3},{"v":0,"d":"R0.00"},{"v":0,"d":"R0.00"},{"v":0,"d":"R0.00"},null,null,{"v":0,"d":"R0.00"},{"v":0,"d":"R0.00"},{"v":0,"d":"R0.00"},null,null,{"v":0,"d":"R0.00"},{"v":0,"d":"R0.00"},{"v":0,"d":"R0.00"},null,null,{"v":0,"d":"R0.00"},{"v":0,"d":"R0.00"},{"v":0,"d":"R0.00"}]
["2.22.11","0357\n(Sh 2 of 3)","LV/MV-ROCK ANCHOR INSTALLATION (2 EYED ROD AND PIN TYPE) ","Ea",{"$nulls":3},{"v":0,"d":"R0.00"},{"v":0,"d":"R0.00"},{"v":0,"d":"R0.00"},null,null,{"v":0,"d":"R0.00"},{"v":0,"d":"R0.00"},{"v":0,"d":"R0.00"},null,null,{"v":0,"d":"R0.00"},{"v":0,"d":"R0.00"},{"v":0,"d":"R0.00"},null,null,{"v":0,"d":"R0.00"},{"v":0,"d":"R0.00"},{"v":0,"d":"R0.00"}]
["2.22.12","0357\n(Sh 3 of 3)","MV- SOFT ROCK ANCHOR INSTALLATION","Ea",{"$nulls":3},{"v":0,"d":"R0.00"},{"v":0,"d":"R0.00"},{"v":0,"d":"R0.00"},null,null,{"v":0,"d":"R0.00"},{"v":0,"d":"R0.00"},{"v":0,"d":"R0.00"},null,null,{"v":0,"d":"R0.00"},{"v":0,"d":"R0.00"},{"v":0,"d":"R0.00"},null,null,{"v":0,"d":"R0.00"},{"v":0,"d":"R0.00"},{"v":0,"d":"R0.00"}]
[null,null,"TOTAL CARRIED TO SUMMARY PAGE",{"$nulls":4},{"$f":"SUM(H6:H178)","v":{"v":0,"d":"R0.00"}},{"$f":"SUM(I6:I178)","v":{"v":0,"d":"R0.00"}},{"$f":"SUM(J6:J178)","v":{"v":0,"d":"R0.00"}},null,null,{"$f":"SUM(M6:M178)","v":{"v":0,"d":"R0.00"}},{"$f":"SUM(N6:N178)","v":{"v":0,"d":"R0.00"}},{"$f":"SUM(O6:O178)","v":{"v":0,"d":"R0.00"}},null,null,{"$f":"SUM(R6:R178)","v":{"v":0,"d":"R0.00"}},{"$f":"SUM(S6:S178)","v":{"v":0,"d":"R0.00"}},{"$f":"SUM(T6:T178)","v":{"v":0,"d":"R0.00"}},null,null,{"$f":"SUM(W6:W178)","v":{"v":0,"d":"R0.00"}},{"$f":"SUM(X6:X178)","v":{"v":0,"d":"R0.00"}},{"$f":"SUM(Y6:Y178)","v":{"v":0,"d":"R0.00"}}]
["Verified By:",null,null,"DATE"]
["Clerk of Works"]
["Cost Checked by:",null,null,"DATE"]
["Quantity Surveyor"]
["Accepted By:",null,null,"DATE"]
["Contractor"]
["Approved By:",null,null,"DATE"]
["Programme Manager"]

{"sheet":"MV Overhead","index":7,"n_rows":348,"n_cols":25,"rows_kept":348,"merged":[[0,1,0,3],[0,4,1,9],[0,10,1,14],[0,15,1,19],[0,20,1,24],[1,0,1,3],[3,1,3,2],[20,1,20,2],[299,1,299,2],[340,3,341,3],[342,3,343,3],[344,3,345,3],[346,3,347,3]]}
["BILL NO: 3","MV OVERHEAD SYSTEM",null,null,"PROJECT TOTALS",{"$nulls":5},"CLAIM 1",{"$nulls":4},"CLAIM 2",{"$nulls":4},"CLAIM 3"]
["Note: \na)All installations, assemblies and activities shall be as per Eskom DDT series, Eskom  national or Eskom local technical instructions  where applicable\nb) Eskom will advise what is free issue material and what is contractor supplied material"]
["NO.","D-D-T","DESCRIPTION","UNIT","QTY","SUPPLY RATE","LABOUR RATE","SUPPLY TOTAL","LABOUR  TOTAL","TOTAL","SUPPLY QTY","LABOUR QTY","SUPPLY TOTAL","LABOUR  TOTAL","TOTAL","SUPPLY QTY","LABOUR QTY","SUPPLY TOTAL","LABOUR  TOTAL","TOTAL","SUPPLY QTY","LABOUR QTY","SUPPLY TOTAL","LABOUR  TOTAL","TOTAL"]
["MV CONDUCTOR","Install Eskom issued marked conductor.  Material quantity to allow for 5% sag in addition to actual  conductor length quantity.  Installation includes handling, stringing and final sagging. "]
[3.1]
["3.1.1",3136,"MV Bare ACSR Fox Ungreased ","m",{"$nulls":4},{"$f":"E6*G6","v":{"v":0,"d":"R0.00"}},{"$f":"(E6*F6)+(E6*G6)","v":{"v":0,"d":"R0.00"}},{"$nulls":3},{"$f":"L6*G6","v":{"v":0,"d":"R0.00"}},{"$f":"SUM(K6*F6)+(L6*G6)","v":{"v":0,"d":"R0.00"}},{"$nulls":3},{"$f":"Q6*G6","v":{"v":0,"d":"R0.00"}},{"$f":"SUM(P6*F6)+(Q6*G6)","v":{"v":0,"d":"R0.00"}},{"$nulls":3},{"$f":"V6*G6","v":{"v":0,"d":"R0.00"}},{"$f":"SUM(U6*F6)+(V6*G6)","v":{"v":0,"d":"R0.00"}}]
["3.1.2",3136,"MV Bare ACSR Fox Greased","m",{"$nulls":4},{"v":0,"d":"R0.00"},{"$f":"(E7*F7)+(E7*G7)","v":{"v":0,"d":"R0.00"}},{"$nulls":3},{"v":0,"d":"R0.00"},{"v":0,"d":"R0.00"},{"$nulls":3},{"v":0,"d":"R0.00"},{"v":0,"d":"R0.00"},{"$nulls":3},{"v":0,"d":"R0.00"},{"v":0,"d":"R0.00"}]
["3.1.3",3136,"MV Bare AAAC 35mmsq Greased","m",{"$nulls":4},{"v":0,"d":"R0.00"},{"v":0,"d":"R0.00"},{"$nulls":3},{"v":0,"d":"R0.00"},{"v":0,"d":"R0.00"},{"$nulls":3},{"v":0,"d":"R0.00"},{"v":0,"d":"R0.00"},{"$nulls":3},{"v":0,"d":"R0.00"},{"v":0,"d":"R0.00"}]
["3.1.4",3136,"MV Bare AAAC  Pine Greased ","m",{"$nulls":4},{"v":0,"d":"R0.00"},{"v":0,"d":"R0.00"},{"$nulls":3},{"v":0,"d":"R0.00"},{"v":0,"d":"R0.00"},{"$nulls":3},{"v":0,"d":"R0.00"},{"v":0,"d":"R0.00"},{"$nulls":3},{"v":0,"d":"R0.00"},{"v":0,"d":"R0.00"}]
["3.1.5",3136,"MV Bare ACSR  Mink Greased ","m",{"$nulls":4},{"v":0,"d":"R0.00"},{"v":0,"d":"R0.00"},{"$nulls":3},{"v":0,"d":"R0.00"},{"v":0,"d":"R0.00"},{"$nulls":3},{"v":0,"d":"R0.00"},{"v":0,"d":"R0.00"},{"$nulls":3},{"v":0,"d":"R0.00"},{"v":0,"d":"R0.00"}]
["3.1.6",3136,"MV Bare ACSR  Mink Ungreased ","m",{"$nulls":4},{"v":0,"d":"R0.00"},{"v":0,"d":"R0.00"},{"$nulls":3},{"v":0,"d":"R0.00"},{"v":0,"d":"R0.00"},{"$nulls":3},{"v":0,"d":"R0.00"},{"v":0,"d":"R0.00"},{"$nulls":3},{"v":0,"d":"R0.00"},{"v":0,"d":"R0.00"}]
["3.1.7",3136,"MV Bare AAAC  Oak Greased ","m",{"$nulls":4},{"v":0,"d":"R0.00"},{"v":0,"d":"R0.00"},{"$nulls":3},{"v":0,"d":"R0.00"},{"v":0,"d":"R0.00"},{"$nulls":3},{"v":0,"d":"R0.00"},{"v":0,"d":"R0.00"},{"$nulls":3},{"v":0,"d":"R0.00"},{"v":0,"d":"R0.00"}]
["3.1.8",3136,"MV Bare ACSR  Hare Greased ","m",{"$nulls":4},{"v":0,"d":"R0.00"},{"v":0,"d":"R0.00"},{"$nulls":3},{"v":0,"d":"R0.00"},{"v":0,"d":"R0.00"},{"$nulls":3},{"v":0,"d":"R0.00"},{"v":0,"d":"R0.00"},{"$nulls":3},{"v":0,"d":"R0.00"},{"v":0,"d":"R0.00"}]
["3.1.9",3136,"MV Bare ACSR  Hare Ungreased ","m",{"$nulls":4},{"v":0,"d":"R0.00"},{"v":0,"d":"R0.00"},{"$nulls":3},{"v":0,"d":"R0.00"},{"v":0,"d":"R0.00"},{"$nulls":3},{"v":0,"d":"R0.00"},{"v":0,"d":"R0.00"},{"$nulls":3},{"v":0,"d":"R0.00"},{"v":0,"d":"R0.00"}]
["3.1.10",3136,"MV Bare Chicadee conductor- Greased ","m",{"$nulls":4},{"v":0,"d":"R0.00"},{"v":0,"d":"R0.00"},{"$nulls":3},{"v":0,"d":"R0.00"},{"v":0,"d":"R0.00"},{"$nulls":3},{"v":0,"d":"R0.00"},{"v":0,"d":"R0.00"},{"$nulls":3},{"v":0,"d":"R0.00"},{"v":0,"d":"R0.00"}]
["3.1.11",3136,"MV Bare Chicadee conductor- Ungreased ","m",{"$nulls":4},{"v":0,"d":"R0.00"},{"v":0,"d":"R0.00"},{"$nulls":3},{"v":0,"d":"R0.00"},{"v":0,"d":"R0.00"},{"$nulls":3},{"v":0,"d":"R0.00"},{"v":0,"d":"R0.00"},{"$nulls":3},{"v":0,"d":"R0.00"},{"v":0,"d":"R0.00"}]
["3.1.12",3136,"MV ABC 11 kV 35 mmsq 3 Core","m",{"$nulls":4},{"v":0,"d":"R0.00"},{"v":0,"d":"R0.00"},{"$nulls":3},{"v":0,"d":"R0.00"},{"v":0,"d":"R0.00"},{"$nulls":3},{"v":0,"d":"R0.00"},{"v":0,"d":"R0.00"},{"$nulls":3},{"v":0,"d":"R0.00"},{"v":0,"d":"R0.00"}]
["3.1.13",3136,"MV ABC 11 kV 95 mmsq 3 Core","m",{"$nulls":4},{"v":0,"d":"R0.00"},{"v":0,"d":"R0.00"},{"$nulls":3},{"v":0,"d":"R0.00"},{"v":0,"d":"R0.00"},{"$nulls":3},{"v":0,"d":"R0.00"},{"v":0,"d":"R0.00"},{"$nulls":3},{"v":0,"d":"R0.00"},{"v":0,"d":"R0.00"}]
["3.1.14",3136,"MV ABC 22 kV 35 mmsq 3 Core","m",{"$nulls":4},{"v":0,"d":"R0.00"},{"v":0,"d":"R0.00"},{"$nulls":3},{"v":0,"d":"R0.00"},{"v":0,"d":"R0.00"},{"$nulls":3},{"v":0,"d":"R0.00"},{"v":0,"d":"R0.00"},{"$nulls":3},{"v":0,"d":"R0.00"},{"v":0,"d":"R0.00"}]
["3.1.15",3136,"MV ABC 22 kV 95 mmsq 3 Core","m",{"$nulls":4},{"v":0,"d":"R0.00"},{"v":0,"d":"R0.00"},{"$nulls":3},{"v":0,"d":"R0.00"},{"v":0,"d":"R0.00"},{"$nulls":3},{"v":0,"d":"R0.00"},{"v":0,"d":"R0.00"},{"$nulls":3},{"v":0,"d":"R0.00"},{"v":0,"d":"R0.00"}]
["MV CONDUCTOR","Erect MV support structures.  Auxiliary equipment such as bonding, BIL downwire, jumpers, jumper terminations, pole and x-arm mounting and mounting hardware, conductor attachment hardware and insulators to be included.  Poles are measured elsewhere, crossarms are included.  Stay, strut material measured elsewhere.  Pole, stay and strut  excavations are measured elsewhere.  Where road crossing structures are to be used the line hardware needs to be changed to include : For intermediate a suitable fullwrap road crossing tie and for a strain structure a 3bolt suitable pistol grip.  Other relevant road crossing hardware to be included where required Eskom document KZN15ZEG-044.  Road crossings to be inserted in BOQ where required and marked with \"RX\" as part of the description.  MV intermediate structures that fall within high lightning zones in the OU shall have the a spark gap device installed on its BIL downwire.  Refer DDT3134. All other intermediate structures will have a normal BIL."]
[3.2]
["3.2.1","0400","SWER – Intermediate - 0° Deviation ","Ea",{"$nulls":3},{"$f":"F23*E23","v":{"v":0,"d":"R0.00"}},{"$f":"E23*G23","v":{"v":0,"d":"R0.00"}},{"$f":"(E23*F23)+(E23*G23)","v":{"v":0,"d":"R0.00"}},null,null,{"$f":"K23*F23","v":{"v":0,"d":"R0.00"}},{"v":0,"d":"R0.00"},{"v":0,"d":"R0.00"},null,null,{"$f":"P23*F23","v":{"v":0,"d":"R0.00"}},{"v":0,"d":"R0.00"},{"v":0,"d":"R0.00"},null,null,{"$f":"U23*F23","v":{"v":0,"d":"R0.00"}},{"v":0,"d":"R0.00"},{"v":0,"d":"R0.00"}]
["3.2.2.","0400","SWER – Intermediate - 0° Deviation Rx","Ea",{"$nulls":3},{"v":0,"d":"R0.00"},{"v":0,"d":"R0.00"},{"$f":"(E24*F24)+(E24*G24)","v":{"v":0,"d":"R0.00"}},null,null,{"v":0,"d":"R0.00"},{"v":0,"d":"R0.00"},{"v":0,"d":"R0.00"},null,null,{"v":0,"d":"R0.00"},{"v":0,"d":"R0.00"},{"v":0,"d":"R0.00"},null,null,{"v":0,"d":"R0.00"},{"v":0,"d":"R0.00"},{"v":0,"d":"R0.00"}]
["3.2.3.","0401","SWER – Intermediate Small (1-10°) Deviation ","Ea",{"$nulls":3},{"v":0,"d":"R0.00"},{"v":0,"d":"R0.00"},{"v":0,"d":"R0.00"},null,null,{"v":0,"d":"R0.00"},{"v":0,"d":"R0.00"},{"v":0,"d":"R0.00"},null,null,{"v":0,"d":"R0.00"},{"v":0,"d":"R0.00"},{"v":0,"d":"R0.00"},null,null,{"v":0,"d":"R0.00"},{"v":0,"d":"R0.00"},{"v":0,"d":"R0.00"}]
["3.2.4.","0401","SWER – Intermediate Small (1-10°) Deviation Rx","Ea",{"$nulls":3},{"v":0,"d":"R0.00"},{"v":0,"d":"R0.00"},{"v":0,"d":"R0.00"},null,null,{"v":0,"d":"R0.00"},{"v":0,"d":"R0.00"},{"v":0,"d":"R0.00"},null,null,{"v":0,"d":"R0.00"},{"v":0,"d":"R0.00"},{"v":0,"d":"R0.00"},null,null,{"v":0,"d":"R0.00"},{"v":0,"d":"R0.00"},{"v":0,"d":"R0.00"}]
["3.2.5","0402","SWER - Suspension Medium (10-30°) Deviation","Ea",{"$nulls":3},{"v":0,"d":"R0.00"},{"v":0,"d":"R0.00"},{"v":0,"d":"R0.00"},null,null,{"v":0,"d":"R0.00"},{"v":0,"d":"R0.00"},{"v":0,"d":"R0.00"},null,null,{"v":0,"d":"R0.00"},{"v":0,"d":"R0.00"},{"v":0,"d":"R0.00"},null,null,{"v":0,"d":"R0.00"},{"v":0,"d":"R0.00"},{"v":0,"d":"R0.00"}]
["3.2.6","0402","SWER - Suspension Medium (10-30°) Deviation Rx","Ea",{"$nulls":3},{"v":0,"d":"R0.00"},{"v":0,"d":"R0.00"},{"v":0,"d":"R0.00"},null,null,{"v":0,"d":"R0.00"},{"v":0,"d":"R0.00"},{"v":0,"d":"R0.00"},null,null,{"v":0,"d":"R0.00"},{"v":0,"d":"R0.00"},{"v":0,"d":"R0.00"},null,null,{"v":0,"d":"R0.00"},{"v":0,"d":"R0.00"},{"v":0,"d":"R0.00"}]
["3.2.7","0403","SWER - Strain 0° Deviation","Ea",{"$nulls":3},{"v":0,"d":"R0.00"},{"v":0,"d":"R0.00"},{"v":0,"d":"R0.00"},null,null,{"v":0,"d":"R0.00"},{"v":0,"d":"R0.00"},{"v":0,"d":"R0.00"},null,null,{"v":0,"d":"R0.00"},{"v":0,"d":"R0.00"},{"v":0,"d":"R0.00"},null,null,{"v":0,"d":"R0.00"},{"v":0,"d":"R0.00"},{"v":0,"d":"R0.00"}]
["3.2.8","0403","SWER - Strain 0° Deviation Rx","Ea",{"$nulls":3},{"v":0,"d":"R0.00"},{"v":0,"d":"R0.00"},{"v":0,"d":"R0.00"},null,null,{"v":0,"d":"R0.00"},{"v":0,"d":"R0.00"},{"v":0,"d":"R0.00"},null,null,{"v":0,"d":"R0.00"},{"v":0,"d":"R0.00"},{"v":0,"d":"R0.00"},null,null,{"v":0,"d":"R0.00"},{"v":0,"d":"R0.00"},{"v":0,"d":"R0.00"}]
["3.2.9","0404","SWER – Strain Small (1-30°) Deviation ","Ea",{"$nulls":3},{"v":0,"d":"R0.00"},{"v":0,"d":"R0.00"},{"v":0,"d":"R0.00"},null,null,{"v":0,"d":"R0.00"},{"v":0,"d":"R0.00"},{"v":0,"d":"R0.00"},null,null,{"v":0,"d":"R0.00"},{"v":0,"d":"R0.00"},{"v":0,"d":"R0.00"},null,null,{"v":0,"d":"R0.00"},{"v":0,"d":"R0.00"},{"v":0,"d":"R0.00"}]
["3.2.10","0404","SWER – Strain Small (1-30°) Deviation Rx","Ea",{"$nulls":3},{"v":0,"d":"R0.00"},{"v":0,"d":"R0.00"},{"v":0,"d":"R0.00"},null,null,{"v":0,"d":"R0.00"},{"v":0,"d":"R0.00"},{"v":0,"d":"R0.00"},null,null,{"v":0,"d":"R0.00"},{"v":0,"d":"R0.00"},{"v":0,"d":"R0.00"},null,null,{"v":0,"d":"R0.00"},{"v":0,"d":"R0.00"},{"v":0,"d":"R0.00"}]
["3.2.11","0406","SWER – Strain Large (30-90°) Deviation ","Ea",{"$nulls":3},{"v":0,"d":"R0.00"},{"v":0,"d":"R0.00"},{"v":0,"d":"R0.00"},null,null,{"v":0,"d":"R0.00"},{"v":0,"d":"R0.00"},{"v":0,"d":"R0.00"},null,null,{"v":0,"d":"R0.00"},{"v":0,"d":"R0.00"},{"v":0,"d":"R0.00"},null,null,{"v":0,"d":"R0.00"},{"v":0,"d":"R0.00"},{"v":0,"d":"R0.00"}]
["3.2.12","0406","SWER – Strain Large (30-90°) Deviation Rx","Ea",{"$nulls":3},{"v":0,"d":"R0.00"},{"v":0,"d":"R0.00"},{"v":0,"d":"R0.00"},null,null,{"v":0,"d":"R0.00"},{"v":0,"d":"R0.00"},{"v":0,"d":"R0.00"},null,null,{"v":0,"d":"R0.00"},{"v":0,"d":"R0.00"},{"v":0,"d":"R0.00"},null,null,{"v":0,"d":"R0.00"},{"v":0,"d":"R0.00"},{"v":0,"d":"R0.00"}]
["3.2.13","0407","SWER – Strain Terminal ","Ea",{"$nulls":3},{"v":0,"d":"R0.00"},{"v":0,"d":"R0.00"},{"v":0,"d":"R0.00"},null,null,{"v":0,"d":"R0.00"},{"v":0,"d":"R0.00"},{"v":0,"d":"R0.00"},null,null,{"v":0,"d":"R0.00"},{"v":0,"d":"R0.00"},{"v":0,"d":"R0.00"},null,null,{"v":0,"d":"R0.00"},{"v":0,"d":"R0.00"},{"v":0,"d":"R0.00"}]
["3.2.14","0407","SWER – Strain Terminal Rx","Ea",{"$nulls":3},{"v":0,"d":"R0.00"},{"v":0,"d":"R0.00"},{"v":0,"d":"R0.00"},null,null,{"v":0,"d":"R0.00"},{"v":0,"d":"R0.00"},{"v":0,"d":"R0.00"},null,null,{"v":0,"d":"R0.00"},{"v":0,"d":"R0.00"},{"v":0,"d":"R0.00"},null,null,{"v":0,"d":"R0.00"},{"v":0,"d":"R0.00"},{"v":0,"d":"R0.00"}]
["3.2.15","0410","SWER – Intermediate With Earth Wire - 0° Deviation ","Ea",{"$nulls":3},{"v":0,"d":"R0.00"},{"v":0,"d":"R0.00"},{"v":0,"d":"R0.00"},null,null,{"v":0,"d":"R0.00"},{"v":0,"d":"R0.00"},{"v":0,"d":"R0.00"},null,null,{"v":0,"d":"R0.00"},{"v":0,"d":"R0.00"},{"v":0,"d":"R0.00"},null,null,{"v":0,"d":"R0.00"},{"v":0,"d":"R0.00"},{"v":0,"d":"R0.00"}]
["3.2.16","0410","SWER – Intermediate With Earth Wire- 0° Deviation Rx","Ea",{"$nulls":3},{"v":0,"d":"R0.00"},{"v":0,"d":"R0.00"},{"v":0,"d":"R0.00"},null,null,{"v":0,"d":"R0.00"},{"v":0,"d":"R0.00"},{"v":0,"d":"R0.00"},null,null,{"v":0,"d":"R0.00"},{"v":0,"d":"R0.00"},{"v":0,"d":"R0.00"},null,null,{"v":0,"d":"R0.00"},{"v":0,"d":"R0.00"},{"v":0,"d":"R0.00"}]
["3.2.17","0411","SWER – Intermediate With Earth Wire Small (1-10°) Deviation ","Ea",{"$nulls":3},{"v":0,"d":"R0.00"},{"v":0,"d":"R0.00"},{"v":0,"d":"R0.00"},null,null,{"v":0,"d":"R0.00"},{"v":0,"d":"R0.00"},{"v":0,"d":"R0.00"},null,null,{"v":0,"d":"R0.00"},{"v":0,"d":"R0.00"},{"v":0,"d":"R0.00"},null,null,{"v":0,"d":"R0.00"},{"v":0,"d":"R0.00"},{"v":0,"d":"R0.00"}]
["3.2.18","0411","SWER – Intermediate With Earth Wire Small (1-10°) Deviation Rx","Ea",{"$nulls":3},{"v":0,"d":"R0.00"},{"v":0,"d":"R0.00"},{"v":0,"d":"R0.00"},null,null,{"v":0,"d":"R0.00"},{"v":0,"d":"R0.00"},{"v":0,"d":"R0.00"},null,null,{"v":0,"d":"R0.00"},{"v":0,"d":"R0.00"},{"v":0,"d":"R0.00"},null,null,{"v":0,"d":"R0.00"},{"v":0,"d":"R0.00"},{"v":0,"d":"R0.00"}]
["3.2.19","0413","SWER - Suspension With Earth Wire Medium (10-30°) Deviation","Ea",{"$nulls":3},{"v":0,"d":"R0.00"},{"v":0,"d":"R0.00"},{"v":0,"d":"R0.00"},null,null,{"v":0,"d":"R0.00"},{"v":0,"d":"R0.00"},{"v":0,"d":"R0.00"},null,null,{"v":0,"d":"R0.00"},{"v":0,"d":"R0.00"},{"v":0,"d":"R0.00"},null,null,{"v":0,"d":"R0.00"},{"v":0,"d":"R0.00"},{"v":0,"d":"R0.00"}]
["3.2.20","0413","SWER - Suspension With Earth Wire Medium (10-30°) Deviation Rx","Ea",{"$nulls":3},{"v":0,"d":"R0.00"},{"v":0,"d":"R0.00"},{"v":0,"d":"R0.00"},null,null,{"v":0,"d":"R0.00"},{"v":0,"d":"R0.00"},{"v":0,"d":"R0.00"},null,null,{"v":0,"d":"R0.00"},{"v":0,"d":"R0.00"},{"v":0,"d":"R0.00"},null,null,{"v":0,"d":"R0.00"},{"v":0,"d":"R0.00"},{"v":0,"d":"R0.00"}]
["3.2.21","0414","SWER - Strain With Earth Wire 0° Deviation","Ea",{"$nulls":3},{"v":0,"d":"R0.00"},{"v":0,"d":"R0.00"},{"v":0,"d":"R0.00"},null,null,{"v":0,"d":"R0.00"},{"v":0,"d":"R0.00"},{"v":0,"d":"R0.00"},null,null,{"v":0,"d":"R0.00"},{"v":0,"d":"R0.00"},{"v":0,"d":"R0.00"},null,null,{"v":0,"d":"R0.00"},{"v":0,"d":"R0.00"},{"v":0,"d":"R0.00"}]
["3.2.22","0414","SWER - Strain With Earth Wire 0° Deviation Rx","Ea",{"$nulls":3},{"v":0,"d":"R0.00"},{"v":0,"d":"R0.00"},{"v":0,"d":"R0.00"},null,null,{"v":0,"d":"R0.00"},{"v":0,"d":"R0.00"},{"v":0,"d":"R0.00"},null,null,{"v":0,"d":"R0.00"},{"v":0,"d":"R0.00"},{"v":0,"d":"R0.00"},null,null,{"v":0,"d":"R0.00"},{"v":0,"d":"R0.00"},{"v":0,"d":"R0.00"}]
["3.2.23","0416","SWER – Strain With Earth Wire Small (1-30°) Deviation ","Ea",{"$nulls":3},{"v":0,"d":"R0.00"},{"v":0,"d":"R0.00"},{"v":0,"d":"R0.00"},null,null,{"v":0,"d":"R0.00"},{"v":0,"d":"R0.00"},{"v":0,"d":"R0.00"},null,null,{"v":0,"d":"R0.00"},{"v":0,"d":"R0.00"},{"v":0,"d":"R0.00"},null,null,{"v":0,"d":"R0.00"},{"v":0,"d":"R0.00"},{"v":0,"d":"R0.00"}]
["3.2.24","0416","SWER – Strain With Earth Wire Small (1-30°) Deviation Rx","Ea",{"$nulls":3},{"v":0,"d":"R0.00"},{"v":0,"d":"R0.00"},{"v":0,"d":"R0.00"},null,null,{"v":0,"d":"R0.00"},{"v":0,"d":"R0.00"},{"v":0,"d":"R0.00"},null,null,{"v":0,"d":"R0.00"},{"v":0,"d":"R0.00"},{"v":0,"d":"R0.00"},null,null,{"v":0,"d":"R0.00"},{"v":0,"d":"R0.00"},{"v":0,"d":"R0.00"}]
["3.2.25","0417","SWER – Strain With Earth Wire Large (30-90°) Deviation ","Ea",{"$nulls":3},{"v":0,"d":"R0.00"},{"v":0,"d":"R0.00"},{"v":0,"d":"R0.00"},null,null,{"v":0,"d":"R0.00"},{"v":0,"d":"R0.00"},{"v":0,"d":"R0.00"},null,null,{"v":0,"d":"R0.00"},{"v":0,"d":"R0.00"},{"v":0,"d":"R0.00"},null,null,{"v":0,"d":"R0.00"},{"v":0,"d":"R0.00"},{"v":0,"d":"R0.00"}]
["3.2.26","0417","SWER – Strain With Earth Wire Large (30-90°) Deviation Rx","Ea",{"$nulls":3},{"v":0,"d":"R0.00"},{"v":0,"d":"R0.00"},{"v":0,"d":"R0.00"},null,null,{"v":0,"d":"R0.00"},{"v":0,"d":"R0.00"},{"v":0,"d":"R0.00"},null,null,{"v":0,"d":"R0.00"},{"v":0,"d":"R0.00"},{"v":0,"d":"R0.00"},null,null,{"v":0,"d":"R0.00"},{"v":0,"d":"R0.00"},{"v":0,"d":"R0.00"}]
["3.2.27","0418","SWER – Strain With Earth Wire Terminal ","Ea",{"$nulls":3},{"v":0,"d":"R0.00"},{"v":0,"d":"R0.00"},{"v":0,"d":"R0.00"},null,null,{"v":0,"d":"R0.00"},{"v":0,"d":"R0.00"},{"v":0,"d":"R0.00"},null,null,{"v":0,"d":"R0.00"},{"v":0,"d":"R0.00"},{"v":0,"d":"R0.00"},null,null,{"v":0,"d":"R0.00"},{"v":0,"d":"R0.00"},{"v":0,"d":"R0.00"}]
["3.2.28","0418","SWER – Strain With Earth Wire Terminal Rx","Ea",{"$nulls":3},{"v":0,"d":"R0.00"},{"v":0,"d":"R0.00"},{"v":0,"d":"R0.00"},null,null,{"v":0,"d":"R0.00"},{"v":0,"d":"R0.00"},{"v":0,"d":"R0.00"},null,null,{"v":0,"d":"R0.00"},{"v":0,"d":"R0.00"},{"v":0,"d":"R0.00"},null,null,{"v":0,"d":"R0.00"},{"v":0,"d":"R0.00"},{"v":0,"d":"R0.00"}]
["3.2.29",1310,"Phase / phase – Staggered Vertical (600mm spacing) – Intermediate - 0° Deviation ","Ea",{"$nulls":3},{"v":0,"d":"R0.00"},{"v":0,"d":"R0.00"},{"v":0,"d":"R0.00"},null,null,{"v":0,"d":"R0.00"},{"v":0,"d":"R0.00"},{"v":0,"d":"R0.00"},null,null,{"v":0,"d":"R0.00"},{"v":0,"d":"R0.00"},{"v":0,"d":"R0.00"},null,null,{"v":0,"d":"R0.00"},{"v":0,"d":"R0.00"},{"v":0,"d":"R0.00"}]
["3.2.30",1310,"Phase / phase – Staggered Vertical (600mm spacing) – Intermediate - 0° Deviation With Spark Gap Device","Ea",{"$nulls":3},{"v":0,"d":"R0.00"},{"v":0,"d":"R0.00"},{"v":0,"d":"R0.00"},null,null,{"v":0,"d":"R0.00"},{"v":0,"d":"R0.00"},{"v":0,"d":"R0.00"},null,null,{"v":0,"d":"R0.00"},{"v":0,"d":"R0.00"},{"v":0,"d":"R0.00"},null,null,{"v":0,"d":"R0.00"},{"v":0,"d":"R0.00"},{"v":0,"d":"R0.00"}]
["3.2.31",1310,"Phase / phase – Staggered Vertical (600mm spacing) – Intermediate - 0° Deviation Rx","Ea",{"$nulls":3},{"v":0,"d":"R0.00"},{"v":0,"d":"R0.00"},{"v":0,"d":"R0.00"},null,null,{"v":0,"d":"R0.00"},{"v":0,"d":"R0.00"},{"v":0,"d":"R0.00"},null,null,{"v":0,"d":"R0.00"},{"v":0,"d":"R0.00"},{"v":0,"d":"R0.00"},null,null,{"v":0,"d":"R0.00"},{"v":0,"d":"R0.00"},{"v":0,"d":"R0.00"}]
["3.2.32",1310,"Phase / phase – Staggered Vertical (600mm spacing) – Intermediate - 0° Deviation Rx With Spark Gap Device","Ea",{"$nulls":3},{"v":0,"d":"R0.00"},{"v":0,"d":"R0.00"},{"v":0,"d":"R0.00"},null,null,{"v":0,"d":"R0.00"},{"v":0,"d":"R0.00"},{"v":0,"d":"R0.00"},null,null,{"v":0,"d":"R0.00"},{"v":0,"d":"R0.00"},{"v":0,"d":"R0.00"},null,null,{"v":0,"d":"R0.00"},{"v":0,"d":"R0.00"},{"v":0,"d":"R0.00"}]
["3.2.33",1311,"Phase / phase – Vertical (600mm spacing) – Intermediate - Small-(1-±10°) Deviation ","Ea",{"$nulls":3},{"v":0,"d":"R0.00"},{"v":0,"d":"R0.00"},{"v":0,"d":"R0.00"},null,null,{"v":0,"d":"R0.00"},{"v":0,"d":"R0.00"},{"v":0,"d":"R0.00"},null,null,{"v":0,"d":"R0.00"},{"v":0,"d":"R0.00"},{"v":0,"d":"R0.00"},null,null,{"v":0,"d":"R0.00"},{"v":0,"d":"R0.00"},{"v":0,"d":"R0.00"}]
["3.2.34",1311,"Phase / phase – Vertical (600mm spacing) – Intermediate - Small-(1-±10°) Deviation Rx","Ea",{"$nulls":3},{"v":0,"d":"R0.00"},{"v":0,"d":"R0.00"},{"v":0,"d":"R0.00"},null,null,{"v":0,"d":"R0.00"},{"v":0,"d":"R0.00"},{"v":0,"d":"R0.00"},null,null,{"v":0,"d":"R0.00"},{"v":0,"d":"R0.00"},{"v":0,"d":"R0.00"},null,null,{"v":0,"d":"R0.00"},{"v":0,"d":"R0.00"},{"v":0,"d":"R0.00"}]
["3.2.35",1312,"Phase / phase – Vertical (600mm spacing) – Intermediate - Medium (10-30°) Deviation ","Ea",{"$nulls":3},{"v":0,"d":"R0.00"},{"v":0,"d":"R0.00"},{"v":0,"d":"R0.00"},null,null,{"v":0,"d":"R0.00"},{"v":0,"d":"R0.00"},{"v":0,"d":"R0.00"},null,null,{"v":0,"d":"R0.00"},{"v":0,"d":"R0.00"},{"v":0,"d":"R0.00"},null,null,{"v":0,"d":"R0.00"},{"v":0,"d":"R0.00"},{"v":0,"d":"R0.00"}]
["3.2.36",1312,"Phase / phase – Vertical (600mm spacing) – Intermediate - Medium (10-30°) Deviation Rx","Ea",{"$nulls":3},{"v":0,"d":"R0.00"},{"v":0,"d":"R0.00"},{"v":0,"d":"R0.00"},null,null,{"v":0,"d":"R0.00"},{"v":0,"d":"R0.00"},{"v":0,"d":"R0.00"},null,null,{"v":0,"d":"R0.00"},{"v":0,"d":"R0.00"},{"v":0,"d":"R0.00"},null,null,{"v":0,"d":"R0.00"},{"v":0,"d":"R0.00"},{"v":0,"d":"R0.00"}]
["3.2.37",1313,"Phase / phase – Vertical (600mm spacing) – Strain -0° Deviation ","Ea",{"$nulls":3},{"v":0,"d":"R0.00"},{"v":0,"d":"R0.00"},{"v":0,"d":"R0.00"},null,null,{"v":0,"d":"R0.00"},{"v":0,"d":"R0.00"},{"v":0,"d":"R0.00"},null,null,{"v":0,"d":"R0.00"},{"v":0,"d":"R0.00"},{"v":0,"d":"R0.00"},null,null,{"v":0,"d":"R0.00"},{"v":0,"d":"R0.00"},{"v":0,"d":"R0.00"}]
["3.2.38",1313,"Phase / phase – Vertical (600mm spacing) – Strain -0° Deviation Rx","Ea",{"$nulls":3},{"v":0,"d":"R0.00"},{"v":0,"d":"R0.00"},{"v":0,"d":"R0.00"},null,null,{"v":0,"d":"R0.00"},{"v":0,"d":"R0.00"},{"v":0,"d":"R0.00"},null,null,{"v":0,"d":"R0.00"},{"v":0,"d":"R0.00"},{"v":0,"d":"R0.00"},null,null,{"v":0,"d":"R0.00"},{"v":0,"d":"R0.00"},{"v":0,"d":"R0.00"}]
["3.2.39",1314,"Phase / phase – Vertical (600mm spacing) – Strain-Small (1-30°) Deviation ","Ea",{"$nulls":3},{"v":0,"d":"R0.00"},{"v":0,"d":"R0.00"},{"v":0,"d":"R0.00"},null,null,{"v":0,"d":"R0.00"},{"v":0,"d":"R0.00"},{"v":0,"d":"R0.00"},null,null,{"v":0,"d":"R0.00"},{"v":0,"d":"R0.00"},{"v":0,"d":"R0.00"},null,null,{"v":0,"d":"R0.00"},{"v":0,"d":"R0.00"},{"v":0,"d":"R0.00"}]
["3.2.40",1314,"Phase / phase – Vertical (600mm spacing) – Strain-Small (1-30°) Deviation Rx","Ea",{"$nulls":3},{"v":0,"d":"R0.00"},{"v":0,"d":"R0.00"},{"v":0,"d":"R0.00"},null,null,{"v":0,"d":"R0.00"},{"v":0,"d":"R0.00"},{"v":0,"d":"R0.00"},null,null,{"v":0,"d":"R0.00"},{"v":0,"d":"R0.00"},{"v":0,"d":"R0.00"},null,null,{"v":0,"d":"R0.00"},{"v":0,"d":"R0.00"},{"v":0,"d":"R0.00"}]
["3.2.41",1315,"Phase / phase – Vertical (600mm spacing) – Strain - Large (30-90°) Deviation ","Ea",{"$nulls":3},{"v":0,"d":"R0.00"},{"v":0,"d":"R0.00"},{"v":0,"d":"R0.00"},null,null,{"v":0,"d":"R0.00"},{"v":0,"d":"R0.00"},{"v":0,"d":"R0.00"},null,null,{"v":0,"d":"R0.00"},{"v":0,"d":"R0.00"},{"v":0,"d":"R0.00"},null,null,{"v":0,"d":"R0.00"},{"v":0,"d":"R0.00"},{"v":0,"d":"R0.00"}]
["3.2.42",1315,"Phase / phase – Vertical (600mm spacing) – Strain - Large (30-90°) Deviation Rx","Ea",{"$nulls":3},{"v":0,"d":"R0.00"},{"v":0,"d":"R0.00"},{"v":0,"d":"R0.00"},null,null,{"v":0,"d":"R0.00"},{"v":0,"d":"R0.00"},{"v":0,"d":"R0.00"},null,null,{"v":0,"d":"R0.00"},{"v":0,"d":"R0.00"},{"v":0,"d":"R0.00"},null,null,{"v":0,"d":"R0.00"},{"v":0,"d":"R0.00"},{"v":0,"d":"R0.00"}]
["3.2.43",1316,"Phase / phase – Vertical (600mm spacing) – Strain - Terminal ","Ea",{"$nulls":3},{"v":0,"d":"R0.00"},{"v":0,"d":"R0.00"},{"v":0,"d":"R0.00"},null,null,{"v":0,"d":"R0.00"},{"v":0,"d":"R0.00"},{"v":0,"d":"R0.00"},null,null,{"v":0,"d":"R0.00"},{"v":0,"d":"R0.00"},{"v":0,"d":"R0.00"},null,null,{"v":0,"d":"R0.00"},{"v":0,"d":"R0.00"},{"v":0,"d":"R0.00"}]
["3.2.44",1316,"Phase / phase – Vertical (600mm spacing) – Strain - Terminal Rx","Ea",{"$nulls":3},{"v":0,"d":"R0.00"},{"v":0,"d":"R0.00"},{"v":0,"d":"R0.00"},null,null,{"v":0,"d":"R0.00"},{"v":0,"d":"R0.00"},{"v":0,"d":"R0.00"},null,null,{"v":0,"d":"R0.00"},{"v":0,"d":"R0.00"},{"v":0,"d":"R0.00"},null,null,{"v":0,"d":"R0.00"},{"v":0,"d":"R0.00"},{"v":0,"d":"R0.00"}]
["3.2.45","1340B","Phase / phase – Delta/2.5M Wooden X-arm –Strain - 0° Deviation ","Ea",{"$nulls":3},{"v":0,"d":"R0.00"},{"v":0,"d":"R0.00"},{"v":0,"d":"R0.00"},null,null,{"v":0,"d":"R0.00"},{"v":0,"d":"R0.00"},{"v":0,"d":"R0.00"},null,null,{"v":0,"d":"R0.00"},{"v":0,"d":"R0.00"},{"v":0,"d":"R0.00"},null,null,{"v":0,"d":"R0.00"},{"v":0,"d":"R0.00"},{"v":0,"d":"R0.00"}]
["3.2.46","1340B","Phase / phase – Delta/2.5M Wooden X-arm –Strain - 0° Deviation Rx","Ea",{"$nulls":3},{"v":0,"d":"R0.00"},{"v":0,"d":"R0.00"},{"v":0,"d":"R0.00"},null,null,{"v":0,"d":"R0.00"},{"v":0,"d":"R0.00"},{"v":0,"d":"R0.00"},null,null,{"v":0,"d":"R0.00"},{"v":0,"d":"R0.00"},{"v":0,"d":"R0.00"},null,null,{"v":0,"d":"R0.00"},{"v":0,"d":"R0.00"},{"v":0,"d":"R0.00"}]
["3.2.47","1340B","Phase / phase – Delta/2.5M Wooden X-arm –Strain - 0° Deviation With Spark Gap Device","Ea",{"$nulls":3},{"v":0,"d":"R0.00"},{"v":0,"d":"R0.00"},{"v":0,"d":"R0.00"},null,null,{"v":0,"d":"R0.00"},{"v":0,"d":"R0.00"},{"v":0,"d":"R0.00"},null,null,{"v":0,"d":"R0.00"},{"v":0,"d":"R0.00"},{"v":0,"d":"R0.00"},null,null,{"v":0,"d":"R0.00"},{"v":0,"d":"R0.00"},{"v":0,"d":"R0.00"}]
["3.2.48","1340B","Phase / phase – Delta/2.5M Wooden X-arm –Strain - 0° Deviation With Spark Gap Device-Rx","Ea",{"$nulls":3},{"v":0,"d":"R0.00"},{"v":0,"d":"R0.00"},{"v":0,"d":"R0.00"},null,null,{"$f":"K70*F70","v":{"v":0,"d":"R0.00"}},{"$f":"L70*G70","v":{"v":0,"d":"R0.00"}},{"$f":"SUM(K70*F70)+(L70*G70)","v":{"v":0,"d":"R0.00"}},null,null,{"$f":"P70*F70","v":{"v":0,"d":"R0.00"}},{"$f":"Q70*G70","v":{"v":0,"d":"R0.00"}},{"$f":"SUM(P70*F70)+(Q70*G70)","v":{"v":0,"d":"R0.00"}},null,null,{"$f":"U70*F70","v":{"v":0,"d":"R0.00"}},{"$f":"V70*G70","v":{"v":0,"d":"R0.00"}},{"$f":"SUM(U70*F70)+(V70*G70)","v":{"v":0,"d":"R0.00"}}]
["3.2.49",1343,"Phase / phase – Delta/2.5M Wooden X-arm –Strain - 0° Deviation ","Ea",{"$nulls":3},{"v":0,"d":"R0.00"},{"v":0,"d":"R0.00"},{"v":0,"d":"R0.00"},null,null,{"v":0,"d":"R0.00"},{"v":0,"d":"R0.00"},{"v":0,"d":"R0.00"},null,null,{"v":0,"d":"R0.00"},{"v":0,"d":"R0.00"},{"v":0,"d":"R0.00"},null,null,{"v":0,"d":"R0.00"},{"v":0,"d":"R0.00"},{"v":0,"d":"R0.00"}]
["3.2.50",1343,"Phase / phase – Delta/2.5M Wooden X-arm –Strain - 0° Deviation - Rx","Ea",{"$nulls":3},{"v":0,"d":"R0.00"},{"v":0,"d":"R0.00"},{"v":0,"d":"R0.00"},null,null,{"v":0,"d":"R0.00"},{"v":0,"d":"R0.00"},{"v":0,"d":"R0.00"},null,null,{"v":0,"d":"R0.00"},{"v":0,"d":"R0.00"},{"v":0,"d":"R0.00"},null,null,{"v":0,"d":"R0.00"},{"v":0,"d":"R0.00"},{"v":0,"d":"R0.00"}]
["3.2.51",1344,"Phase / phase – Delta/2.5M Wooden X-arm –Strain - Medium (1-60°) Deviation ","Ea",{"$nulls":3},{"v":0,"d":"R0.00"},{"v":0,"d":"R0.00"},{"v":0,"d":"R0.00"},null,null,{"v":0,"d":"R0.00"},{"v":0,"d":"R0.00"},{"v":0,"d":"R0.00"},null,null,{"v":0,"d":"R0.00"},{"v":0,"d":"R0.00"},{"v":0,"d":"R0.00"},null,null,{"v":0,"d":"R0.00"},{"v":0,"d":"R0.00"},{"v":0,"d":"R0.00"}]
["3.2.52",1344,"Phase / phase – Delta/2.5M Wooden X-arm –Strain - Medium (1-60°) Deviation -Rx","Ea",{"$nulls":3},{"v":0,"d":"R0.00"},{"v":0,"d":"R0.00"},{"v":0,"d":"R0.00"},null,null,{"v":0,"d":"R0.00"},{"v":0,"d":"R0.00"},{"v":0,"d":"R0.00"},null,null,{"v":0,"d":"R0.00"},{"v":0,"d":"R0.00"},{"v":0,"d":"R0.00"},null,null,{"v":0,"d":"R0.00"},{"v":0,"d":"R0.00"},{"v":0,"d":"R0.00"}]
["3.2.53",1346,"Phase / phase – Delta/2.5M Woodenl X-arm – Strain - Terminal ","Ea",{"$nulls":3},{"v":0,"d":"R0.00"},{"v":0,"d":"R0.00"},{"v":0,"d":"R0.00"},null,null,{"v":0,"d":"R0.00"},{"v":0,"d":"R0.00"},{"v":0,"d":"R0.00"},null,null,{"v":0,"d":"R0.00"},{"v":0,"d":"R0.00"},{"v":0,"d":"R0.00"},null,null,{"v":0,"d":"R0.00"},{"v":0,"d":"R0.00"},{"v":0,"d":"R0.00"}]
["3.2.54",1346,"Phase / phase – Delta/2.5M Wooden X-arm – Strain - Terminal -RX","Ea",{"$nulls":3},{"v":0,"d":"R0.00"},{"v":0,"d":"R0.00"},{"v":0,"d":"R0.00"},null,null,{"v":0,"d":"R0.00"},{"v":0,"d":"R0.00"},{"v":0,"d":"R0.00"},null,null,{"v":0,"d":"R0.00"},{"v":0,"d":"R0.00"},{"v":0,"d":"R0.00"},null,null,{"v":0,"d":"R0.00"},{"v":0,"d":"R0.00"},{"v":0,"d":"R0.00"}]
["3.2.55",1370,"Phase / phase - H-Pole / 4,5m Wood X-arm – Intermediate - 0° Deviation ","Ea",{"$nulls":3},{"v":0,"d":"R0.00"},{"v":0,"d":"R0.00"},{"v":0,"d":"R0.00"},null,null,{"v":0,"d":"R0.00"},{"v":0,"d":"R0.00"},{"v":0,"d":"R0.00"},null,null,{"v":0,"d":"R0.00"},{"v":0,"d":"R0.00"},{"v":0,"d":"R0.00"},null,null,{"v":0,"d":"R0.00"},{"v":0,"d":"R0.00"},{"v":0,"d":"R0.00"}]
["3.2.56",1370,"Phase / phase - H-Pole / 4,5m Wood X-arm – Intermediate - 0° Deviation -RX","Ea",{"$nulls":3},{"v":0,"d":"R0.00"},{"v":0,"d":"R0.00"},{"v":0,"d":"R0.00"},null,null,{"v":0,"d":"R0.00"},{"v":0,"d":"R0.00"},{"v":0,"d":"R0.00"},null,null,{"v":0,"d":"R0.00"},{"v":0,"d":"R0.00"},{"v":0,"d":"R0.00"},null,null,{"v":0,"d":"R0.00"},{"v":0,"d":"R0.00"},{"v":0,"d":"R0.00"}]
["3.2.57",1370,"Phase / phase - H-Pole / 4,5m Wood X-arm – Intermediate - 0° Deviation -With Spark Gap device","Ea",{"$nulls":3},{"v":0,"d":"R0.00"},{"v":0,"d":"R0.00"},{"v":0,"d":"R0.00"},null,null,{"v":0,"d":"R0.00"},{"v":0,"d":"R0.00"},{"v":0,"d":"R0.00"},null,null,{"v":0,"d":"R0.00"},{"v":0,"d":"R0.00"},{"v":0,"d":"R0.00"},null,null,{"v":0,"d":"R0.00"},{"v":0,"d":"R0.00"},{"v":0,"d":"R0.00"}]
["3.2.58",1370,"Phase / phase - H-Pole / 4,5m Wood X-arm – Intermediate - 0° Deviation -With Spark Gap device-RX","Ea",{"$nulls":3},{"v":0,"d":"R0.00"},{"v":0,"d":"R0.00"},{"v":0,"d":"R0.00"},null,null,{"v":0,"d":"R0.00"},{"v":0,"d":"R0.00"},{"v":0,"d":"R0.00"},null,null,{"v":0,"d":"R0.00"},{"v":0,"d":"R0.00"},{"v":0,"d":"R0.00"},null,null,{"v":0,"d":"R0.00"},{"v":0,"d":"R0.00"},{"v":0,"d":"R0.00"}]
["3.2.59",1371,"Phase / phase – H-Pole / 4.5m Wood x-arm – Intermediate – Small (1 –10°) deviation","Ea",{"$nulls":3},{"v":0,"d":"R0.00"},{"v":0,"d":"R0.00"},{"v":0,"d":"R0.00"},null,null,{"v":0,"d":"R0.00"},{"v":0,"d":"R0.00"},{"v":0,"d":"R0.00"},null,null,{"v":0,"d":"R0.00"},{"v":0,"d":"R0.00"},{"v":0,"d":"R0.00"},null,null,{"v":0,"d":"R0.00"},{"v":0,"d":"R0.00"},{"v":0,"d":"R0.00"}]
["3.2.60",1371,"Phase / phase – H-Pole / 4.5m Wood x-arm – Intermediate – Small (1 –10°) deviation-RX","Ea",{"$nulls":3},{"v":0,"d":"R0.00"},{"v":0,"d":"R0.00"},{"v":0,"d":"R0.00"},null,null,{"v":0,"d":"R0.00"},{"v":0,"d":"R0.00"},{"v":0,"d":"R0.00"},null,null,{"v":0,"d":"R0.00"},{"v":0,"d":"R0.00"},{"v":0,"d":"R0.00"},null,null,{"v":0,"d":"R0.00"},{"v":0,"d":"R0.00"},{"v":0,"d":"R0.00"}]
["3.2.61",1373,"Phase / phase - H-Pole / 4,5m Wood X-arm – Strain – 0° Deviation ","Ea",{"$nulls":3},{"v":0,"d":"R0.00"},{"v":0,"d":"R0.00"},{"v":0,"d":"R0.00"},null,null,{"v":0,"d":"R0.00"},{"v":0,"d":"R0.00"},{"v":0,"d":"R0.00"},null,null,{"v":0,"d":"R0.00"},{"v":0,"d":"R0.00"},{"v":0,"d":"R0.00"},null,null,{"v":0,"d":"R0.00"},{"v":0,"d":"R0.00"},{"v":0,"d":"R0.00"}]
["3.2.62",1373,"Phase / phase - H-Pole / 4,5m Wood X-arm – Strain – 0° Deviation -RX","Ea",{"$nulls":3},{"v":0,"d":"R0.00"},{"v":0,"d":"R0.00"},{"v":0,"d":"R0.00"},null,null,{"v":0,"d":"R0.00"},{"v":0,"d":"R0.00"},{"v":0,"d":"R0.00"},null,null,{"v":0,"d":"R0.00"},{"v":0,"d":"R0.00"},{"v":0,"d":"R0.00"},null,null,{"v":0,"d":"R0.00"},{"v":0,"d":"R0.00"},{"v":0,"d":"R0.00"}]
["3.2.63",1374,"Phase / phase - H-Pole / 4,5m Wood X-arm – Strain - Medium(1°- 60°) Deviation ","Ea",{"$nulls":3},{"v":0,"d":"R0.00"},{"v":0,"d":"R0.00"},{"v":0,"d":"R0.00"},null,null,{"v":0,"d":"R0.00"},{"v":0,"d":"R0.00"},{"v":0,"d":"R0.00"},null,null,{"v":0,"d":"R0.00"},{"v":0,"d":"R0.00"},{"v":0,"d":"R0.00"},null,null,{"v":0,"d":"R0.00"},{"v":0,"d":"R0.00"},{"v":0,"d":"R0.00"}]
["3.2.64",1374,"Phase / phase - H-Pole / 4,5m Wood X-arm – Strain - Medium(1°- 60°) Deviation -RX","Ea",{"$nulls":3},{"v":0,"d":"R0.00"},{"v":0,"d":"R0.00"},{"v":0,"d":"R0.00"},null,null,{"v":0,"d":"R0.00"},{"v":0,"d":"R0.00"},{"v":0,"d":"R0.00"},null,null,{"v":0,"d":"R0.00"},{"v":0,"d":"R0.00"},{"v":0,"d":"R0.00"},null,null,{"v":0,"d":"R0.00"},{"v":0,"d":"R0.00"},{"v":0,"d":"R0.00"}]
["3.2.65",1376,"Phase / phase - H-Pole / 4,5m Wood X-arm – Strain – Terminal ","Ea",{"$nulls":3},{"$f":"F87*E87","v":{"v":0,"d":"R0.00"}},{"$f":"E87*G87","v":{"v":0,"d":"R0.00"}},{"$f":"(E87*F87)+(E87*G87)","v":{"v":0,"d":"R0.00"}},null,null,{"v":0,"d":"R0.00"},{"v":0,"d":"R0.00"},{"v":0,"d":"R0.00"},null,null,{"v":0,"d":"R0.00"},{"v":0,"d":"R0.00"},{"v":0,"d":"R0.00"},null,null,{"v":0,"d":"R0.00"},{"v":0,"d":"R0.00"},{"v":0,"d":"R0.00"}]
["3.2.66",1376,"Phase / phase - H-Pole / 4,5m Wood X-arm – Strain – Terminal -RX","Ea",{"$nulls":3},{"v":0,"d":"R0.00"},{"v":0,"d":"R0.00"},{"v":0,"d":"R0.00"},null,null,{"v":0,"d":"R0.00"},{"v":0,"d":"R0.00"},{"v":0,"d":"R0.00"},null,null,{"v":0,"d":"R0.00"},{"v":0,"d":"R0.00"},{"v":0,"d":"R0.00"},null,null,{"v":0,"d":"R0.00"},{"v":0,"d":"R0.00"},{"v":0,"d":"R0.00"}]
["3.2.67",1710,"3 Phase - Staggered Vertical (600mm Spacing) Intermediate 0° Deviation","Ea",{"$nulls":3},{"v":0,"d":"R0.00"},{"v":0,"d":"R0.00"},{"v":0,"d":"R0.00"},null,null,{"v":0,"d":"R0.00"},{"v":0,"d":"R0.00"},{"v":0,"d":"R0.00"},null,null,{"v":0,"d":"R0.00"},{"v":0,"d":"R0.00"},{"v":0,"d":"R0.00"},null,null,{"v":0,"d":"R0.00"},{"v":0,"d":"R0.00"},{"v":0,"d":"R0.00"}]
["3.2.68",1710,"3 Phase - Staggered Vertical (600mm Spacing) Intermediate 0° Deviation With Spark Gap Device","Ea",{"$nulls":3},{"v":0,"d":"R0.00"},{"v":0,"d":"R0.00"},{"v":0,"d":"R0.00"},null,null,{"v":0,"d":"R0.00"},{"v":0,"d":"R0.00"},{"v":0,"d":"R0.00"},null,null,{"v":0,"d":"R0.00"},{"v":0,"d":"R0.00"},{"v":0,"d":"R0.00"},null,null,{"v":0,"d":"R0.00"},{"v":0,"d":"R0.00"},{"v":0,"d":"R0.00"}]
["3.2.69",1710,"3 Phase - Staggered Vertical (600mm Spacing) Intermediate 0° Deviation Rx","Ea",{"$nulls":3},{"v":0,"d":"R0.00"},{"v":0,"d":"R0.00"},{"v":0,"d":"R0.00"},null,null,{"v":0,"d":"R0.00"},{"v":0,"d":"R0.00"},{"v":0,"d":"R0.00"},null,null,{"v":0,"d":"R0.00"},{"v":0,"d":"R0.00"},{"v":0,"d":"R0.00"},null,null,{"v":0,"d":"R0.00"},{"v":0,"d":"R0.00"},{"v":0,"d":"R0.00"}]
["3.2.70",1710,"3 Phase - Staggered Vertical (600mm Spacing) Intermediate 0° Deviation Rx With Spark Gap Device","Ea",{"$nulls":3},{"v":0,"d":"R0.00"},{"v":0,"d":"R0.00"},{"v":0,"d":"R0.00"},null,null,{"v":0,"d":"R0.00"},{"v":0,"d":"R0.00"},{"v":0,"d":"R0.00"},null,null,{"v":0,"d":"R0.00"},{"v":0,"d":"R0.00"},{"v":0,"d":"R0.00"},null,null,{"v":0,"d":"R0.00"},{"v":0,"d":"R0.00"},{"v":0,"d":"R0.00"}]
["3.2.71","1710# (y)","3 Phase - Staggered Vertical (800mm Spacing) Intermediate 0° Deviation","Ea",{"$nulls":3},{"v":0,"d":"R0.00"},{"v":0,"d":"R0.00"},{"v":0,"d":"R0.00"},null,null,{"v":0,"d":"R0.00"},{"v":0,"d":"R0.00"},{"v":0,"d":"R0.00"},null,null,{"v":0,"d":"R0.00"},{"v":0,"d":"R0.00"},{"v":0,"d":"R0.00"},null,null,{"v":0,"d":"R0.00"},{"v":0,"d":"R0.00"},{"v":0,"d":"R0.00"}]
["3.2.72","1710# (y)","3 Phase - Staggered Vertical (800mm Spacing) Intermediate 0° Deviation With Spark Gap Device","Ea",{"$nulls":3},{"v":0,"d":"R0.00"},{"v":0,"d":"R0.00"},{"v":0,"d":"R0.00"},null,null,{"v":0,"d":"R0.00"},{"v":0,"d":"R0.00"},{"v":0,"d":"R0.00"},null,null,{"v":0,"d":"R0.00"},{"v":0,"d":"R0.00"},{"v":0,"d":"R0.00"},null,null,{"v":0,"d":"R0.00"},{"v":0,"d":"R0.00"},{"v":0,"d":"R0.00"}]
["3.2.73","1710# (y)","3 Phase - Staggered Vertical (800mm Spacing) Intermediate 0° Deviation Rx","Ea",{"$nulls":3},{"v":0,"d":"R0.00"},{"v":0,"d":"R0.00"},{"v":0,"d":"R0.00"},null,null,{"v":0,"d":"R0.00"},{"v":0,"d":"R0.00"},{"v":0,"d":"R0.00"},null,null,{"v":0,"d":"R0.00"},{"v":0,"d":"R0.00"},{"v":0,"d":"R0.00"},null,null,{"v":0,"d":"R0.00"},{"v":0,"d":"R0.00"},{"v":0,"d":"R0.00"}]
["3.2.74","1710# (y)","3 Phase - Staggered Vertical (800mm Spacing) Intermediate 0° Deviation Rx With Spark Gap Device","Ea",{"$nulls":3},{"v":0,"d":"R0.00"},{"v":0,"d":"R0.00"},{"v":0,"d":"R0.00"},null,null,{"v":0,"d":"R0.00"},{"v":0,"d":"R0.00"},{"v":0,"d":"R0.00"},null,null,{"v":0,"d":"R0.00"},{"v":0,"d":"R0.00"},{"v":0,"d":"R0.00"},null,null,{"v":0,"d":"R0.00"},{"v":0,"d":"R0.00"},{"v":0,"d":"R0.00"}]
["3.2.75",1711,"3 Phase - Vertical (600mm Spacing) Intermediate-Small (1- ±10°) Deviation","Ea",{"$nulls":3},{"v":0,"d":"R0.00"},{"v":0,"d":"R0.00"},{"v":0,"d":"R0.00"},null,null,{"v":0,"d":"R0.00"},{"v":0,"d":"R0.00"},{"v":0,"d":"R0.00"},null,null,{"v":0,"d":"R0.00"},{"v":0,"d":"R0.00"},{"v":0,"d":"R0.00"},null,null,{"v":0,"d":"R0.00"},{"v":0,"d":"R0.00"},{"v":0,"d":"R0.00"}]
["3.2.76",1711,"3 Phase - Vertical (600mm Spacing) Intermediate-Small (1- ±10°) Deviation Rx","Ea",{"$nulls":3},{"v":0,"d":"R0.00"},{"v":0,"d":"R0.00"},{"v":0,"d":"R0.00"},null,null,{"v":0,"d":"R0.00"},{"v":0,"d":"R0.00"},{"v":0,"d":"R0.00"},null,null,{"v":0,"d":"R0.00"},{"v":0,"d":"R0.00"},{"v":0,"d":"R0.00"},null,null,{"v":0,"d":"R0.00"},{"v":0,"d":"R0.00"},{"v":0,"d":"R0.00"}]
["3.2.77","1711A","3 Phase - Vertical (800mm Spacing) Intermediate-Small (1- ±5°) Deviation","Ea",{"$nulls":3},{"v":0,"d":"R0.00"},{"v":0,"d":"R0.00"},{"v":0,"d":"R0.00"},null,null,{"v":0,"d":"R0.00"},{"v":0,"d":"R0.00"},{"v":0,"d":"R0.00"},null,null,{"v":0,"d":"R0.00"},{"v":0,"d":"R0.00"},{"v":0,"d":"R0.00"},null,null,{"v":0,"d":"R0.00"},{"v":0,"d":"R0.00"},{"v":0,"d":"R0.00"}]
["3.2.78","1711A","3 Phase - Vertical (800mm Spacing) Intermediate-Small (1- ±5°) Deviation Rx","Ea",{"$nulls":3},{"v":0,"d":"R0.00"},{"v":0,"d":"R0.00"},{"v":0,"d":"R0.00"},null,null,{"v":0,"d":"R0.00"},{"v":0,"d":"R0.00"},{"v":0,"d":"R0.00"},null,null,{"v":0,"d":"R0.00"},{"v":0,"d":"R0.00"},{"v":0,"d":"R0.00"},null,null,{"v":0,"d":"R0.00"},{"v":0,"d":"R0.00"},{"v":0,"d":"R0.00"}]
["3.2.79",1712,"3 Phase - Vertical (600mm Spacing) Intermediate-Medium (±15-30°) Deviation","Ea",{"$nulls":3},{"v":0,"d":"R0.00"},{"v":0,"d":"R0.00"},{"v":0,"d":"R0.00"},null,null,{"v":0,"d":"R0.00"},{"v":0,"d":"R0.00"},{"v":0,"d":"R0.00"},null,null,{"v":0,"d":"R0.00"},{"v":0,"d":"R0.00"},{"v":0,"d":"R0.00"},null,null,{"v":0,"d":"R0.00"},{"v":0,"d":"R0.00"},{"v":0,"d":"R0.00"}]
["3.2.80",1712,"3 Phase - Vertical (600mm Spacing) Intermediate-Medium (±15-30°) Deviation Rx","Ea",{"$nulls":3},{"v":0,"d":"R0.00"},{"v":0,"d":"R0.00"},{"v":0,"d":"R0.00"},null,null,{"v":0,"d":"R0.00"},{"v":0,"d":"R0.00"},{"v":0,"d":"R0.00"},null,null,{"v":0,"d":"R0.00"},{"v":0,"d":"R0.00"},{"v":0,"d":"R0.00"},null,null,{"v":0,"d":"R0.00"},{"v":0,"d":"R0.00"},{"v":0,"d":"R0.00"}]
["3.2.81",1713,"3 Phase - Vertical (600mm Spacing) Strain 0° Deviation","Ea",{"$nulls":3},{"v":0,"d":"R0.00"},{"v":0,"d":"R0.00"},{"v":0,"d":"R0.00"},null,null,{"v":0,"d":"R0.00"},{"v":0,"d":"R0.00"},{"v":0,"d":"R0.00"},null,null,{"v":0,"d":"R0.00"},{"v":0,"d":"R0.00"},{"v":0,"d":"R0.00"},null,null,{"v":0,"d":"R0.00"},{"v":0,"d":"R0.00"},{"v":0,"d":"R0.00"}]
["3.2.82",1713,"3 Phase - Vertical (600mm Spacing) Strain 0° Deviation Rx","Ea",{"$nulls":3},{"v":0,"d":"R0.00"},{"v":0,"d":"R0.00"},{"v":0,"d":"R0.00"},null,null,{"v":0,"d":"R0.00"},{"v":0,"d":"R0.00"},{"v":0,"d":"R0.00"},null,null,{"v":0,"d":"R0.00"},{"v":0,"d":"R0.00"},{"v":0,"d":"R0.00"},null,null,{"v":0,"d":"R0.00"},{"v":0,"d":"R0.00"},{"v":0,"d":"R0.00"}]
["3.2.83","1713A","3 Phase - Vertical (800mm Spacing) Strain 0° Deviation","Ea",{"$nulls":3},{"v":0,"d":"R0.00"},{"v":0,"d":"R0.00"},{"v":0,"d":"R0.00"},null,null,{"v":0,"d":"R0.00"},{"v":0,"d":"R0.00"},{"v":0,"d":"R0.00"},null,null,{"v":0,"d":"R0.00"},{"v":0,"d":"R0.00"},{"v":0,"d":"R0.00"},null,null,{"v":0,"d":"R0.00"},{"v":0,"d":"R0.00"},{"v":0,"d":"R0.00"}]
["3.2.84","1713A","3 Phase - Vertical (800mm Spacing) Strain 0° Deviation Rx","Ea",{"$nulls":3},{"v":0,"d":"R0.00"},{"v":0,"d":"R0.00"},{"v":0,"d":"R0.00"},null,null,{"v":0,"d":"R0.00"},{"v":0,"d":"R0.00"},{"v":0,"d":"R0.00"},null,null,{"v":0,"d":"R0.00"},{"v":0,"d":"R0.00"},{"v":0,"d":"R0.00"},null,null,{"v":0,"d":"R0.00"},{"v":0,"d":"R0.00"},{"v":0,"d":"R0.00"}]
["3.2.85",1714,"3 Phase - Vertical (600mm Spacing) Strain - Small(1-30°) Deviation","Ea",{"$nulls":3},{"v":0,"d":"R0.00"},{"v":0,"d":"R0.00"},{"v":0,"d":"R0.00"},null,null,{"v":0,"d":"R0.00"},{"v":0,"d":"R0.00"},{"v":0,"d":"R0.00"},null,null,{"v":0,"d":"R0.00"},{"v":0,"d":"R0.00"},{"v":0,"d":"R0.00"},null,null,{"v":0,"d":"R0.00"},{"v":0,"d":"R0.00"},{"v":0,"d":"R0.00"}]
["3.2.86",1714,"3 Phase - Vertical (600mm Spacing) Strain - Small(1-30°) Deviation Rx","Ea",{"$nulls":3},{"v":0,"d":"R0.00"},{"v":0,"d":"R0.00"},{"v":0,"d":"R0.00"},null,null,{"v":0,"d":"R0.00"},{"v":0,"d":"R0.00"},{"v":0,"d":"R0.00"},null,null,{"v":0,"d":"R0.00"},{"v":0,"d":"R0.00"},{"v":0,"d":"R0.00"},null,null,{"v":0,"d":"R0.00"},{"v":0,"d":"R0.00"},{"v":0,"d":"R0.00"}]
["3.2.87","1714A","3 Phase - Vertical (800mm Spacing) Strain - Small(1-10°) Deviation","Ea",{"$nulls":3},{"v":0,"d":"R0.00"},{"v":0,"d":"R0.00"},{"v":0,"d":"R0.00"},null,null,{"v":0,"d":"R0.00"},{"v":0,"d":"R0.00"},{"v":0,"d":"R0.00"},null,null,{"v":0,"d":"R0.00"},{"v":0,"d":"R0.00"},{"v":0,"d":"R0.00"},null,null,{"v":0,"d":"R0.00"},{"v":0,"d":"R0.00"},{"v":0,"d":"R0.00"}]
["3.2.88","1714A","3 Phase - Vertical (800mm Spacing) Strain - Small(1-10°) Deviation Rx","Ea",{"$nulls":3},{"v":0,"d":"R0.00"},{"v":0,"d":"R0.00"},{"v":0,"d":"R0.00"},null,null,{"v":0,"d":"R0.00"},{"v":0,"d":"R0.00"},{"v":0,"d":"R0.00"},null,null,{"v":0,"d":"R0.00"},{"v":0,"d":"R0.00"},{"v":0,"d":"R0.00"},null,null,{"v":0,"d":"R0.00"},{"v":0,"d":"R0.00"},{"v":0,"d":"R0.00"}]
["3.2.89","1714B","3 Phase - Vertical (800mm Spacing) Strain - Medium (11-30°) Deviation","Ea",{"$nulls":3},{"v":0,"d":"R0.00"},{"v":0,"d":"R0.00"},{"v":0,"d":"R0.00"},null,null,{"v":0,"d":"R0.00"},{"v":0,"d":"R0.00"},{"v":0,"d":"R0.00"},null,null,{"v":0,"d":"R0.00"},{"v":0,"d":"R0.00"},{"v":0,"d":"R0.00"},null,null,{"v":0,"d":"R0.00"},{"v":0,"d":"R0.00"},{"v":0,"d":"R0.00"}]
["3.2.90","1714B","3 Phase - Vertical (800mm Spacing) Strain - Medium (11-30°) Deviation Rx","Ea",{"$nulls":3},{"v":0,"d":"R0.00"},{"v":0,"d":"R0.00"},{"v":0,"d":"R0.00"},null,null,{"v":0,"d":"R0.00"},{"v":0,"d":"R0.00"},{"v":0,"d":"R0.00"},null,null,{"v":0,"d":"R0.00"},{"v":0,"d":"R0.00"},{"v":0,"d":"R0.00"},null,null,{"v":0,"d":"R0.00"},{"v":0,"d":"R0.00"},{"v":0,"d":"R0.00"}]
["3.2.91","1714C","3 Phase - Vertical (800mm Spacing) Strain - Large (31-60°) Deviation","Ea",{"$nulls":3},{"v":0,"d":"R0.00"},{"v":0,"d":"R0.00"},{"v":0,"d":"R0.00"},null,null,{"v":0,"d":"R0.00"},{"v":0,"d":"R0.00"},{"v":0,"d":"R0.00"},null,null,{"v":0,"d":"R0.00"},{"v":0,"d":"R0.00"},{"v":0,"d":"R0.00"},null,null,{"v":0,"d":"R0.00"},{"v":0,"d":"R0.00"},{"v":0,"d":"R0.00"}]
["3.2.92","1714C","3 Phase - Vertical (800mm Spacing) Strain - Large (31-60°) Deviation Rx","Ea",{"$nulls":3},{"v":0,"d":"R0.00"},{"v":0,"d":"R0.00"},{"v":0,"d":"R0.00"},null,null,{"v":0,"d":"R0.00"},{"v":0,"d":"R0.00"},{"v":0,"d":"R0.00"},null,null,{"v":0,"d":"R0.00"},{"v":0,"d":"R0.00"},{"v":0,"d":"R0.00"},null,null,{"v":0,"d":"R0.00"},{"v":0,"d":"R0.00"},{"v":0,"d":"R0.00"}]
["3.2.93","1714D","3 Phase - Vertical (800mm Spacing) Strain - Large (61-90°) Deviation","Ea",{"$nulls":3},{"v":0,"d":"R0.00"},{"v":0,"d":"R0.00"},{"v":0,"d":"R0.00"},null,null,{"v":0,"d":"R0.00"},{"v":0,"d":"R0.00"},{"v":0,"d":"R0.00"},null,null,{"v":0,"d":"R0.00"},{"v":0,"d":"R0.00"},{"v":0,"d":"R0.00"},null,null,{"v":0,"d":"R0.00"},{"v":0,"d":"R0.00"},{"v":0,"d":"R0.00"}]
["3.2.94","1714D","3 Phase - Vertical (800mm Spacing) Strain - Large (61-90°) Deviation Rx","Ea",{"$nulls":3},{"v":0,"d":"R0.00"},{"v":0,"d":"R0.00"},{"v":0,"d":"R0.00"},null,null,{"v":0,"d":"R0.00"},{"v":0,"d":"R0.00"},{"v":0,"d":"R0.00"},null,null,{"v":0,"d":"R0.00"},{"v":0,"d":"R0.00"},{"v":0,"d":"R0.00"},null,null,{"v":0,"d":"R0.00"},{"v":0,"d":"R0.00"},{"v":0,"d":"R0.00"}]
["3.2.95",1715,"3 Phase - Vertical (600mm Spacing) Strain - Large(30-90°) Deviation Rx","Ea",{"$nulls":3},{"v":0,"d":"R0.00"},{"v":0,"d":"R0.00"},{"v":0,"d":"R0.00"},null,null,{"v":0,"d":"R0.00"},{"v":0,"d":"R0.00"},{"v":0,"d":"R0.00"},null,null,{"v":0,"d":"R0.00"},{"v":0,"d":"R0.00"},{"v":0,"d":"R0.00"},null,null,{"v":0,"d":"R0.00"},{"v":0,"d":"R0.00"},{"v":0,"d":"R0.00"}]
["3.2.96",1715,"3 Phase - Vertical (600mm Spacing) Strain - Large(30-90°) Deviation Rx","Ea",{"$nulls":3},{"v":0,"d":"R0.00"},{"v":0,"d":"R0.00"},{"v":0,"d":"R0.00"},null,null,{"v":0,"d":"R0.00"},{"v":0,"d":"R0.00"},{"v":0,"d":"R0.00"},null,null,{"v":0,"d":"R0.00"},{"v":0,"d":"R0.00"},{"v":0,"d":"R0.00"},null,null,{"v":0,"d":"R0.00"},{"v":0,"d":"R0.00"},{"v":0,"d":"R0.00"}]
["3.2.97",1716,"3 Phase - Vertical (600mm Spacing) Strain - Terminal","Ea",{"$nulls":3},{"v":0,"d":"R0.00"},{"v":0,"d":"R0.00"},{"v":0,"d":"R0.00"},null,null,{"v":0,"d":"R0.00"},{"v":0,"d":"R0.00"},{"v":0,"d":"R0.00"},null,null,{"v":0,"d":"R0.00"},{"v":0,"d":"R0.00"},{"v":0,"d":"R0.00"},null,null,{"v":0,"d":"R0.00"},{"v":0,"d":"R0.00"},{"v":0,"d":"R0.00"}]
["3.2.98",1716,"3 Phase - Vertical (600mm Spacing) Strain - Terminal Rx","Ea",{"$nulls":3},{"v":0,"d":"R0.00"},{"v":0,"d":"R0.00"},{"v":0,"d":"R0.00"},null,null,{"v":0,"d":"R0.00"},{"v":0,"d":"R0.00"},{"v":0,"d":"R0.00"},null,null,{"v":0,"d":"R0.00"},{"v":0,"d":"R0.00"},{"v":0,"d":"R0.00"},null,null,{"v":0,"d":"R0.00"},{"v":0,"d":"R0.00"},{"v":0,"d":"R0.00"}]
["3.2.99","1716A","3 Phase - Vertical (800mm Spacing) Strain - Terminal","Ea",{"$nulls":3},{"v":0,"d":"R0.00"},{"v":0,"d":"R0.00"},{"v":0,"d":"R0.00"},null,null,{"v":0,"d":"R0.00"},{"v":0,"d":"R0.00"},{"v":0,"d":"R0.00"},null,null,{"v":0,"d":"R0.00"},{"v":0,"d":"R0.00"},{"v":0,"d":"R0.00"},null,null,{"v":0,"d":"R0.00"},{"v":0,"d":"R0.00"},{"v":0,"d":"R0.00"}]
["3.2.100","1716A","3 Phase - Vertical (800mm Spacing) Strain - Terminal Rx","Ea",{"$nulls":3},{"v":0,"d":"R0.00"},{"v":0,"d":"R0.00"},{"v":0,"d":"R0.00"},null,null,{"v":0,"d":"R0.00"},{"v":0,"d":"R0.00"},{"v":0,"d":"R0.00"},null,null,{"v":0,"d":"R0.00"},{"v":0,"d":"R0.00"},{"v":0,"d":"R0.00"},null,null,{"v":0,"d":"R0.00"},{"v":0,"d":"R0.00"},{"v":0,"d":"R0.00"}]
["3.2.101","1740B","3 Phase - Delta / 2,5m Wood X-arm – Intermediate - 0° Deviation ","Ea",{"$nulls":3},{"v":0,"d":"R0.00"},{"v":0,"d":"R0.00"},{"v":0,"d":"R0.00"},null,null,{"v":0,"d":"R0.00"},{"v":0,"d":"R0.00"},{"v":0,"d":"R0.00"},null,null,{"v":0,"d":"R0.00"},{"v":0,"d":"R0.00"},{"v":0,"d":"R0.00"},null,null,{"v":0,"d":"R0.00"},{"v":0,"d":"R0.00"},{"v":0,"d":"R0.00"}]
["3.2.102","1740B","3 Phase - Delta / 2,5m Wood X-arm – Intermediate - 0° Deviation -RX","Ea",{"$nulls":3},{"v":0,"d":"R0.00"},{"v":0,"d":"R0.00"},{"v":0,"d":"R0.00"},null,null,{"v":0,"d":"R0.00"},{"v":0,"d":"R0.00"},{"v":0,"d":"R0.00"},null,null,{"v":0,"d":"R0.00"},{"v":0,"d":"R0.00"},{"v":0,"d":"R0.00"},null,null,{"v":0,"d":"R0.00"},{"v":0,"d":"R0.00"},{"v":0,"d":"R0.00"}]
["3.2.103","1740B","3 Phase - Delta / 2,5m Wood X-arm – Intermediate - 0° Deviation -With Spark Gap Device","Ea",{"$nulls":3},{"v":0,"d":"R0.00"},{"v":0,"d":"R0.00"},{"v":0,"d":"R0.00"},null,null,{"v":0,"d":"R0.00"},{"v":0,"d":"R0.00"},{"v":0,"d":"R0.00"},null,null,{"v":0,"d":"R0.00"},{"v":0,"d":"R0.00"},{"v":0,"d":"R0.00"},null,null,{"v":0,"d":"R0.00"},{"v":0,"d":"R0.00"},{"v":0,"d":"R0.00"}]
["3.2.104","1740B","3 Phase - Delta / 2,5m Wood X-arm – Intermediate - 0° Deviation -With Spark Gap Device-RX","Ea",{"$nulls":3},{"v":0,"d":"R0.00"},{"v":0,"d":"R0.00"},{"v":0,"d":"R0.00"},null,null,{"v":0,"d":"R0.00"},{"v":0,"d":"R0.00"},{"v":0,"d":"R0.00"},null,null,{"v":0,"d":"R0.00"},{"v":0,"d":"R0.00"},{"v":0,"d":"R0.00"},null,null,{"v":0,"d":"R0.00"},{"v":0,"d":"R0.00"},{"v":0,"d":"R0.00"}]
["3.2.105","1740# (y)","3 Phase - Delta / 2,5m Wood X-arm – Intermediate - 0° Deviation ","Ea",{"$nulls":3},{"v":0,"d":"R0.00"},{"v":0,"d":"R0.00"},{"v":0,"d":"R0.00"},null,null,{"v":0,"d":"R0.00"},{"v":0,"d":"R0.00"},{"v":0,"d":"R0.00"},null,null,{"v":0,"d":"R0.00"},{"v":0,"d":"R0.00"},{"v":0,"d":"R0.00"},null,null,{"v":0,"d":"R0.00"},{"v":0,"d":"R0.00"},{"v":0,"d":"R0.00"}]
["3.2.106","1740# (y)","3 Phase - Delta / 2,5m Wood X-arm – Intermediate - 0° Deviation -RX","Ea",{"$nulls":3},{"v":0,"d":"R0.00"},{"v":0,"d":"R0.00"},{"v":0,"d":"R0.00"},null,null,{"v":0,"d":"R0.00"},{"v":0,"d":"R0.00"},{"v":0,"d":"R0.00"},null,null,{"v":0,"d":"R0.00"},{"v":0,"d":"R0.00"},{"v":0,"d":"R0.00"},null,null,{"v":0,"d":"R0.00"},{"v":0,"d":"R0.00"},{"v":0,"d":"R0.00"}]
["3.2.107","1740# (y)","3 Phase - Delta / 2,5m Wood X-arm – Intermediate - 0° Deviation -With Spark Gap Device","Ea",{"$nulls":3},{"v":0,"d":"R0.00"},{"v":0,"d":"R0.00"},{"v":0,"d":"R0.00"},null,null,{"v":0,"d":"R0.00"},{"v":0,"d":"R0.00"},{"v":0,"d":"R0.00"},null,null,{"v":0,"d":"R0.00"},{"v":0,"d":"R0.00"},{"v":0,"d":"R0.00"},null,null,{"v":0,"d":"R0.00"},{"v":0,"d":"R0.00"},{"v":0,"d":"R0.00"}]
["3.2.108","1740# (y)","3 Phase - Delta / 2,5m Wood X-arm – Intermediate - 0° Deviation -With Spark Gap Device-RX","Ea",{"$nulls":3},{"v":0,"d":"R0.00"},{"v":0,"d":"R0.00"},{"v":0,"d":"R0.00"},null,null,{"v":0,"d":"R0.00"},{"v":0,"d":"R0.00"},{"v":0,"d":"R0.00"},null,null,{"v":0,"d":"R0.00"},{"v":0,"d":"R0.00"},{"v":0,"d":"R0.00"},null,null,{"v":0,"d":"R0.00"},{"v":0,"d":"R0.00"},{"v":0,"d":"R0.00"}]
["3.2.109",1743,"3 Phase - Delta / 2,5m Wood X-arm - Strain – 0° Deviation ","Ea",{"$nulls":3},{"v":0,"d":"R0.00"},{"v":0,"d":"R0.00"},{"v":0,"d":"R0.00"},null,null,{"v":0,"d":"R0.00"},{"v":0,"d":"R0.00"},{"v":0,"d":"R0.00"},null,null,{"v":0,"d":"R0.00"},{"v":0,"d":"R0.00"},{"v":0,"d":"R0.00"},null,null,{"v":0,"d":"R0.00"},{"v":0,"d":"R0.00"},{"v":0,"d":"R0.00"}]
["3.2.110",1743,"3 Phase - Delta / 2,5m Wood X-arm - Strain – 0° Deviation -RX","Ea",{"$nulls":3},{"v":0,"d":"R0.00"},{"v":0,"d":"R0.00"},{"v":0,"d":"R0.00"},null,null,{"v":0,"d":"R0.00"},{"v":0,"d":"R0.00"},{"v":0,"d":"R0.00"},null,null,{"v":0,"d":"R0.00"},{"v":0,"d":"R0.00"},{"v":0,"d":"R0.00"},null,null,{"v":0,"d":"R0.00"},{"v":0,"d":"R0.00"},{"v":0,"d":"R0.00"}]
["3.2.111","1743A","3 Phase - Delta / 2,5m Wood X-arm - Strain – 0° Deviation ","Ea",{"$nulls":3},{"v":0,"d":"R0.00"},{"v":0,"d":"R0.00"},{"v":0,"d":"R0.00"},null,null,{"v":0,"d":"R0.00"},{"v":0,"d":"R0.00"},{"v":0,"d":"R0.00"},null,null,{"v":0,"d":"R0.00"},{"v":0,"d":"R0.00"},{"v":0,"d":"R0.00"},null,null,{"v":0,"d":"R0.00"},{"v":0,"d":"R0.00"},{"v":0,"d":"R0.00"}]
["3.2.112","1743A","3 Phase - Delta / 2,5m Wood X-arm - Strain – 0° Deviation -RX","Ea",{"$nulls":3},{"v":0,"d":"R0.00"},{"v":0,"d":"R0.00"},{"v":0,"d":"R0.00"},null,null,{"$f":"K134*F134","v":{"v":0,"d":"R0.00"}},{"$f":"L134*G134","v":{"v":0,"d":"R0.00"}},{"$f":"SUM(K134*F134)+(L134*G134)","v":{"v":0,"d":"R0.00"}},null,null,{"$f":"P134*F134","v":{"v":0,"d":"R0.00"}},{"$f":"Q134*G134","v":{"v":0,"d":"R0.00"}},{"$f":"SUM(P134*F134)+(Q134*G134)","v":{"v":0,"d":"R0.00"}},null,null,{"$f":"U134*F134","v":{"v":0,"d":"R0.00"}},{"$f":"V134*G134","v":{"v":0,"d":"R0.00"}},{"$f":"SUM(U134*F134)+(V134*G134)","v":{"v":0,"d":"R0.00"}}]
["3.2.113",1744,"3 Phase - Delta / 2,5m Wood X-arm - Strain – Medium(1°-60°) Deviation ","Ea",{"$nulls":3},{"v":0,"d":"R0.00"},{"v":0,"d":"R0.00"},{"v":0,"d":"R0.00"},null,null,{"v":0,"d":"R0.00"},{"v":0,"d":"R0.00"},{"v":0,"d":"R0.00"},null,null,{"v":0,"d":"R0.00"},{"v":0,"d":"R0.00"},{"v":0,"d":"R0.00"},null,null,{"v":0,"d":"R0.00"},{"v":0,"d":"R0.00"},{"v":0,"d":"R0.00"}]
["3.2.114",1744,"3 Phase - Delta / 2,5m Wood X-arm - Strain – Medium(1°-60°) Deviation -RX","Ea",{"$nulls":3},{"v":0,"d":"R0.00"},{"v":0,"d":"R0.00"},{"v":0,"d":"R0.00"},null,null,{"v":0,"d":"R0.00"},{"v":0,"d":"R0.00"},{"v":0,"d":"R0.00"},null,null,{"v":0,"d":"R0.00"},{"v":0,"d":"R0.00"},{"v":0,"d":"R0.00"},null,null,{"v":0,"d":"R0.00"},{"v":0,"d":"R0.00"},{"v":0,"d":"R0.00"}]
["3.2.115","1744A","3 Phase - Delta / 2,5m Wood X-arm - Strain – Small (1°-10°) Deviation ","Ea",{"$nulls":3},{"v":0,"d":"R0.00"},{"v":0,"d":"R0.00"},{"v":0,"d":"R0.00"},null,null,{"v":0,"d":"R0.00"},{"v":0,"d":"R0.00"},{"v":0,"d":"R0.00"},null,null,{"v":0,"d":"R0.00"},{"v":0,"d":"R0.00"},{"v":0,"d":"R0.00"},null,null,{"v":0,"d":"R0.00"},{"v":0,"d":"R0.00"},{"v":0,"d":"R0.00"}]
["3.2.116","1744A","3 Phase - Delta / 2,5m Wood X-arm - Strain – Small (1°-10°) Deviation - Rx","Ea",{"$nulls":3},{"v":0,"d":"R0.00"},{"v":0,"d":"R0.00"},{"v":0,"d":"R0.00"},null,null,{"v":0,"d":"R0.00"},{"v":0,"d":"R0.00"},{"v":0,"d":"R0.00"},null,null,{"v":0,"d":"R0.00"},{"v":0,"d":"R0.00"},{"v":0,"d":"R0.00"},null,null,{"v":0,"d":"R0.00"},{"v":0,"d":"R0.00"},{"v":0,"d":"R0.00"}]
["3.2.117","1744B","3 Phase - Delta / 2,5m Wood X-arm - Strain – Medium (11°-30°) Deviation ","Ea",{"$nulls":3},{"v":0,"d":"R0.00"},{"v":0,"d":"R0.00"},{"v":0,"d":"R0.00"},null,null,{"v":0,"d":"R0.00"},{"v":0,"d":"R0.00"},{"v":0,"d":"R0.00"},null,null,{"v":0,"d":"R0.00"},{"v":0,"d":"R0.00"},{"v":0,"d":"R0.00"},null,null,{"v":0,"d":"R0.00"},{"v":0,"d":"R0.00"},{"v":0,"d":"R0.00"}]
["3.2.118","1744B","3 Phase - Delta / 2,5m Wood X-arm - Strain – Medium (11°-30°) Deviation - Rx","Ea",{"$nulls":3},{"v":0,"d":"R0.00"},{"v":0,"d":"R0.00"},{"v":0,"d":"R0.00"},null,null,{"v":0,"d":"R0.00"},{"v":0,"d":"R0.00"},{"v":0,"d":"R0.00"},null,null,{"v":0,"d":"R0.00"},{"v":0,"d":"R0.00"},{"v":0,"d":"R0.00"},null,null,{"v":0,"d":"R0.00"},{"v":0,"d":"R0.00"},{"v":0,"d":"R0.00"}]
["3.2.119","1744C","3 Phase - Delta / 2,5m Wood X-arm - Strain – Large (31°-60°) Deviation ","Ea",{"$nulls":3},{"v":0,"d":"R0.00"},{"v":0,"d":"R0.00"},{"v":0,"d":"R0.00"},null,null,{"v":0,"d":"R0.00"},{"v":0,"d":"R0.00"},{"v":0,"d":"R0.00"},null,null,{"v":0,"d":"R0.00"},{"v":0,"d":"R0.00"},{"v":0,"d":"R0.00"},null,null,{"v":0,"d":"R0.00"},{"v":0,"d":"R0.00"},{"v":0,"d":"R0.00"}]
["3.2.120","1744C","3 Phase - Delta / 2,5m Wood X-arm - Strain – Large (31°-60°) Deviation - Rx","Ea",{"$nulls":3},{"v":0,"d":"R0.00"},{"v":0,"d":"R0.00"},{"v":0,"d":"R0.00"},null,null,{"v":0,"d":"R0.00"},{"v":0,"d":"R0.00"},{"v":0,"d":"R0.00"},null,null,{"v":0,"d":"R0.00"},{"v":0,"d":"R0.00"},{"v":0,"d":"R0.00"},null,null,{"v":0,"d":"R0.00"},{"v":0,"d":"R0.00"},{"v":0,"d":"R0.00"}]
["3.2.121",1745,"3 Phase - Delta /2 x 2,5m wood x-arms/ 2 x 2.5 wood x-arms - strain - (60° - 90°) deviation (for Mink and Hare conductors)","Ea",{"$nulls":3},{"v":0,"d":"R0.00"},{"v":0,"d":"R0.00"},{"v":0,"d":"R0.00"},null,null,{"v":0,"d":"R0.00"},{"v":0,"d":"R0.00"},{"v":0,"d":"R0.00"},null,null,{"v":0,"d":"R0.00"},{"v":0,"d":"R0.00"},{"v":0,"d":"R0.00"},null,null,{"v":0,"d":"R0.00"},{"v":0,"d":"R0.00"},{"v":0,"d":"R0.00"}]
["3.2.122",1745,"3 Phase - Delta /2 x 2,5m wood x-arms/ 2 x 2.5 wood x-arms - strain - (60° - 90°) deviation (for Mink and Hare conductors) - Rx","Ea",{"$nulls":3},{"v":0,"d":"R0.00"},{"v":0,"d":"R0.00"},{"v":0,"d":"R0.00"},null,null,{"v":0,"d":"R0.00"},{"v":0,"d":"R0.00"},{"v":0,"d":"R0.00"},null,null,{"v":0,"d":"R0.00"},{"v":0,"d":"R0.00"},{"v":0,"d":"R0.00"},null,null,{"v":0,"d":"R0.00"},{"v":0,"d":"R0.00"},{"v":0,"d":"R0.00"}]
["3.2.123",1745,"3 Phase - Delta /2,5m wood x-arms /2.5 wood x-arms - strain - (60° - 90°) deviation (for Fox and 35 conductors)","Ea",{"$nulls":3},{"v":0,"d":"R0.00"},{"v":0,"d":"R0.00"},{"v":0,"d":"R0.00"},null,null,{"v":0,"d":"R0.00"},{"v":0,"d":"R0.00"},{"v":0,"d":"R0.00"},null,null,{"v":0,"d":"R0.00"},{"v":0,"d":"R0.00"},{"v":0,"d":"R0.00"},null,null,{"v":0,"d":"R0.00"},{"v":0,"d":"R0.00"},{"v":0,"d":"R0.00"}]
["3.2.124",1745,"3 Phase - Delta /2,5m wood x-arms /2.5 wood x-arms - strain - (60° - 90°) deviation (for Fox and 35 conductors) - Rx","Ea",{"$nulls":3},{"v":0,"d":"R0.00"},{"v":0,"d":"R0.00"},{"v":0,"d":"R0.00"},null,null,{"v":0,"d":"R0.00"},{"v":0,"d":"R0.00"},{"v":0,"d":"R0.00"},null,null,{"v":0,"d":"R0.00"},{"v":0,"d":"R0.00"},{"v":0,"d":"R0.00"},null,null,{"v":0,"d":"R0.00"},{"v":0,"d":"R0.00"},{"v":0,"d":"R0.00"}]
["3.2.125","1745d","3 Phase - Delta /2 x 2,5m wood x-arms - strain - (61° - 90°) deviation (for Fox and 35 conductors)","Ea",{"$nulls":3},{"v":0,"d":"R0.00"},{"v":0,"d":"R0.00"},{"v":0,"d":"R0.00"},null,null,{"v":0,"d":"R0.00"},{"v":0,"d":"R0.00"},{"v":0,"d":"R0.00"},null,null,{"v":0,"d":"R0.00"},{"v":0,"d":"R0.00"},{"v":0,"d":"R0.00"},null,null,{"v":0,"d":"R0.00"},{"v":0,"d":"R0.00"},{"v":0,"d":"R0.00"}]
["3.2.126","1745d","3 Phase - Delta /2 x 2,5m wood x-arms - strain - (61° - 90°) deviation (for Fox and 35 conductors) - Rx","Ea",{"$nulls":3},{"v":0,"d":"R0.00"},{"v":0,"d":"R0.00"},{"v":0,"d":"R0.00"},null,null,{"v":0,"d":"R0.00"},{"v":0,"d":"R0.00"},{"v":0,"d":"R0.00"},null,null,{"v":0,"d":"R0.00"},{"v":0,"d":"R0.00"},{"v":0,"d":"R0.00"},null,null,{"v":0,"d":"R0.00"},{"v":0,"d":"R0.00"},{"v":0,"d":"R0.00"}]
["3.2.127",1746,"3 Phase - Delta / 2,5m Wood X-arm - Strain – Terminal ","Ea",{"$nulls":3},{"v":0,"d":"R0.00"},{"v":0,"d":"R0.00"},{"v":0,"d":"R0.00"},null,null,{"v":0,"d":"R0.00"},{"v":0,"d":"R0.00"},{"v":0,"d":"R0.00"},null,null,{"v":0,"d":"R0.00"},{"v":0,"d":"R0.00"},{"v":0,"d":"R0.00"},null,null,{"v":0,"d":"R0.00"},{"v":0,"d":"R0.00"},{"v":0,"d":"R0.00"}]
["3.2.128",1746,"3 Phase - Delta / 2,5m Wood X-arm - Strain – Terminal -RX","Ea",{"$nulls":3},{"v":0,"d":"R0.00"},{"v":0,"d":"R0.00"},{"v":0,"d":"R0.00"},null,null,{"v":0,"d":"R0.00"},{"v":0,"d":"R0.00"},{"v":0,"d":"R0.00"},null,null,{"v":0,"d":"R0.00"},{"v":0,"d":"R0.00"},{"v":0,"d":"R0.00"},null,null,{"v":0,"d":"R0.00"},{"v":0,"d":"R0.00"},{"v":0,"d":"R0.00"}]
["3.2.129","1746A","3 Phase - Delta / 2,5m Wood X-arm - Strain – Terminal ","Ea",{"$nulls":3},{"$f":"F151*E151","v":{"v":0,"d":"R0.00"}},{"$f":"E151*G151","v":{"v":0,"d":"R0.00"}},{"$f":"(E151*F151)+(E151*G151)","v":{"v":0,"d":"R0.00"}},null,null,{"v":0,"d":"R0.00"},{"v":0,"d":"R0.00"},{"v":0,"d":"R0.00"},null,null,{"v":0,"d":"R0.00"},{"v":0,"d":"R0.00"},{"v":0,"d":"R0.00"},null,null,{"v":0,"d":"R0.00"},{"v":0,"d":"R0.00"},{"v":0,"d":"R0.00"}]
["3.2.130","1746A","3 Phase - Delta / 2,5m Wood X-arm - Strain – Terminal -RX","Ea",{"$nulls":3},{"v":0,"d":"R0.00"},{"v":0,"d":"R0.00"},{"v":0,"d":"R0.00"},null,null,{"v":0,"d":"R0.00"},{"v":0,"d":"R0.00"},{"v":0,"d":"R0.00"},null,null,{"v":0,"d":"R0.00"},{"v":0,"d":"R0.00"},{"v":0,"d":"R0.00"},null,null,{"v":0,"d":"R0.00"},{"v":0,"d":"R0.00"},{"v":0,"d":"R0.00"}]
["3.2.131","1746B","3 Phase - Delta / 2,5m Wood X-arm - Strain – Terminal ","Ea",{"$nulls":3},{"v":0,"d":"R0.00"},{"v":0,"d":"R0.00"},{"v":0,"d":"R0.00"},null,null,{"v":0,"d":"R0.00"},{"v":0,"d":"R0.00"},{"v":0,"d":"R0.00"},null,null,{"v":0,"d":"R0.00"},{"v":0,"d":"R0.00"},{"v":0,"d":"R0.00"},null,null,{"v":0,"d":"R0.00"},{"v":0,"d":"R0.00"},{"v":0,"d":"R0.00"}]
["3.2.132","1746B","3 Phase - Delta / 2,5m Wood X-arm - Strain – Terminal -RX","Ea",{"$nulls":3},{"v":0,"d":"R0.00"},{"v":0,"d":"R0.00"},{"v":0,"d":"R0.00"},null,null,{"v":0,"d":"R0.00"},{"v":0,"d":"R0.00"},{"v":0,"d":"R0.00"},null,null,{"v":0,"d":"R0.00"},{"v":0,"d":"R0.00"},{"v":0,"d":"R0.00"},null,null,{"v":0,"d":"R0.00"},{"v":0,"d":"R0.00"},{"v":0,"d":"R0.00"}]
["3.2.133",1747,"3 Phase - Delta (600mm spacing) / 2 x 2,5m Wood X-arm - Strain - 0° Deviation ","Ea",{"$nulls":3},{"v":0,"d":"R0.00"},{"v":0,"d":"R0.00"},{"v":0,"d":"R0.00"},null,null,{"v":0,"d":"R0.00"},{"v":0,"d":"R0.00"},{"v":0,"d":"R0.00"},null,null,{"v":0,"d":"R0.00"},{"v":0,"d":"R0.00"},{"v":0,"d":"R0.00"},null,null,{"v":0,"d":"R0.00"},{"v":0,"d":"R0.00"},{"v":0,"d":"R0.00"}]
["3.2.134",1747,"3 Phase - Delta (600mm spacing) / 2 x 2,5m Wood X-arm - Strain - 0° Deviation -RX","Ea",{"$nulls":3},{"v":0,"d":"R0.00"},{"v":0,"d":"R0.00"},{"v":0,"d":"R0.00"},null,null,{"v":0,"d":"R0.00"},{"v":0,"d":"R0.00"},{"v":0,"d":"R0.00"},null,null,{"v":0,"d":"R0.00"},{"v":0,"d":"R0.00"},{"v":0,"d":"R0.00"},null,null,{"v":0,"d":"R0.00"},{"v":0,"d":"R0.00"},{"v":0,"d":"R0.00"}]
["3.2.135",1747,"3 Phase - Delta (800mm spacing) / 2 x 2,5m Wood X-arm - Strain - 0° Deviation ","Ea",{"$nulls":3},{"v":0,"d":"R0.00"},{"v":0,"d":"R0.00"},{"v":0,"d":"R0.00"},null,null,{"v":0,"d":"R0.00"},{"v":0,"d":"R0.00"},{"v":0,"d":"R0.00"},null,null,{"v":0,"d":"R0.00"},{"v":0,"d":"R0.00"},{"v":0,"d":"R0.00"},null,null,{"v":0,"d":"R0.00"},{"v":0,"d":"R0.00"},{"v":0,"d":"R0.00"}]
["3.2.136",1747,"3 Phase - Delta (800mm spacing) / 2 x 2,5m Wood X-arm - Strain - 0° Deviation -RX","Ea",{"$nulls":3},{"v":0,"d":"R0.00"},{"v":0,"d":"R0.00"},{"v":0,"d":"R0.00"},null,null,{"v":0,"d":"R0.00"},{"v":0,"d":"R0.00"},{"v":0,"d":"R0.00"},null,null,{"v":0,"d":"R0.00"},{"v":0,"d":"R0.00"},{"v":0,"d":"R0.00"},null,null,{"v":0,"d":"R0.00"},{"v":0,"d":"R0.00"},{"v":0,"d":"R0.00"}]
["3.2.137","1747A","3 Phase - Delta / 2 x 2,5m Wood X-arm - Strain - 0° Deviation ","Ea",{"$nulls":3},{"v":0,"d":"R0.00"},{"v":0,"d":"R0.00"},{"v":0,"d":"R0.00"},null,null,{"v":0,"d":"R0.00"},{"v":0,"d":"R0.00"},{"v":0,"d":"R0.00"},null,null,{"v":0,"d":"R0.00"},{"v":0,"d":"R0.00"},{"v":0,"d":"R0.00"},null,null,{"v":0,"d":"R0.00"},{"v":0,"d":"R0.00"},{"v":0,"d":"R0.00"}]
["3.2.138","1747A","3 Phase - Delta / 2 x 2,5m Wood X-arm - Strain - 0° Deviation -RX","Ea",{"$nulls":3},{"v":0,"d":"R0.00"},{"v":0,"d":"R0.00"},{"v":0,"d":"R0.00"},null,null,{"v":0,"d":"R0.00"},{"v":0,"d":"R0.00"},{"v":0,"d":"R0.00"},null,null,{"v":0,"d":"R0.00"},{"v":0,"d":"R0.00"},{"v":0,"d":"R0.00"},null,null,{"v":0,"d":"R0.00"},{"v":0,"d":"R0.00"},{"v":0,"d":"R0.00"}]
["3.2.139",1748,"3 Phase - Delta / 2 x 2,5m Wood X-arm - Strain - Medium(1°-60°) Deviation ","Ea",{"$nulls":3},{"v":0,"d":"R0.00"},{"v":0,"d":"R0.00"},{"v":0,"d":"R0.00"},null,null,{"v":0,"d":"R0.00"},{"v":0,"d":"R0.00"},{"v":0,"d":"R0.00"},null,null,{"v":0,"d":"R0.00"},{"v":0,"d":"R0.00"},{"v":0,"d":"R0.00"},null,null,{"v":0,"d":"R0.00"},{"v":0,"d":"R0.00"},{"v":0,"d":"R0.00"}]
["3.2.140",1748,"3 Phase - Delta / 2 x 2,5m Wood X-arm - Strain - Medium(1°-60°) Deviation -RX","Ea",{"$nulls":3},{"v":0,"d":"R0.00"},{"v":0,"d":"R0.00"},{"v":0,"d":"R0.00"},null,null,{"v":0,"d":"R0.00"},{"v":0,"d":"R0.00"},{"v":0,"d":"R0.00"},null,null,{"v":0,"d":"R0.00"},{"v":0,"d":"R0.00"},{"v":0,"d":"R0.00"},null,null,{"v":0,"d":"R0.00"},{"v":0,"d":"R0.00"},{"v":0,"d":"R0.00"}]
["3.2.141","1748A","3 Phase - Delta / 2 x 2,5m Wood X-arm - Strain - Small (1°- 10°) Deviation ","Ea",{"$nulls":3},{"v":0,"d":"R0.00"},{"v":0,"d":"R0.00"},{"v":0,"d":"R0.00"},null,null,{"v":0,"d":"R0.00"},{"v":0,"d":"R0.00"},{"v":0,"d":"R0.00"},null,null,{"v":0,"d":"R0.00"},{"v":0,"d":"R0.00"},{"v":0,"d":"R0.00"},null,null,{"v":0,"d":"R0.00"},{"v":0,"d":"R0.00"},{"v":0,"d":"R0.00"}]
["3.2.142","1748A","3 Phase - Delta / 2 x 2,5m Wood X-arm - Strain - Small (1°- 10°) Deviation -RX","Ea",{"$nulls":3},{"v":0,"d":"R0.00"},{"v":0,"d":"R0.00"},{"v":0,"d":"R0.00"},null,null,{"v":0,"d":"R0.00"},{"v":0,"d":"R0.00"},{"v":0,"d":"R0.00"},null,null,{"v":0,"d":"R0.00"},{"v":0,"d":"R0.00"},{"v":0,"d":"R0.00"},null,null,{"v":0,"d":"R0.00"},{"v":0,"d":"R0.00"},{"v":0,"d":"R0.00"}]
["3.2.143","1748B","3 Phase - Delta / 2 x 2,5m Wood X-arm - Strain - Medium (11°- 30°) Deviation ","Ea",{"$nulls":3},{"v":0,"d":"R0.00"},{"v":0,"d":"R0.00"},{"v":0,"d":"R0.00"},null,null,{"v":0,"d":"R0.00"},{"v":0,"d":"R0.00"},{"v":0,"d":"R0.00"},null,null,{"v":0,"d":"R0.00"},{"v":0,"d":"R0.00"},{"v":0,"d":"R0.00"},null,null,{"v":0,"d":"R0.00"},{"v":0,"d":"R0.00"},{"v":0,"d":"R0.00"}]
["3.2.144","1748B","3 Phase - Delta / 2 x 2,5m Wood X-arm - Strain - Medium (11°- 30°) Deviation -RX","Ea",{"$nulls":3},{"v":0,"d":"R0.00"},{"v":0,"d":"R0.00"},{"v":0,"d":"R0.00"},null,null,{"v":0,"d":"R0.00"},{"v":0,"d":"R0.00"},{"v":0,"d":"R0.00"},null,null,{"v":0,"d":"R0.00"},{"v":0,"d":"R0.00"},{"v":0,"d":"R0.00"},null,null,{"v":0,"d":"R0.00"},{"v":0,"d":"R0.00"},{"v":0,"d":"R0.00"}]
["3.2.145","1748C","3 Phase - Delta / 2 x 2,5m Wood X-arm - Strain - Large (31°- 60°) Deviation ","Ea",{"$nulls":3},{"v":0,"d":"R0.00"},{"v":0,"d":"R0.00"},{"v":0,"d":"R0.00"},null,null,{"v":0,"d":"R0.00"},{"v":0,"d":"R0.00"},{"v":0,"d":"R0.00"},null,null,{"v":0,"d":"R0.00"},{"v":0,"d":"R0.00"},{"v":0,"d":"R0.00"},null,null,{"v":0,"d":"R0.00"},{"v":0,"d":"R0.00"},{"v":0,"d":"R0.00"}]
["3.2.146","1748C","3 Phase - Delta / 2 x 2,5m Wood X-arm - Strain - Large (31°- 60°) Deviation -RX","Ea",{"$nulls":3},{"v":0,"d":"R0.00"},{"v":0,"d":"R0.00"},{"v":0,"d":"R0.00"},null,null,{"v":0,"d":"R0.00"},{"v":0,"d":"R0.00"},{"v":0,"d":"R0.00"},null,null,{"v":0,"d":"R0.00"},{"v":0,"d":"R0.00"},{"v":0,"d":"R0.00"},null,null,{"v":0,"d":"R0.00"},{"v":0,"d":"R0.00"},{"v":0,"d":"R0.00"}]
["3.2.147",1749,"3 Phase - Delta / 2 x 2,5m Wood X-arm - Strain - Terminal ","Ea",{"$nulls":3},{"v":0,"d":"R0.00"},{"v":0,"d":"R0.00"},{"v":0,"d":"R0.00"},null,null,{"v":0,"d":"R0.00"},{"v":0,"d":"R0.00"},{"v":0,"d":"R0.00"},null,null,{"v":0,"d":"R0.00"},{"v":0,"d":"R0.00"},{"v":0,"d":"R0.00"},null,null,{"v":0,"d":"R0.00"},{"v":0,"d":"R0.00"},{"v":0,"d":"R0.00"}]
["3.2.148",1749,"3 Phase - Delta / 2 x 2,5m Wood X-arm - Strain - Terminal -RX","Ea",{"$nulls":3},{"v":0,"d":"R0.00"},{"v":0,"d":"R0.00"},{"v":0,"d":"R0.00"},null,null,{"v":0,"d":"R0.00"},{"v":0,"d":"R0.00"},{"v":0,"d":"R0.00"},null,null,{"v":0,"d":"R0.00"},{"v":0,"d":"R0.00"},{"v":0,"d":"R0.00"},null,null,{"v":0,"d":"R0.00"},{"v":0,"d":"R0.00"},{"v":0,"d":"R0.00"}]
["3.2.149","1749A","3 Phase - Delta / 2 x 2,5m Wood X-arm - Strain - Terminal ","Ea",{"$nulls":3},{"v":0,"d":"R0.00"},{"v":0,"d":"R0.00"},{"v":0,"d":"R0.00"},null,null,{"v":0,"d":"R0.00"},{"v":0,"d":"R0.00"},{"v":0,"d":"R0.00"},null,null,{"v":0,"d":"R0.00"},{"v":0,"d":"R0.00"},{"v":0,"d":"R0.00"},null,null,{"v":0,"d":"R0.00"},{"v":0,"d":"R0.00"},{"v":0,"d":"R0.00"}]
["3.2.150","1749A","3 Phase - Delta / 2 x 2,5m Wood X-arm - Strain - Terminal -RX","Ea",{"$nulls":3},{"v":0,"d":"R0.00"},{"v":0,"d":"R0.00"},{"v":0,"d":"R0.00"},null,null,{"v":0,"d":"R0.00"},{"v":0,"d":"R0.00"},{"v":0,"d":"R0.00"},null,null,{"v":0,"d":"R0.00"},{"v":0,"d":"R0.00"},{"v":0,"d":"R0.00"},null,null,{"v":0,"d":"R0.00"},{"v":0,"d":"R0.00"},{"v":0,"d":"R0.00"}]
["3.2.151",1750,"3 Phase - H-Pole / 4,5m Wood X-arm – Intermediate - 0° Deviation ","Ea",{"$nulls":3},{"v":0,"d":"R0.00"},{"v":0,"d":"R0.00"},{"v":0,"d":"R0.00"},null,null,{"v":0,"d":"R0.00"},{"v":0,"d":"R0.00"},{"v":0,"d":"R0.00"},null,null,{"v":0,"d":"R0.00"},{"v":0,"d":"R0.00"},{"v":0,"d":"R0.00"},null,null,{"v":0,"d":"R0.00"},{"v":0,"d":"R0.00"},{"v":0,"d":"R0.00"}]
["3.2.152",1750,"3 Phase - H-Pole / 4,5m Wood X-arm – Intermediate - 0° Deviation -RX","Ea",{"$nulls":3},{"v":0,"d":"R0.00"},{"v":0,"d":"R0.00"},{"v":0,"d":"R0.00"},null,null,{"v":0,"d":"R0.00"},{"v":0,"d":"R0.00"},{"v":0,"d":"R0.00"},null,null,{"v":0,"d":"R0.00"},{"v":0,"d":"R0.00"},{"v":0,"d":"R0.00"},null,null,{"v":0,"d":"R0.00"},{"v":0,"d":"R0.00"},{"v":0,"d":"R0.00"}]
["3.2.153",1750,"3 Phase - H-Pole / 4,5m Wood X-arm – Intermediate - 0° Deviation -With Spark Gap Device","Ea",{"$nulls":3},{"v":0,"d":"R0.00"},{"v":0,"d":"R0.00"},{"v":0,"d":"R0.00"},null,null,{"v":0,"d":"R0.00"},{"v":0,"d":"R0.00"},{"v":0,"d":"R0.00"},null,null,{"v":0,"d":"R0.00"},{"v":0,"d":"R0.00"},{"v":0,"d":"R0.00"},null,null,{"v":0,"d":"R0.00"},{"v":0,"d":"R0.00"},{"v":0,"d":"R0.00"}]
["3.2.154",1750,"3 Phase - H-Pole / 4,5m Wood X-arm – Intermediate - 0° Deviation -With Spark Gap Device-RX","Ea",{"$nulls":3},{"v":0,"d":"R0.00"},{"v":0,"d":"R0.00"},{"v":0,"d":"R0.00"},null,null,{"v":0,"d":"R0.00"},{"v":0,"d":"R0.00"},{"v":0,"d":"R0.00"},null,null,{"v":0,"d":"R0.00"},{"v":0,"d":"R0.00"},{"v":0,"d":"R0.00"},null,null,{"v":0,"d":"R0.00"},{"v":0,"d":"R0.00"},{"v":0,"d":"R0.00"}]
["3.2.155",1753,"3 Phase - H-Pole / 4,5m Wood X-arm - Strain – 0° Deviation ","Ea",{"$nulls":3},{"v":0,"d":"R0.00"},{"v":0,"d":"R0.00"},{"v":0,"d":"R0.00"},null,null,{"v":0,"d":"R0.00"},{"v":0,"d":"R0.00"},{"v":0,"d":"R0.00"},null,null,{"v":0,"d":"R0.00"},{"v":0,"d":"R0.00"},{"v":0,"d":"R0.00"},null,null,{"v":0,"d":"R0.00"},{"v":0,"d":"R0.00"},{"v":0,"d":"R0.00"}]
["3.2.156",1753,"3 Phase - H-Pole / 4,5m Wood X-arm - Strain – 0° Deviation -RX","Ea",{"$nulls":3},{"v":0,"d":"R0.00"},{"v":0,"d":"R0.00"},{"v":0,"d":"R0.00"},null,null,{"$f":"K178*F178","v":{"v":0,"d":"R0.00"}},{"v":0,"d":"R0.00"},{"$f":"SUM(K178*F178)+(L178*G178)","v":{"v":0,"d":"R0.00"}},null,null,{"$f":"P178*F178","v":{"v":0,"d":"R0.00"}},{"v":0,"d":"R0.00"},{"$f":"SUM(P178*F178)+(Q178*G178)","v":{"v":0,"d":"R0.00"}},null,null,{"$f":"U178*F178","v":{"v":0,"d":"R0.00"}},{"v":0,"d":"R0.00"},{"$f":"SUM(U178*F178)+(V178*G178)","v":{"v":0,"d":"R0.00"}}]
["3.2.157",1754,"3 Phase - H-Pole / 4,5m Wood X-arm - Strain – Medium(1°-60°) Deviation (Fox and 35 conductor)","Ea",{"$nulls":3},{"v":0,"d":"R0.00"},{"v":0,"d":"R0.00"},{"v":0,"d":"R0.00"},null,null,{"$f":"K179*F179","v":{"v":0,"d":"R0.00"}},{"$f":"L179*G179","v":{"v":0,"d":"R0.00"}},{"$f":"SUM(K179*F179)+(L179*G179)","v":{"v":0,"d":"R0.00"}},null,null,{"$f":"P179*F179","v":{"v":0,"d":"R0.00"}},{"$f":"Q179*G179","v":{"v":0,"d":"R0.00"}},{"$f":"SUM(P179*F179)+(Q179*G179)","v":{"v":0,"d":"R0.00"}},null,null,{"$f":"U179*F179","v":{"v":0,"d":"R0.00"}},{"$f":"V179*G179","v":{"v":0,"d":"R0.00"}},{"$f":"SUM(U179*F179)+(V179*G179)","v":{"v":0,"d":"R0.00"}}]
["3.2.158",1754,"3 Phase - H-Pole / 4,5m Wood X-arm - Strain – Medium(1°-60°) Deviation -RX (Fox and 35 conductor)","Ea",{"$nulls":3},{"v":0,"d":"R0.00"},{"v":0,"d":"R0.00"},{"v":0,"d":"R0.00"},null,null,{"v":0,"d":"R0.00"},{"v":0,"d":"R0.00"},{"v":0,"d":"R0.00"},null,null,{"v":0,"d":"R0.00"},{"v":0,"d":"R0.00"},{"v":0,"d":"R0.00"},null,null,{"v":0,"d":"R0.00"},{"v":0,"d":"R0.00"},{"v":0,"d":"R0.00"}]
["3.2.159",1754,"3 Phase - H-Pole / 2x4,5m Wood X-arm - Strain – Medium(1°-60°) Deviation (Mink and Hare conductors)","Ea",{"$nulls":3},{"v":0,"d":"R0.00"},{"v":0,"d":"R0.00"},{"v":0,"d":"R0.00"},null,null,{"v":0,"d":"R0.00"},{"v":0,"d":"R0.00"},{"v":0,"d":"R0.00"},null,null,{"v":0,"d":"R0.00"},{"v":0,"d":"R0.00"},{"v":0,"d":"R0.00"},null,null,{"v":0,"d":"R0.00"},{"v":0,"d":"R0.00"},{"v":0,"d":"R0.00"}]
["3.2.160",1754,"3 Phase - H-Pole / 2x4,5m Wood X-arm - Strain – Medium(1°-60°) Deviation -RX (Mink and Hare conductors)","Ea",{"$nulls":3},{"v":0,"d":"R0.00"},{"v":0,"d":"R0.00"},{"v":0,"d":"R0.00"},null,null,{"v":0,"d":"R0.00"},{"v":0,"d":"R0.00"},{"v":0,"d":"R0.00"},null,null,{"v":0,"d":"R0.00"},{"v":0,"d":"R0.00"},{"v":0,"d":"R0.00"},null,null,{"v":0,"d":"R0.00"},{"v":0,"d":"R0.00"},{"v":0,"d":"R0.00"}]
["3.2.161",1756,"3 Phase - H-Pole / 4,5m Wood X-arm - Strain – Terminal ","Ea",{"$nulls":3},{"v":0,"d":"R0.00"},{"v":0,"d":"R0.00"},{"v":0,"d":"R0.00"},null,null,{"v":0,"d":"R0.00"},{"v":0,"d":"R0.00"},{"v":0,"d":"R0.00"},null,null,{"v":0,"d":"R0.00"},{"v":0,"d":"R0.00"},{"v":0,"d":"R0.00"},null,null,{"v":0,"d":"R0.00"},{"v":0,"d":"R0.00"},{"v":0,"d":"R0.00"}]
["3.2.162",1756,"3 Phase - H-Pole / 4,5m Wood X-arm - Strain – Terminal -RX","Ea",{"$nulls":3},{"v":0,"d":"R0.00"},{"v":0,"d":"R0.00"},{"v":0,"d":"R0.00"},null,null,{"v":0,"d":"R0.00"},{"v":0,"d":"R0.00"},{"v":0,"d":"R0.00"},null,null,{"v":0,"d":"R0.00"},{"v":0,"d":"R0.00"},{"v":0,"d":"R0.00"},null,null,{"v":0,"d":"R0.00"},{"v":0,"d":"R0.00"},{"v":0,"d":"R0.00"}]
["3.2.163",1760,"3 Phase - H-Pole / 3,5m Wood X-arm – Intermediate - 0° Deviation ","Ea",{"$nulls":3},{"v":0,"d":"R0.00"},{"v":0,"d":"R0.00"},{"v":0,"d":"R0.00"},null,null,{"v":0,"d":"R0.00"},{"v":0,"d":"R0.00"},{"v":0,"d":"R0.00"},null,null,{"v":0,"d":"R0.00"},{"v":0,"d":"R0.00"},{"v":0,"d":"R0.00"},null,null,{"v":0,"d":"R0.00"},{"v":0,"d":"R0.00"},{"v":0,"d":"R0.00"}]
["3.2.164",1760,"3 Phase - H-Pole / 3,5m Wood X-arm – Intermediate - 0° Deviation -RX","Ea",{"$nulls":3},{"v":0,"d":"R0.00"},{"v":0,"d":"R0.00"},{"v":0,"d":"R0.00"},null,null,{"v":0,"d":"R0.00"},{"v":0,"d":"R0.00"},{"v":0,"d":"R0.00"},null,null,{"v":0,"d":"R0.00"},{"v":0,"d":"R0.00"},{"v":0,"d":"R0.00"},null,null,{"v":0,"d":"R0.00"},{"v":0,"d":"R0.00"},{"v":0,"d":"R0.00"}]
["3.2.165",1760,"3 Phase - H-Pole / 3,5m Wood X-arm – Intermediate - 0° Deviation - With Spark Gap Device ","Ea",{"$nulls":3},{"v":0,"d":"R0.00"},{"v":0,"d":"R0.00"},{"v":0,"d":"R0.00"},null,null,{"v":0,"d":"R0.00"},{"v":0,"d":"R0.00"},{"v":0,"d":"R0.00"},null,null,{"v":0,"d":"R0.00"},{"v":0,"d":"R0.00"},{"v":0,"d":"R0.00"},null,null,{"v":0,"d":"R0.00"},{"v":0,"d":"R0.00"},{"v":0,"d":"R0.00"}]
["3.2.166",1760,"3 Phase - H-Pole / 3,5m Wood X-arm – Intermediate - 0° Deviation -With Spark Gap Device RX","Ea",{"$nulls":3},{"v":0,"d":"R0.00"},{"v":0,"d":"R0.00"},{"v":0,"d":"R0.00"},null,null,{"v":0,"d":"R0.00"},{"v":0,"d":"R0.00"},{"v":0,"d":"R0.00"},null,null,{"v":0,"d":"R0.00"},{"v":0,"d":"R0.00"},{"v":0,"d":"R0.00"},null,null,{"v":0,"d":"R0.00"},{"v":0,"d":"R0.00"},{"v":0,"d":"R0.00"}]
["3.2.167",1763,"3 Phase - H-Pole / 3,5m Wood X-arm - Strain - 0° Deviation ","Ea",{"$nulls":3},{"v":0,"d":"R0.00"},{"v":0,"d":"R0.00"},{"v":0,"d":"R0.00"},null,null,{"v":0,"d":"R0.00"},{"v":0,"d":"R0.00"},{"v":0,"d":"R0.00"},null,null,{"v":0,"d":"R0.00"},{"v":0,"d":"R0.00"},{"v":0,"d":"R0.00"},null,null,{"v":0,"d":"R0.00"},{"v":0,"d":"R0.00"},{"v":0,"d":"R0.00"}]
["3.2.168",1763,"3 Phase - H-Pole / 3,5m Wood X-arm - Strain - 0° Deviation -RX","Ea",{"$nulls":3},{"v":0,"d":"R0.00"},{"v":0,"d":"R0.00"},{"v":0,"d":"R0.00"},null,null,{"v":0,"d":"R0.00"},{"v":0,"d":"R0.00"},{"v":0,"d":"R0.00"},null,null,{"v":0,"d":"R0.00"},{"v":0,"d":"R0.00"},{"v":0,"d":"R0.00"},null,null,{"v":0,"d":"R0.00"},{"v":0,"d":"R0.00"},{"v":0,"d":"R0.00"}]
["3.2.169",1764,"3 Phase - H-Pole / 3,5m Wood X-arm - Strain - Medium(1°-60°) Deviation ","Ea",{"$nulls":3},{"v":0,"d":"R0.00"},{"v":0,"d":"R0.00"},{"v":0,"d":"R0.00"},null,null,{"v":0,"d":"R0.00"},{"v":0,"d":"R0.00"},{"v":0,"d":"R0.00"},null,null,{"v":0,"d":"R0.00"},{"v":0,"d":"R0.00"},{"v":0,"d":"R0.00"},null,null,{"v":0,"d":"R0.00"},{"v":0,"d":"R0.00"},{"v":0,"d":"R0.00"}]
["3.2.170",1764,"3 Phase - H-Pole / 3,5m Wood X-arm - Strain - Medium(1°-60°) Deviation -RX","Ea",{"$nulls":3},{"v":0,"d":"R0.00"},{"v":0,"d":"R0.00"},{"v":0,"d":"R0.00"},null,null,{"v":0,"d":"R0.00"},{"v":0,"d":"R0.00"},{"v":0,"d":"R0.00"},null,null,{"v":0,"d":"R0.00"},{"v":0,"d":"R0.00"},{"v":0,"d":"R0.00"},null,null,{"v":0,"d":"R0.00"},{"v":0,"d":"R0.00"},{"v":0,"d":"R0.00"}]
["3.2.171",1766,"3 Phase - H-Pole / 3,5m Wood X-arm - Strain - Terminal ","Ea",{"$nulls":3},{"v":0,"d":"R0.00"},{"v":0,"d":"R0.00"},{"v":0,"d":"R0.00"},null,null,{"v":0,"d":"R0.00"},{"v":0,"d":"R0.00"},{"v":0,"d":"R0.00"},null,null,{"v":0,"d":"R0.00"},{"v":0,"d":"R0.00"},{"v":0,"d":"R0.00"},null,null,{"v":0,"d":"R0.00"},{"v":0,"d":"R0.00"},{"v":0,"d":"R0.00"}]
["3.2.172",1766,"3 Phase - H-Pole / 3,5m Wood X-arm - Strain - Terminal -RX","Ea",{"$nulls":3},{"v":0,"d":"R0.00"},{"v":0,"d":"R0.00"},{"v":0,"d":"R0.00"},null,null,{"v":0,"d":"R0.00"},{"v":0,"d":"R0.00"},{"v":0,"d":"R0.00"},null,null,{"v":0,"d":"R0.00"},{"v":0,"d":"R0.00"},{"v":0,"d":"R0.00"},null,null,{"v":0,"d":"R0.00"},{"v":0,"d":"R0.00"},{"v":0,"d":"R0.00"}]
["3.2.173",1767,"3 Phase - H-Pole / 2 x 3,5m Wood X-arm – Strain - 0° Deviation ","Ea",{"$nulls":3},{"v":0,"d":"R0.00"},{"v":0,"d":"R0.00"},{"v":0,"d":"R0.00"},null,null,{"v":0,"d":"R0.00"},{"v":0,"d":"R0.00"},{"v":0,"d":"R0.00"},null,null,{"v":0,"d":"R0.00"},{"v":0,"d":"R0.00"},{"v":0,"d":"R0.00"},null,null,{"v":0,"d":"R0.00"},{"v":0,"d":"R0.00"},{"v":0,"d":"R0.00"}]
["3.2.174",1767,"3 Phase - H-Pole / 2 x 3,5m Wood X-arm – Strain - 0° Deviation -RX","Ea",{"$nulls":3},{"v":0,"d":"R0.00"},{"v":0,"d":"R0.00"},{"v":0,"d":"R0.00"},null,null,{"v":0,"d":"R0.00"},{"v":0,"d":"R0.00"},{"v":0,"d":"R0.00"},null,null,{"v":0,"d":"R0.00"},{"v":0,"d":"R0.00"},{"v":0,"d":"R0.00"},null,null,{"v":0,"d":"R0.00"},{"v":0,"d":"R0.00"},{"v":0,"d":"R0.00"}]
["3.2.175",1768,"3 Phase - H-Pole / 2 x 3,5m Wood X-arm – Strain - Medium(1°-60°) Deviation ","Ea",{"$nulls":3},{"v":0,"d":"R0.00"},{"v":0,"d":"R0.00"},{"v":0,"d":"R0.00"},null,null,{"v":0,"d":"R0.00"},{"v":0,"d":"R0.00"},{"v":0,"d":"R0.00"},null,null,{"v":0,"d":"R0.00"},{"v":0,"d":"R0.00"},{"v":0,"d":"R0.00"},null,null,{"v":0,"d":"R0.00"},{"v":0,"d":"R0.00"},{"v":0,"d":"R0.00"}]
["3.2.176",1768,"3 Phase - H-Pole / 2 x 3,5m Wood X-arm – Strain - Medium(1°-60°) Deviation -RX","Ea",{"$nulls":3},{"v":0,"d":"R0.00"},{"v":0,"d":"R0.00"},{"v":0,"d":"R0.00"},null,null,{"v":0,"d":"R0.00"},{"v":0,"d":"R0.00"},{"v":0,"d":"R0.00"},null,null,{"v":0,"d":"R0.00"},{"v":0,"d":"R0.00"},{"v":0,"d":"R0.00"},null,null,{"v":0,"d":"R0.00"},{"v":0,"d":"R0.00"},{"v":0,"d":"R0.00"}]
["3.2.177",1769,"3 Phase - H-Pole / 2 x 3,5m Wood X-arm - Strain – Terminal ","Ea",{"$nulls":3},{"v":0,"d":"R0.00"},{"v":0,"d":"R0.00"},{"v":0,"d":"R0.00"},null,null,{"v":0,"d":"R0.00"},{"v":0,"d":"R0.00"},{"v":0,"d":"R0.00"},null,null,{"v":0,"d":"R0.00"},{"v":0,"d":"R0.00"},{"v":0,"d":"R0.00"},null,null,{"v":0,"d":"R0.00"},{"v":0,"d":"R0.00"},{"v":0,"d":"R0.00"}]
["3.2.178",1769,"3 Phase - H-Pole / 2 x 3,5m Wood X-arm - Strain – Terminal -RX","Ea",{"$nulls":3},{"v":0,"d":"R0.00"},{"v":0,"d":"R0.00"},{"v":0,"d":"R0.00"},null,null,{"v":0,"d":"R0.00"},{"v":0,"d":"R0.00"},{"v":0,"d":"R0.00"},null,null,{"v":0,"d":"R0.00"},{"v":0,"d":"R0.00"},{"v":0,"d":"R0.00"},null,null,{"v":0,"d":"R0.00"},{"v":0,"d":"R0.00"},{"v":0,"d":"R0.00"}]
["3.2.179",1770,"3 Phase - H-Pole / 4,5m Wood X-arm – Intermediate - 0° Deviation ","Ea",{"$nulls":3},{"v":0,"d":"R0.00"},{"v":0,"d":"R0.00"},{"v":0,"d":"R0.00"},null,null,{"v":0,"d":"R0.00"},{"v":0,"d":"R0.00"},{"v":0,"d":"R0.00"},null,null,{"v":0,"d":"R0.00"},{"v":0,"d":"R0.00"},{"v":0,"d":"R0.00"},null,null,{"v":0,"d":"R0.00"},{"v":0,"d":"R0.00"},{"v":0,"d":"R0.00"}]
["3.2.180",1770,"3 Phase - H-Pole / 4,5m Wood X-arm – Intermediate - 0° Deviation -RX","Ea",{"$nulls":3},{"v":0,"d":"R0.00"},{"v":0,"d":"R0.00"},{"v":0,"d":"R0.00"},null,null,{"v":0,"d":"R0.00"},{"v":0,"d":"R0.00"},{"v":0,"d":"R0.00"},null,null,{"v":0,"d":"R0.00"},{"v":0,"d":"R0.00"},{"v":0,"d":"R0.00"},null,null,{"v":0,"d":"R0.00"},{"v":0,"d":"R0.00"},{"v":0,"d":"R0.00"}]
["3.2.181",1770,"3 Phase - H-Pole / 4,5m Wood X-arm – Intermediate - 0° Deviation - With Spark Gap Device","Ea",{"$nulls":3},{"v":0,"d":"R0.00"},{"v":0,"d":"R0.00"},{"v":0,"d":"R0.00"},null,null,{"v":0,"d":"R0.00"},{"v":0,"d":"R0.00"},{"v":0,"d":"R0.00"},null,null,{"v":0,"d":"R0.00"},{"v":0,"d":"R0.00"},{"v":0,"d":"R0.00"},null,null,{"v":0,"d":"R0.00"},{"v":0,"d":"R0.00"},{"v":0,"d":"R0.00"}]
["3.2.182",1770,"3 Phase - H-Pole / 4,5m Wood X-arm – Intermediate - 0° Deviation - With Spark Gap Device -RX","Ea",{"$nulls":3},{"v":0,"d":"R0.00"},{"v":0,"d":"R0.00"},{"v":0,"d":"R0.00"},null,null,{"v":0,"d":"R0.00"},{"v":0,"d":"R0.00"},{"v":0,"d":"R0.00"},null,null,{"v":0,"d":"R0.00"},{"v":0,"d":"R0.00"},{"v":0,"d":"R0.00"},null,null,{"v":0,"d":"R0.00"},{"v":0,"d":"R0.00"},{"v":0,"d":"R0.00"}]
["3.2.183","1770# (y)","3 Phase - H-Pole / 4,5m Wood X-arm – Intermediate - 0° Deviation ","Ea",{"$nulls":3},{"v":0,"d":"R0.00"},{"v":0,"d":"R0.00"},{"v":0,"d":"R0.00"},null,null,{"v":0,"d":"R0.00"},{"v":0,"d":"R0.00"},{"v":0,"d":"R0.00"},null,null,{"v":0,"d":"R0.00"},{"v":0,"d":"R0.00"},{"v":0,"d":"R0.00"},null,null,{"v":0,"d":"R0.00"},{"v":0,"d":"R0.00"},{"v":0,"d":"R0.00"}]
["3.2.184","1770# (y)","3 Phase - H-Pole / 4,5m Wood X-arm – Intermediate - 0° Deviation -RX","Ea",{"$nulls":3},{"v":0,"d":"R0.00"},{"v":0,"d":"R0.00"},{"v":0,"d":"R0.00"},null,null,{"v":0,"d":"R0.00"},{"v":0,"d":"R0.00"},{"v":0,"d":"R0.00"},null,null,{"v":0,"d":"R0.00"},{"v":0,"d":"R0.00"},{"v":0,"d":"R0.00"},null,null,{"v":0,"d":"R0.00"},{"v":0,"d":"R0.00"},{"v":0,"d":"R0.00"}]
["3.2.185","1770# (y)","3 Phase - H-Pole / 4,5m Wood X-arm – Intermediate - 0° Deviation - With Spark Gap Device","Ea",{"$nulls":3},{"v":0,"d":"R0.00"},{"v":0,"d":"R0.00"},{"v":0,"d":"R0.00"},null,null,{"v":0,"d":"R0.00"},{"v":0,"d":"R0.00"},{"v":0,"d":"R0.00"},null,null,{"v":0,"d":"R0.00"},{"v":0,"d":"R0.00"},{"v":0,"d":"R0.00"},null,null,{"v":0,"d":"R0.00"},{"v":0,"d":"R0.00"},{"v":0,"d":"R0.00"}]
["3.2.186","1770# (y)","3 Phase - H-Pole / 4,5m Wood X-arm – Intermediate - 0° Deviation - With Spark Gap Device -RX","Ea",{"$nulls":3},{"v":0,"d":"R0.00"},{"v":0,"d":"R0.00"},{"v":0,"d":"R0.00"},null,null,{"v":0,"d":"R0.00"},{"v":0,"d":"R0.00"},{"v":0,"d":"R0.00"},null,null,{"v":0,"d":"R0.00"},{"v":0,"d":"R0.00"},{"v":0,"d":"R0.00"},null,null,{"v":0,"d":"R0.00"},{"v":0,"d":"R0.00"},{"v":0,"d":"R0.00"}]
["3.2.187",1771,"3 Phase - H-Pole / 4,5m Wood X-arm – Intermediate - Small(1°-±10°) Deviation ","Ea",{"$nulls":3},{"v":0,"d":"R0.00"},{"v":0,"d":"R0.00"},{"v":0,"d":"R0.00"},null,null,{"v":0,"d":"R0.00"},{"v":0,"d":"R0.00"},{"v":0,"d":"R0.00"},null,null,{"v":0,"d":"R0.00"},{"v":0,"d":"R0.00"},{"v":0,"d":"R0.00"},null,null,{"v":0,"d":"R0.00"},{"v":0,"d":"R0.00"},{"v":0,"d":"R0.00"}]
["3.2.188",1771,"3 Phase - H-Pole / 4,5m Wood X-arm – Intermediate - Small(1°-±10°) Deviation -RX","Ea",{"$nulls":3},{"v":0,"d":"R0.00"},{"v":0,"d":"R0.00"},{"v":0,"d":"R0.00"},null,null,{"v":0,"d":"R0.00"},{"v":0,"d":"R0.00"},{"v":0,"d":"R0.00"},null,null,{"v":0,"d":"R0.00"},{"v":0,"d":"R0.00"},{"v":0,"d":"R0.00"},null,null,{"v":0,"d":"R0.00"},{"v":0,"d":"R0.00"},{"v":0,"d":"R0.00"}]
["3.2.189","1771A","3 Phase - H-Pole / 4,5m Wood X-arm – Intermediate - Small(1°-±5°) Deviation ","Ea",{"$nulls":3},{"v":0,"d":"R0.00"},{"v":0,"d":"R0.00"},{"v":0,"d":"R0.00"},null,null,{"v":0,"d":"R0.00"},{"v":0,"d":"R0.00"},{"v":0,"d":"R0.00"},null,null,{"v":0,"d":"R0.00"},{"v":0,"d":"R0.00"},{"v":0,"d":"R0.00"},null,null,{"v":0,"d":"R0.00"},{"v":0,"d":"R0.00"},{"v":0,"d":"R0.00"}]
["3.2.190","1771A","3 Phase - H-Pole / 4,5m Wood X-arm – Intermediate - Small(1°-±5°) Deviation -RX","Ea",{"$nulls":3},{"v":0,"d":"R0.00"},{"v":0,"d":"R0.00"},{"v":0,"d":"R0.00"},null,null,{"v":0,"d":"R0.00"},{"v":0,"d":"R0.00"},{"v":0,"d":"R0.00"},null,null,{"v":0,"d":"R0.00"},{"v":0,"d":"R0.00"},{"v":0,"d":"R0.00"},null,null,{"v":0,"d":"R0.00"},{"v":0,"d":"R0.00"},{"v":0,"d":"R0.00"}]
["3.2.191",1773,"3 Phase - H-Pole / 4,5m Wood X-arm - Strain - 0° Deviation ","Ea",{"$nulls":3},{"v":0,"d":"R0.00"},{"v":0,"d":"R0.00"},{"v":0,"d":"R0.00"},null,null,{"v":0,"d":"R0.00"},{"v":0,"d":"R0.00"},{"v":0,"d":"R0.00"},null,null,{"v":0,"d":"R0.00"},{"v":0,"d":"R0.00"},{"v":0,"d":"R0.00"},null,null,{"v":0,"d":"R0.00"},{"v":0,"d":"R0.00"},{"v":0,"d":"R0.00"}]
["3.2.192",1773,"3 Phase - H-Pole / 4,5m Wood X-arm - Strain - 0° Deviation-RX ","Ea",{"$nulls":3},{"v":0,"d":"R0.00"},{"v":0,"d":"R0.00"},{"v":0,"d":"R0.00"},null,null,{"v":0,"d":"R0.00"},{"v":0,"d":"R0.00"},{"v":0,"d":"R0.00"},null,null,{"v":0,"d":"R0.00"},{"v":0,"d":"R0.00"},{"v":0,"d":"R0.00"},null,null,{"v":0,"d":"R0.00"},{"v":0,"d":"R0.00"},{"v":0,"d":"R0.00"}]
["3.2.193",1774,"3 Phase – H-Pole / 4,5m Wood X-arm - Strain - Medium(1°-60°) Deviation ","Ea",{"$nulls":3},{"$f":"F215*E215","v":{"v":0,"d":"R0.00"}},{"$f":"E215*G215","v":{"v":0,"d":"R0.00"}},{"$f":"(E215*F215)+(E215*G215)","v":{"v":0,"d":"R0.00"}},null,null,{"v":0,"d":"R0.00"},{"v":0,"d":"R0.00"},{"v":0,"d":"R0.00"},null,null,{"v":0,"d":"R0.00"},{"v":0,"d":"R0.00"},{"v":0,"d":"R0.00"},null,null,{"v":0,"d":"R0.00"},{"v":0,"d":"R0.00"},{"v":0,"d":"R0.00"}]
["3.2.194",1774,"3 Phase – H-Pole / 4,5m Wood X-arm - Strain - Medium(1°-60°) Deviation -RX","Ea",{"$nulls":3},{"v":0,"d":"R0.00"},{"v":0,"d":"R0.00"},{"v":0,"d":"R0.00"},null,null,{"v":0,"d":"R0.00"},{"v":0,"d":"R0.00"},{"v":0,"d":"R0.00"},null,null,{"v":0,"d":"R0.00"},{"v":0,"d":"R0.00"},{"v":0,"d":"R0.00"},null,null,{"v":0,"d":"R0.00"},{"v":0,"d":"R0.00"},{"v":0,"d":"R0.00"}]
["3.2.195","1774A","3 Phase – H-Pole / 4,5m Wood X-arm - Strain - Small (1°-10°) Deviation ","Ea",{"$nulls":3},{"v":0,"d":"R0.00"},{"v":0,"d":"R0.00"},{"v":0,"d":"R0.00"},null,null,{"v":0,"d":"R0.00"},{"v":0,"d":"R0.00"},{"v":0,"d":"R0.00"},null,null,{"v":0,"d":"R0.00"},{"v":0,"d":"R0.00"},{"v":0,"d":"R0.00"},null,null,{"v":0,"d":"R0.00"},{"v":0,"d":"R0.00"},{"v":0,"d":"R0.00"}]
["3.2.196","1774A","3 Phase – H-Pole / 4,5m Wood X-arm - Strain - Small (1°- 10°) Deviation -RX","Ea",{"$nulls":3},{"v":0,"d":"R0.00"},{"v":0,"d":"R0.00"},{"v":0,"d":"R0.00"},null,null,{"v":0,"d":"R0.00"},{"v":0,"d":"R0.00"},{"v":0,"d":"R0.00"},null,null,{"v":0,"d":"R0.00"},{"v":0,"d":"R0.00"},{"v":0,"d":"R0.00"},null,null,{"v":0,"d":"R0.00"},{"v":0,"d":"R0.00"},{"v":0,"d":"R0.00"}]
["3.2.197","1774B","3 Phase – H-Pole / 4,5m Wood X-arm - Strain - Medium (11°- 30°) Deviation ","Ea",{"$nulls":3},{"v":0,"d":"R0.00"},{"v":0,"d":"R0.00"},{"v":0,"d":"R0.00"},null,null,{"v":0,"d":"R0.00"},{"v":0,"d":"R0.00"},{"v":0,"d":"R0.00"},null,null,{"v":0,"d":"R0.00"},{"v":0,"d":"R0.00"},{"v":0,"d":"R0.00"},null,null,{"v":0,"d":"R0.00"},{"v":0,"d":"R0.00"},{"v":0,"d":"R0.00"}]
["3.2.198","1774B","3 Phase – H-Pole / 4,5m Wood X-arm - Strain - Medium (11°- 30°) Deviation -RX","Ea",{"$nulls":3},{"v":0,"d":"R0.00"},{"v":0,"d":"R0.00"},{"v":0,"d":"R0.00"},null,null,{"v":0,"d":"R0.00"},{"v":0,"d":"R0.00"},{"v":0,"d":"R0.00"},null,null,{"v":0,"d":"R0.00"},{"v":0,"d":"R0.00"},{"v":0,"d":"R0.00"},null,null,{"v":0,"d":"R0.00"},{"v":0,"d":"R0.00"},{"v":0,"d":"R0.00"}]
["3.2.199","1774C","3 Phase – H-Pole / 4,5m Wood X-arm - Strain - Large (31°- 60°) Deviation ","Ea",{"$nulls":3},{"v":0,"d":"R0.00"},{"v":0,"d":"R0.00"},{"v":0,"d":"R0.00"},null,null,{"v":0,"d":"R0.00"},{"v":0,"d":"R0.00"},{"v":0,"d":"R0.00"},null,null,{"v":0,"d":"R0.00"},{"v":0,"d":"R0.00"},{"v":0,"d":"R0.00"},null,null,{"v":0,"d":"R0.00"},{"v":0,"d":"R0.00"},{"v":0,"d":"R0.00"}]
["3.2.200","1774C","3 Phase – H-Pole / 4,5m Wood X-arm - Strain - Large (31°- 60°) Deviation -RX","Ea",{"$nulls":3},{"v":0,"d":"R0.00"},{"v":0,"d":"R0.00"},{"v":0,"d":"R0.00"},null,null,{"v":0,"d":"R0.00"},{"v":0,"d":"R0.00"},{"v":0,"d":"R0.00"},null,null,{"v":0,"d":"R0.00"},{"v":0,"d":"R0.00"},{"v":0,"d":"R0.00"},null,null,{"v":0,"d":"R0.00"},{"v":0,"d":"R0.00"},{"v":0,"d":"R0.00"}]
["3.2.201",1776,"3 Phase – H-Pole / 4,5m Wood X-arm - Strain - Terminal ","Ea",{"$nulls":3},{"v":0,"d":"R0.00"},{"v":0,"d":"R0.00"},{"v":0,"d":"R0.00"},null,null,{"v":0,"d":"R0.00"},{"v":0,"d":"R0.00"},{"v":0,"d":"R0.00"},null,null,{"v":0,"d":"R0.00"},{"v":0,"d":"R0.00"},{"v":0,"d":"R0.00"},null,null,{"v":0,"d":"R0.00"},{"v":0,"d":"R0.00"},{"v":0,"d":"R0.00"}]
["3.2.202",1776,"3 Phase – H-Pole / 4,5m Wood X-arm - Strain - Terminal -RX","Ea",{"$nulls":3},{"v":0,"d":"R0.00"},{"v":0,"d":"R0.00"},{"v":0,"d":"R0.00"},null,null,{"v":0,"d":"R0.00"},{"v":0,"d":"R0.00"},{"v":0,"d":"R0.00"},null,null,{"v":0,"d":"R0.00"},{"v":0,"d":"R0.00"},{"v":0,"d":"R0.00"},null,null,{"v":0,"d":"R0.00"},{"v":0,"d":"R0.00"},{"v":0,"d":"R0.00"}]
["3.2.203",1777,"3 Phase – H-Pole / 2 x 4,5m Wood X-arm – Strain - 0° Deviation ","Ea",{"$nulls":3},{"v":0,"d":"R0.00"},{"v":0,"d":"R0.00"},{"v":0,"d":"R0.00"},null,null,{"v":0,"d":"R0.00"},{"v":0,"d":"R0.00"},{"v":0,"d":"R0.00"},null,null,{"v":0,"d":"R0.00"},{"v":0,"d":"R0.00"},{"v":0,"d":"R0.00"},null,null,{"v":0,"d":"R0.00"},{"v":0,"d":"R0.00"},{"v":0,"d":"R0.00"}]
["3.2.204",1777,"3 Phase – H-Pole / 2 x 4,5m Wood X-arm – Strain - 0° Deviation -RX","Ea",{"$nulls":3},{"v":0,"d":"R0.00"},{"v":0,"d":"R0.00"},{"v":0,"d":"R0.00"},null,null,{"v":0,"d":"R0.00"},{"v":0,"d":"R0.00"},{"v":0,"d":"R0.00"},null,null,{"v":0,"d":"R0.00"},{"v":0,"d":"R0.00"},{"v":0,"d":"R0.00"},null,null,{"v":0,"d":"R0.00"},{"v":0,"d":"R0.00"},{"v":0,"d":"R0.00"}]
["3.2.205",1778,"3 Phase – H-Pole / 2 x 4,5m Wood X-arm – Strain – Medium(1°-60°) Deviation ","Ea",{"$nulls":3},{"v":0,"d":"R0.00"},{"v":0,"d":"R0.00"},{"v":0,"d":"R0.00"},null,null,{"v":0,"d":"R0.00"},{"v":0,"d":"R0.00"},{"v":0,"d":"R0.00"},null,null,{"v":0,"d":"R0.00"},{"v":0,"d":"R0.00"},{"v":0,"d":"R0.00"},null,null,{"v":0,"d":"R0.00"},{"v":0,"d":"R0.00"},{"v":0,"d":"R0.00"}]
["3.2.206",1778,"3 Phase – H-Pole / 2 x 4,5m Wood X-arm – Strain – Medium(1°-60°) Deviation -RX","Ea",{"$nulls":3},{"v":0,"d":"R0.00"},{"v":0,"d":"R0.00"},{"v":0,"d":"R0.00"},null,null,{"v":0,"d":"R0.00"},{"v":0,"d":"R0.00"},{"v":0,"d":"R0.00"},null,null,{"v":0,"d":"R0.00"},{"v":0,"d":"R0.00"},{"v":0,"d":"R0.00"},null,null,{"v":0,"d":"R0.00"},{"v":0,"d":"R0.00"},{"v":0,"d":"R0.00"}]
["3.2.207","1778A","3 Phase – H-Pole / 2 x 4,5m Wood X-arm – Strain – Small (1°-10°) Deviation ","Ea",{"$nulls":3},{"v":0,"d":"R0.00"},{"v":0,"d":"R0.00"},{"v":0,"d":"R0.00"},null,null,{"v":0,"d":"R0.00"},{"v":0,"d":"R0.00"},{"v":0,"d":"R0.00"},null,null,{"v":0,"d":"R0.00"},{"v":0,"d":"R0.00"},{"v":0,"d":"R0.00"},null,null,{"v":0,"d":"R0.00"},{"v":0,"d":"R0.00"},{"v":0,"d":"R0.00"}]
["3.2.208","1778A","3 Phase – H-Pole / 2 x 4,5m Wood X-arm – Strain – Small (1°-10°) Deviation -RX","Ea",{"$nulls":3},{"v":0,"d":"R0.00"},{"v":0,"d":"R0.00"},{"v":0,"d":"R0.00"},null,null,{"v":0,"d":"R0.00"},{"v":0,"d":"R0.00"},{"v":0,"d":"R0.00"},null,null,{"v":0,"d":"R0.00"},{"v":0,"d":"R0.00"},{"v":0,"d":"R0.00"},null,null,{"v":0,"d":"R0.00"},{"v":0,"d":"R0.00"},{"v":0,"d":"R0.00"}]
["3.2.209","1778B","3 Phase – H-Pole / 2 x 4,5m Wood X-arm – Strain – Medium (11°-30°) Deviation ","Ea",{"$nulls":3},{"v":0,"d":"R0.00"},{"v":0,"d":"R0.00"},{"v":0,"d":"R0.00"},null,null,{"v":0,"d":"R0.00"},{"v":0,"d":"R0.00"},{"v":0,"d":"R0.00"},null,null,{"v":0,"d":"R0.00"},{"v":0,"d":"R0.00"},{"v":0,"d":"R0.00"},null,null,{"v":0,"d":"R0.00"},{"v":0,"d":"R0.00"},{"v":0,"d":"R0.00"}]
["3.2.210","1778B","3 Phase – H-Pole / 2 x 4,5m Wood X-arm – Strain – Medium (11°-30°) Deviation -RX","Ea",{"$nulls":3},{"v":0,"d":"R0.00"},{"v":0,"d":"R0.00"},{"v":0,"d":"R0.00"},null,null,{"v":0,"d":"R0.00"},{"v":0,"d":"R0.00"},{"v":0,"d":"R0.00"},null,null,{"v":0,"d":"R0.00"},{"v":0,"d":"R0.00"},{"v":0,"d":"R0.00"},null,null,{"v":0,"d":"R0.00"},{"v":0,"d":"R0.00"},{"v":0,"d":"R0.00"}]
["3.2.211","1778C","3 Phase – H-Pole / 2 x 4,5m Wood X-arm – Strain – Large (31°- 60°) Deviation ","Ea",{"$nulls":3},{"v":0,"d":"R0.00"},{"v":0,"d":"R0.00"},{"v":0,"d":"R0.00"},null,null,{"v":0,"d":"R0.00"},{"v":0,"d":"R0.00"},{"v":0,"d":"R0.00"},null,null,{"v":0,"d":"R0.00"},{"v":0,"d":"R0.00"},{"v":0,"d":"R0.00"},null,null,{"v":0,"d":"R0.00"},{"v":0,"d":"R0.00"},{"v":0,"d":"R0.00"}]
["3.2.212","1778C","3 Phase – H-Pole / 2 x 4,5m Wood X-arm – Strain – Large (31°- 60°) Deviation -RX","Ea",{"$nulls":3},{"v":0,"d":"R0.00"},{"v":0,"d":"R0.00"},{"v":0,"d":"R0.00"},null,null,{"v":0,"d":"R0.00"},{"v":0,"d":"R0.00"},{"v":0,"d":"R0.00"},null,null,{"v":0,"d":"R0.00"},{"v":0,"d":"R0.00"},{"v":0,"d":"R0.00"},null,null,{"v":0,"d":"R0.00"},{"v":0,"d":"R0.00"},{"v":0,"d":"R0.00"}]
["3.2.213","1778D","3 Phase – H-Pole / 2 x 4,5m Wood X-arm – Strain – Large (61°- 90°) Deviation ","Ea",{"$nulls":3},{"v":0,"d":"R0.00"},{"v":0,"d":"R0.00"},{"v":0,"d":"R0.00"},null,null,{"v":0,"d":"R0.00"},{"v":0,"d":"R0.00"},{"v":0,"d":"R0.00"},null,null,{"v":0,"d":"R0.00"},{"v":0,"d":"R0.00"},{"v":0,"d":"R0.00"},null,null,{"v":0,"d":"R0.00"},{"v":0,"d":"R0.00"},{"v":0,"d":"R0.00"}]
["3.2.214","1778D","3 Phase – H-Pole / 2 x 4,5m Wood X-arm – Strain – Large (61°- 90°) Deviation -RX","Ea",{"$nulls":3},{"v":0,"d":"R0.00"},{"v":0,"d":"R0.00"},{"v":0,"d":"R0.00"},null,null,{"v":0,"d":"R0.00"},{"v":0,"d":"R0.00"},{"v":0,"d":"R0.00"},null,null,{"v":0,"d":"R0.00"},{"v":0,"d":"R0.00"},{"v":0,"d":"R0.00"},null,null,{"v":0,"d":"R0.00"},{"v":0,"d":"R0.00"},{"v":0,"d":"R0.00"}]
["3.2.215",1779,"3 Phase – H-Pole / 2 x 4,5m Wood X-arm – Strain – Terminal ","Ea",{"$nulls":3},{"v":0,"d":"R0.00"},{"v":0,"d":"R0.00"},{"v":0,"d":"R0.00"},null,null,{"v":0,"d":"R0.00"},{"v":0,"d":"R0.00"},{"v":0,"d":"R0.00"},null,null,{"v":0,"d":"R0.00"},{"v":0,"d":"R0.00"},{"v":0,"d":"R0.00"},null,null,{"v":0,"d":"R0.00"},{"v":0,"d":"R0.00"},{"v":0,"d":"R0.00"}]
["3.2.216",1779,"3 Phase – H-Pole / 2 x 4,5m Wood X-arm – Strain – Terminal-RX ","Ea",{"$nulls":3},{"v":0,"d":"R0.00"},{"v":0,"d":"R0.00"},{"v":0,"d":"R0.00"},null,null,{"v":0,"d":"R0.00"},{"v":0,"d":"R0.00"},{"v":0,"d":"R0.00"},null,null,{"v":0,"d":"R0.00"},{"v":0,"d":"R0.00"},{"v":0,"d":"R0.00"},null,null,{"v":0,"d":"R0.00"},{"v":0,"d":"R0.00"},{"v":0,"d":"R0.00"}]
["3.2.217",1783,"3 Phase – Trips – Strain - 0° Deviation ","Ea",{"$nulls":3},{"v":0,"d":"R0.00"},{"v":0,"d":"R0.00"},{"v":0,"d":"R0.00"},null,null,{"v":0,"d":"R0.00"},{"v":0,"d":"R0.00"},{"v":0,"d":"R0.00"},null,null,{"v":0,"d":"R0.00"},{"v":0,"d":"R0.00"},{"v":0,"d":"R0.00"},null,null,{"v":0,"d":"R0.00"},{"v":0,"d":"R0.00"},{"v":0,"d":"R0.00"}]
["3.2.218",1783,"3 Phase – Trips – Strain - 0° Deviation - RX","Ea",{"$nulls":3},{"v":0,"d":"R0.00"},{"v":0,"d":"R0.00"},{"v":0,"d":"R0.00"},null,null,{"v":0,"d":"R0.00"},{"v":0,"d":"R0.00"},{"v":0,"d":"R0.00"},null,null,{"v":0,"d":"R0.00"},{"v":0,"d":"R0.00"},{"v":0,"d":"R0.00"},null,null,{"v":0,"d":"R0.00"},{"v":0,"d":"R0.00"},{"v":0,"d":"R0.00"}]
["3.2.219",1784,"3 Phase – Trips – Strain - Large(1°-90°) Deviation (Front view) ","Ea",{"$nulls":3},{"v":0,"d":"R0.00"},{"v":0,"d":"R0.00"},{"v":0,"d":"R0.00"},null,null,{"v":0,"d":"R0.00"},{"v":0,"d":"R0.00"},{"v":0,"d":"R0.00"},null,null,{"v":0,"d":"R0.00"},{"v":0,"d":"R0.00"},{"v":0,"d":"R0.00"},null,null,{"v":0,"d":"R0.00"},{"v":0,"d":"R0.00"},{"v":0,"d":"R0.00"}]
["3.2.220",1784,"3 Phase – Trips – Strain - Large(1°-90°) Deviation (Front view) -RX","Ea",{"$nulls":3},{"v":0,"d":"R0.00"},{"v":0,"d":"R0.00"},{"v":0,"d":"R0.00"},null,null,{"v":0,"d":"R0.00"},{"v":0,"d":"R0.00"},{"v":0,"d":"R0.00"},null,null,{"v":0,"d":"R0.00"},{"v":0,"d":"R0.00"},{"v":0,"d":"R0.00"},null,null,{"v":0,"d":"R0.00"},{"v":0,"d":"R0.00"},{"v":0,"d":"R0.00"}]
["3.2.221","1784A","3 Phase – Trips – Strain - Small (1°- 10°) Deviation (Front view) ","Ea",{"$nulls":3},{"v":0,"d":"R0.00"},{"v":0,"d":"R0.00"},{"v":0,"d":"R0.00"},null,null,{"$f":"K243*F243","v":{"v":0,"d":"R0.00"}},{"$f":"L243*G243","v":{"v":0,"d":"R0.00"}},{"$f":"SUM(K243*F243)+(L243*G243)","v":{"v":0,"d":"R0.00"}},null,null,{"$f":"P243*F243","v":{"v":0,"d":"R0.00"}},{"$f":"Q243*G243","v":{"v":0,"d":"R0.00"}},{"$f":"SUM(P243*F243)+(Q243*G243)","v":{"v":0,"d":"R0.00"}},null,null,{"$f":"U243*F243","v":{"v":0,"d":"R0.00"}},{"$f":"V243*G243","v":{"v":0,"d":"R0.00"}},{"$f":"SUM(U243*F243)+(V243*G243)","v":{"v":0,"d":"R0.00"}}]
["3.2.222","1784A","3 Phase – Trips – Strain - Small (1°- 10°) Deviation (Front view) -RX","Ea",{"$nulls":3},{"v":0,"d":"R0.00"},{"v":0,"d":"R0.00"},{"v":0,"d":"R0.00"},null,null,{"v":0,"d":"R0.00"},{"v":0,"d":"R0.00"},{"v":0,"d":"R0.00"},null,null,{"v":0,"d":"R0.00"},{"v":0,"d":"R0.00"},{"v":0,"d":"R0.00"},null,null,{"v":0,"d":"R0.00"},{"v":0,"d":"R0.00"},{"v":0,"d":"R0.00"}]
["3.2.223","1784B","3 Phase – Trips – Strain - Medium (11°- 30°) Deviation (Front view) ","Ea",{"$nulls":3},{"v":0,"d":"R0.00"},{"v":0,"d":"R0.00"},{"v":0,"d":"R0.00"},null,null,{"v":0,"d":"R0.00"},{"v":0,"d":"R0.00"},{"v":0,"d":"R0.00"},null,null,{"v":0,"d":"R0.00"},{"v":0,"d":"R0.00"},{"v":0,"d":"R0.00"},null,null,{"v":0,"d":"R0.00"},{"v":0,"d":"R0.00"},{"v":0,"d":"R0.00"}]
["3.2.224","1784B","3 Phase – Trips – Strain - Medium (11°- 30°) Deviation (Front view) -RX","Ea",{"$nulls":3},{"v":0,"d":"R0.00"},{"v":0,"d":"R0.00"},{"v":0,"d":"R0.00"},null,null,{"v":0,"d":"R0.00"},{"v":0,"d":"R0.00"},{"v":0,"d":"R0.00"},null,null,{"v":0,"d":"R0.00"},{"v":0,"d":"R0.00"},{"v":0,"d":"R0.00"},null,null,{"v":0,"d":"R0.00"},{"v":0,"d":"R0.00"},{"v":0,"d":"R0.00"}]
["3.2.225","1784C","3 Phase – Trips – Strain - Large (31°- 60°) Deviation (Front view) ","Ea",{"$nulls":3},{"v":0,"d":"R0.00"},{"v":0,"d":"R0.00"},{"v":0,"d":"R0.00"},null,null,{"v":0,"d":"R0.00"},{"v":0,"d":"R0.00"},{"v":0,"d":"R0.00"},null,null,{"v":0,"d":"R0.00"},{"v":0,"d":"R0.00"},{"v":0,"d":"R0.00"},null,null,{"v":0,"d":"R0.00"},{"v":0,"d":"R0.00"},{"v":0,"d":"R0.00"}]
["3.2.226","1784C","3 Phase – Trips – Strain - Large (31°- 60°) Deviation (Front view) -RX","Ea",{"$nulls":3},{"v":0,"d":"R0.00"},{"v":0,"d":"R0.00"},{"v":0,"d":"R0.00"},null,null,{"v":0,"d":"R0.00"},{"v":0,"d":"R0.00"},{"v":0,"d":"R0.00"},null,null,{"v":0,"d":"R0.00"},{"v":0,"d":"R0.00"},{"v":0,"d":"R0.00"},null,null,{"v":0,"d":"R0.00"},{"v":0,"d":"R0.00"},{"v":0,"d":"R0.00"}]
["3.2.227","1784D","3 Phase – Trips – Strain - Large (61°- 90°) Deviation (Front view) ","Ea",{"$nulls":3},{"v":0,"d":"R0.00"},{"v":0,"d":"R0.00"},{"v":0,"d":"R0.00"},null,null,{"v":0,"d":"R0.00"},{"v":0,"d":"R0.00"},{"v":0,"d":"R0.00"},null,null,{"v":0,"d":"R0.00"},{"v":0,"d":"R0.00"},{"v":0,"d":"R0.00"},null,null,{"v":0,"d":"R0.00"},{"v":0,"d":"R0.00"},{"v":0,"d":"R0.00"}]
["3.2.228","1784D","3 Phase – Trips – Strain - Large (61°- 90°) Deviation (Front view) -RX","Ea",{"$nulls":3},{"v":0,"d":"R0.00"},{"v":0,"d":"R0.00"},{"v":0,"d":"R0.00"},null,null,{"v":0,"d":"R0.00"},{"v":0,"d":"R0.00"},{"v":0,"d":"R0.00"},null,null,{"v":0,"d":"R0.00"},{"v":0,"d":"R0.00"},{"v":0,"d":"R0.00"},null,null,{"v":0,"d":"R0.00"},{"v":0,"d":"R0.00"},{"v":0,"d":"R0.00"}]
["3.2.229",1785,"MV heavy conductor - 3 phase staggered vertical 800mm spacing intermediate - o° deviation (wood poles)","Ea",{"$nulls":3},{"v":0,"d":"R0.00"},{"v":0,"d":"R0.00"},{"v":0,"d":"R0.00"},null,null,{"v":0,"d":"R0.00"},{"v":0,"d":"R0.00"},{"v":0,"d":"R0.00"},null,null,{"v":0,"d":"R0.00"},{"v":0,"d":"R0.00"},{"v":0,"d":"R0.00"},null,null,{"v":0,"d":"R0.00"},{"v":0,"d":"R0.00"},{"v":0,"d":"R0.00"}]
["3.2.230",1785,"MV heavy conductor - 3 phase staggered vertical 800mm spacing intermediate - o° deviation (wood poles) With Spark Gap Device","Ea",{"$nulls":3},{"v":0,"d":"R0.00"},{"v":0,"d":"R0.00"},{"v":0,"d":"R0.00"},null,null,{"v":0,"d":"R0.00"},{"v":0,"d":"R0.00"},{"v":0,"d":"R0.00"},null,null,{"v":0,"d":"R0.00"},{"v":0,"d":"R0.00"},{"v":0,"d":"R0.00"},null,null,{"v":0,"d":"R0.00"},{"v":0,"d":"R0.00"},{"v":0,"d":"R0.00"}]
["3.2.231",1785,"MV heavy conductor - 3 phase staggered vertical 800mm spacing intermediate - o° deviation (wood poles) - Rx","Ea",{"$nulls":3},{"v":0,"d":"R0.00"},{"v":0,"d":"R0.00"},{"v":0,"d":"R0.00"},null,null,{"v":0,"d":"R0.00"},{"v":0,"d":"R0.00"},{"v":0,"d":"R0.00"},null,null,{"v":0,"d":"R0.00"},{"v":0,"d":"R0.00"},{"v":0,"d":"R0.00"},null,null,{"v":0,"d":"R0.00"},{"v":0,"d":"R0.00"},{"v":0,"d":"R0.00"}]
["3.2.232",1785,"MV heavy conductor - 3 phase staggered vertical 800mm spacing intermediate - o° deviation (wood poles) - Rx With Spark Gap Device","Ea",{"$nulls":3},{"v":0,"d":"R0.00"},{"v":0,"d":"R0.00"},{"v":0,"d":"R0.00"},null,null,{"v":0,"d":"R0.00"},{"v":0,"d":"R0.00"},{"v":0,"d":"R0.00"},null,null,{"v":0,"d":"R0.00"},{"v":0,"d":"R0.00"},{"v":0,"d":"R0.00"},null,null,{"v":0,"d":"R0.00"},{"v":0,"d":"R0.00"},{"v":0,"d":"R0.00"}]
["3.2.233",1786,"MV heavy conductor - 22kv 3 phase - vertical 800mm spacing strain - o° deviation (wood poles)","Ea",{"$nulls":3},{"v":0,"d":"R0.00"},{"v":0,"d":"R0.00"},{"v":0,"d":"R0.00"},null,null,{"v":0,"d":"R0.00"},{"v":0,"d":"R0.00"},{"v":0,"d":"R0.00"},null,null,{"v":0,"d":"R0.00"},{"v":0,"d":"R0.00"},{"v":0,"d":"R0.00"},null,null,{"v":0,"d":"R0.00"},{"v":0,"d":"R0.00"},{"v":0,"d":"R0.00"}]
["3.2.234",1787,"MV heavy conductor - 22kv 3 phase - vertical 800mm spacing strain - o-30° deviation (wood poles)","Ea",{"$nulls":3},{"v":0,"d":"R0.00"},{"v":0,"d":"R0.00"},{"v":0,"d":"R0.00"},null,null,{"v":0,"d":"R0.00"},{"v":0,"d":"R0.00"},{"v":0,"d":"R0.00"},null,null,{"v":0,"d":"R0.00"},{"v":0,"d":"R0.00"},{"v":0,"d":"R0.00"},null,null,{"v":0,"d":"R0.00"},{"v":0,"d":"R0.00"},{"v":0,"d":"R0.00"}]
["3.2.235",1789,"MV heavy conductor - 22kv 3 phase - vertical 800mm spacing strain - terminal (wood poles)","Ea",{"$nulls":3},{"v":0,"d":"R0.00"},{"v":0,"d":"R0.00"},{"v":0,"d":"R0.00"},null,null,{"v":0,"d":"R0.00"},{"v":0,"d":"R0.00"},{"v":0,"d":"R0.00"},null,null,{"v":0,"d":"R0.00"},{"v":0,"d":"R0.00"},{"v":0,"d":"R0.00"},null,null,{"v":0,"d":"R0.00"},{"v":0,"d":"R0.00"},{"v":0,"d":"R0.00"}]
["3.2.236",1790,"Heavy Conductor - 3 Phase H-Pole-3500mm Wooden X-arm Intermediate 0° Deviation","Ea",{"$nulls":3},{"v":0,"d":"R0.00"},{"v":0,"d":"R0.00"},{"v":0,"d":"R0.00"},null,null,{"v":0,"d":"R0.00"},{"v":0,"d":"R0.00"},{"v":0,"d":"R0.00"},null,null,{"v":0,"d":"R0.00"},{"v":0,"d":"R0.00"},{"v":0,"d":"R0.00"},null,null,{"v":0,"d":"R0.00"},{"v":0,"d":"R0.00"},{"v":0,"d":"R0.00"}]
["3.2.237",1790,"Heavy Conductor - 3 Phase H-Pole-3500mm Wooden X-arm Intermediate 0° Deviation With Spark Gap Device","Ea",{"$nulls":3},{"v":0,"d":"R0.00"},{"v":0,"d":"R0.00"},{"v":0,"d":"R0.00"},null,null,{"v":0,"d":"R0.00"},{"v":0,"d":"R0.00"},{"v":0,"d":"R0.00"},null,null,{"v":0,"d":"R0.00"},{"v":0,"d":"R0.00"},{"v":0,"d":"R0.00"},null,null,{"v":0,"d":"R0.00"},{"v":0,"d":"R0.00"},{"v":0,"d":"R0.00"}]
["3.2.238",1790,"Heavy Conductor - 3 Phase H-Pole-3500mm Wooden X-arm Intermediate 0° Deviation Rx","Ea",{"$nulls":3},{"v":0,"d":"R0.00"},{"v":0,"d":"R0.00"},{"v":0,"d":"R0.00"},null,null,{"v":0,"d":"R0.00"},{"v":0,"d":"R0.00"},{"v":0,"d":"R0.00"},null,null,{"v":0,"d":"R0.00"},{"v":0,"d":"R0.00"},{"v":0,"d":"R0.00"},null,null,{"v":0,"d":"R0.00"},{"v":0,"d":"R0.00"},{"v":0,"d":"R0.00"}]
["3.2.239",1790,"Heavy Conductor - 3 Phase H-Pole-3500mm Wooden X-arm Intermediate 0° Deviation Rx With Spark Gap Device","Ea",{"$nulls":3},{"v":0,"d":"R0.00"},{"v":0,"d":"R0.00"},{"v":0,"d":"R0.00"},null,null,{"v":0,"d":"R0.00"},{"v":0,"d":"R0.00"},{"v":0,"d":"R0.00"},null,null,{"v":0,"d":"R0.00"},{"v":0,"d":"R0.00"},{"v":0,"d":"R0.00"},null,null,{"v":0,"d":"R0.00"},{"v":0,"d":"R0.00"},{"v":0,"d":"R0.00"}]
["3.2.240",1791,"MV heavy conductor - 22kv 3 phase - vertical 800mm spacing strain - Large (60°- 90°) Deviation (double wood poles)","Ea",{"$nulls":3},{"v":0,"d":"R0.00"},{"v":0,"d":"R0.00"},{"v":0,"d":"R0.00"},null,null,{"v":0,"d":"R0.00"},{"v":0,"d":"R0.00"},{"v":0,"d":"R0.00"},null,null,{"v":0,"d":"R0.00"},{"v":0,"d":"R0.00"},{"v":0,"d":"R0.00"},null,null,{"v":0,"d":"R0.00"},{"v":0,"d":"R0.00"},{"v":0,"d":"R0.00"}]
["3.2.241",1792,"MV heavy conductor - 22kv 3 phase - vertical 800mm spacing strain - Large (30°- 60°) Deviation (double wood poles)","Ea",{"$nulls":3},{"v":0,"d":"R0.00"},{"v":0,"d":"R0.00"},{"v":0,"d":"R0.00"},null,null,{"v":0,"d":"R0.00"},{"v":0,"d":"R0.00"},{"v":0,"d":"R0.00"},null,null,{"v":0,"d":"R0.00"},{"v":0,"d":"R0.00"},{"v":0,"d":"R0.00"},null,null,{"v":0,"d":"R0.00"},{"v":0,"d":"R0.00"},{"v":0,"d":"R0.00"}]
["3.2.242",1793,"Heavy Conductor H-Pole Suspension Structure","Ea",{"$nulls":3},{"v":0,"d":"R0.00"},{"v":0,"d":"R0.00"},{"v":0,"d":"R0.00"},null,null,{"v":0,"d":"R0.00"},{"v":0,"d":"R0.00"},{"v":0,"d":"R0.00"},null,null,{"v":0,"d":"R0.00"},{"v":0,"d":"R0.00"},{"v":0,"d":"R0.00"},null,null,{"v":0,"d":"R0.00"},{"v":0,"d":"R0.00"},{"v":0,"d":"R0.00"}]
["3.2.243",1793,"Heavy Conductor H-Pole Suspension Structure- With Spark Gap Device","Ea",{"$nulls":3},{"v":0,"d":"R0.00"},{"v":0,"d":"R0.00"},{"v":0,"d":"R0.00"},null,null,{"v":0,"d":"R0.00"},{"v":0,"d":"R0.00"},{"v":0,"d":"R0.00"},null,null,{"v":0,"d":"R0.00"},{"v":0,"d":"R0.00"},{"v":0,"d":"R0.00"},null,null,{"v":0,"d":"R0.00"},{"v":0,"d":"R0.00"},{"v":0,"d":"R0.00"}]
["3.2.244",1794,"Heavy Conductor H-Pole Braced In-Line strain","Ea",{"$nulls":3},{"v":0,"d":"R0.00"},{"v":0,"d":"R0.00"},{"v":0,"d":"R0.00"},null,null,{"v":0,"d":"R0.00"},{"v":0,"d":"R0.00"},{"v":0,"d":"R0.00"},null,null,{"v":0,"d":"R0.00"},{"v":0,"d":"R0.00"},{"v":0,"d":"R0.00"},null,null,{"v":0,"d":"R0.00"},{"v":0,"d":"R0.00"},{"v":0,"d":"R0.00"}]
["3.2.245",1795,"Heavy Conductor H-Pole Braced Angle strain (1-60˚)","Ea",{"$nulls":3},{"v":0,"d":"R0.00"},{"v":0,"d":"R0.00"},{"v":0,"d":"R0.00"},null,null,{"v":0,"d":"R0.00"},{"v":0,"d":"R0.00"},{"v":0,"d":"R0.00"},null,null,{"v":0,"d":"R0.00"},{"v":0,"d":"R0.00"},{"v":0,"d":"R0.00"},null,null,{"v":0,"d":"R0.00"},{"v":0,"d":"R0.00"},{"v":0,"d":"R0.00"}]
["3.2.246",1796,"Heavy Conductor H-Pole Braced Terminal structure","Ea",{"$nulls":3},{"v":0,"d":"R0.00"},{"v":0,"d":"R0.00"},{"v":0,"d":"R0.00"},null,null,{"v":0,"d":"R0.00"},{"v":0,"d":"R0.00"},{"v":0,"d":"R0.00"},null,null,{"v":0,"d":"R0.00"},{"v":0,"d":"R0.00"},{"v":0,"d":"R0.00"},null,null,{"v":0,"d":"R0.00"},{"v":0,"d":"R0.00"},{"v":0,"d":"R0.00"}]
["3.2.247",1873,"3 Phase H-pole /2X4.5m Wooden X-arm Strain Large (60-90˚) Deviation","Ea",{"$nulls":3},{"v":0,"d":"R0.00"},{"v":0,"d":"R0.00"},{"v":0,"d":"R0.00"},null,null,{"v":0,"d":"R0.00"},{"v":0,"d":"R0.00"},{"v":0,"d":"R0.00"},null,null,{"v":0,"d":"R0.00"},{"v":0,"d":"R0.00"},{"v":0,"d":"R0.00"},null,null,{"v":0,"d":"R0.00"},{"v":0,"d":"R0.00"},{"v":0,"d":"R0.00"}]
["3.2.248",1873,"3 Phase H-pole /2X4.5m Wooden X-arm Strain Large (60-90˚) Deviation Rx","Ea",{"$nulls":3},{"v":0,"d":"R0.00"},{"v":0,"d":"R0.00"},{"v":0,"d":"R0.00"},null,null,{"v":0,"d":"R0.00"},{"v":0,"d":"R0.00"},{"v":0,"d":"R0.00"},null,null,{"v":0,"d":"R0.00"},{"v":0,"d":"R0.00"},{"v":0,"d":"R0.00"},null,null,{"v":0,"d":"R0.00"},{"v":0,"d":"R0.00"},{"v":0,"d":"R0.00"}]
["3.2.249","0450","SWER - Take-Off from Intermediate ","Ea",{"$nulls":3},{"v":0,"d":"R0.00"},{"v":0,"d":"R0.00"},{"v":0,"d":"R0.00"},null,null,{"v":0,"d":"R0.00"},{"v":0,"d":"R0.00"},{"v":0,"d":"R0.00"},null,null,{"v":0,"d":"R0.00"},{"v":0,"d":"R0.00"},{"v":0,"d":"R0.00"},null,null,{"v":0,"d":"R0.00"},{"v":0,"d":"R0.00"},{"v":0,"d":"R0.00"}]
["3.2.250","0450","SWER - Take-Off from Intermediate - Rx","Ea",{"$nulls":3},{"v":0,"d":"R0.00"},{"v":0,"d":"R0.00"},{"v":0,"d":"R0.00"},null,null,{"v":0,"d":"R0.00"},{"v":0,"d":"R0.00"},{"v":0,"d":"R0.00"},null,null,{"v":0,"d":"R0.00"},{"v":0,"d":"R0.00"},{"v":0,"d":"R0.00"},null,null,{"v":0,"d":"R0.00"},{"v":0,"d":"R0.00"},{"v":0,"d":"R0.00"}]
["3.2.251","0450","SWER - Take-Off from strain","Ea",{"$nulls":3},{"v":0,"d":"R0.00"},{"v":0,"d":"R0.00"},{"v":0,"d":"R0.00"},null,null,{"v":0,"d":"R0.00"},{"v":0,"d":"R0.00"},{"v":0,"d":"R0.00"},null,null,{"v":0,"d":"R0.00"},{"v":0,"d":"R0.00"},{"v":0,"d":"R0.00"},null,null,{"v":0,"d":"R0.00"},{"v":0,"d":"R0.00"},{"v":0,"d":"R0.00"}]
["3.2.252","0450","SWER - Take-Off from strain - Rx","Ea",{"$nulls":3},{"v":0,"d":"R0.00"},{"v":0,"d":"R0.00"},{"v":0,"d":"R0.00"},null,null,{"v":0,"d":"R0.00"},{"v":0,"d":"R0.00"},{"v":0,"d":"R0.00"},null,null,{"v":0,"d":"R0.00"},{"v":0,"d":"R0.00"},{"v":0,"d":"R0.00"},null,null,{"v":0,"d":"R0.00"},{"v":0,"d":"R0.00"},{"v":0,"d":"R0.00"}]
["3.2.253","0451","SWER - Take-Off With Earthwire from Intermediate ","Ea",{"$nulls":3},{"v":0,"d":"R0.00"},{"v":0,"d":"R0.00"},{"v":0,"d":"R0.00"},null,null,{"v":0,"d":"R0.00"},{"v":0,"d":"R0.00"},{"v":0,"d":"R0.00"},null,null,{"v":0,"d":"R0.00"},{"v":0,"d":"R0.00"},{"v":0,"d":"R0.00"},null,null,{"v":0,"d":"R0.00"},{"v":0,"d":"R0.00"},{"v":0,"d":"R0.00"}]
["3.2.254","0451","SWER - Take-Off With Earthwire from Intermediate - Rx","Ea",{"$nulls":3},{"v":0,"d":"R0.00"},{"v":0,"d":"R0.00"},{"v":0,"d":"R0.00"},null,null,{"v":0,"d":"R0.00"},{"v":0,"d":"R0.00"},{"v":0,"d":"R0.00"},null,null,{"v":0,"d":"R0.00"},{"v":0,"d":"R0.00"},{"v":0,"d":"R0.00"},null,null,{"v":0,"d":"R0.00"},{"v":0,"d":"R0.00"},{"v":0,"d":"R0.00"}]
["3.2.255","0451","SWER - Take-Off With Earthwire from strain","Ea",{"$nulls":3},{"v":0,"d":"R0.00"},{"v":0,"d":"R0.00"},{"v":0,"d":"R0.00"},null,null,{"v":0,"d":"R0.00"},{"v":0,"d":"R0.00"},{"v":0,"d":"R0.00"},null,null,{"v":0,"d":"R0.00"},{"v":0,"d":"R0.00"},{"v":0,"d":"R0.00"},null,null,{"v":0,"d":"R0.00"},{"v":0,"d":"R0.00"},{"v":0,"d":"R0.00"}]
["3.2.256","0451","SWER - Take-Off With Earthwire from strain - Rx","Ea",{"$nulls":3},{"v":0,"d":"R0.00"},{"v":0,"d":"R0.00"},{"v":0,"d":"R0.00"},null,null,{"v":0,"d":"R0.00"},{"v":0,"d":"R0.00"},{"v":0,"d":"R0.00"},null,null,{"v":0,"d":"R0.00"},{"v":0,"d":"R0.00"},{"v":0,"d":"R0.00"},null,null,{"v":0,"d":"R0.00"},{"v":0,"d":"R0.00"},{"v":0,"d":"R0.00"}]
["3.2.257",1801,"3 Phase Take-off – Vertical 600mm Spacing","Ea",{"$nulls":3},{"$f":"F279*E279","v":{"v":0,"d":"R0.00"}},{"$f":"E279*G279","v":{"v":0,"d":"R0.00"}},{"$f":"(E279*F279)+(E279*G279)","v":{"v":0,"d":"R0.00"}},null,null,{"v":0,"d":"R0.00"},{"v":0,"d":"R0.00"},{"v":0,"d":"R0.00"},null,null,{"v":0,"d":"R0.00"},{"v":0,"d":"R0.00"},{"v":0,"d":"R0.00"},null,null,{"v":0,"d":"R0.00"},{"v":0,"d":"R0.00"},{"v":0,"d":"R0.00"}]
["3.2.258",1801,"3 Phase Take-off – Vertical 600mm Spacing Rx","Ea",{"$nulls":3},{"v":0,"d":"R0.00"},{"v":0,"d":"R0.00"},{"v":0,"d":"R0.00"},null,null,{"v":0,"d":"R0.00"},{"v":0,"d":"R0.00"},{"v":0,"d":"R0.00"},null,null,{"v":0,"d":"R0.00"},{"v":0,"d":"R0.00"},{"v":0,"d":"R0.00"},null,null,{"v":0,"d":"R0.00"},{"v":0,"d":"R0.00"},{"v":0,"d":"R0.00"}]
["3.2.259",1804,"3 Phase Take-off - 2,5m Wooden X-arm","Ea",{"$nulls":3},{"v":0,"d":"R0.00"},{"v":0,"d":"R0.00"},{"v":0,"d":"R0.00"},null,null,{"v":0,"d":"R0.00"},{"v":0,"d":"R0.00"},{"v":0,"d":"R0.00"},null,null,{"v":0,"d":"R0.00"},{"v":0,"d":"R0.00"},{"v":0,"d":"R0.00"},null,null,{"v":0,"d":"R0.00"},{"v":0,"d":"R0.00"},{"v":0,"d":"R0.00"}]
["3.2.260",1804,"3 Phase Take-off - 2,5m Wooden X-arm-RX","Ea",{"$nulls":3},{"v":0,"d":"R0.00"},{"v":0,"d":"R0.00"},{"v":0,"d":"R0.00"},null,null,{"v":0,"d":"R0.00"},{"v":0,"d":"R0.00"},{"v":0,"d":"R0.00"},null,null,{"v":0,"d":"R0.00"},{"v":0,"d":"R0.00"},{"v":0,"d":"R0.00"},null,null,{"v":0,"d":"R0.00"},{"v":0,"d":"R0.00"},{"v":0,"d":"R0.00"}]
["3.2.261",1805,"3 Phase Take-off - 2 x 2,5m Wooden X-arm","Ea",{"$nulls":3},{"v":0,"d":"R0.00"},{"v":0,"d":"R0.00"},{"v":0,"d":"R0.00"},null,null,{"v":0,"d":"R0.00"},{"v":0,"d":"R0.00"},{"v":0,"d":"R0.00"},null,null,{"v":0,"d":"R0.00"},{"v":0,"d":"R0.00"},{"v":0,"d":"R0.00"},null,null,{"v":0,"d":"R0.00"},{"v":0,"d":"R0.00"},{"v":0,"d":"R0.00"}]
["3.2.262",1805,"3 Phase Take-off - 2 x 2,5m Wooden X-arm-RX","Ea",{"$nulls":3},{"v":0,"d":"R0.00"},{"v":0,"d":"R0.00"},{"v":0,"d":"R0.00"},null,null,{"v":0,"d":"R0.00"},{"v":0,"d":"R0.00"},{"v":0,"d":"R0.00"},null,null,{"v":0,"d":"R0.00"},{"v":0,"d":"R0.00"},{"v":0,"d":"R0.00"},null,null,{"v":0,"d":"R0.00"},{"v":0,"d":"R0.00"},{"v":0,"d":"R0.00"}]
["3.2.263",1806,"3 Phase Take-off - H-Pole (3,5m Wooden X-arm)","Ea",{"$nulls":3},{"v":0,"d":"R0.00"},{"v":0,"d":"R0.00"},{"v":0,"d":"R0.00"},null,null,{"v":0,"d":"R0.00"},{"v":0,"d":"R0.00"},{"v":0,"d":"R0.00"},null,null,{"v":0,"d":"R0.00"},{"v":0,"d":"R0.00"},{"v":0,"d":"R0.00"},null,null,{"v":0,"d":"R0.00"},{"v":0,"d":"R0.00"},{"v":0,"d":"R0.00"}]
["3.2.264",1806,"3 Phase Take-off - H-Pole (3,5m Wooden X-arm)-RX","Ea",{"$nulls":3},{"v":0,"d":"R0.00"},{"v":0,"d":"R0.00"},{"v":0,"d":"R0.00"},null,null,{"v":0,"d":"R0.00"},{"v":0,"d":"R0.00"},{"v":0,"d":"R0.00"},null,null,{"v":0,"d":"R0.00"},{"v":0,"d":"R0.00"},{"v":0,"d":"R0.00"},null,null,{"v":0,"d":"R0.00"},{"v":0,"d":"R0.00"},{"v":0,"d":"R0.00"}]
["3.2.265",1807,"3 Phase Take-off - H-Pole (2 x 3,5m Wooden X-arm) ","Ea",{"$nulls":3},{"v":0,"d":"R0.00"},{"v":0,"d":"R0.00"},{"v":0,"d":"R0.00"},null,null,{"v":0,"d":"R0.00"},{"v":0,"d":"R0.00"},{"v":0,"d":"R0.00"},null,null,{"v":0,"d":"R0.00"},{"v":0,"d":"R0.00"},{"v":0,"d":"R0.00"},null,null,{"v":0,"d":"R0.00"},{"v":0,"d":"R0.00"},{"v":0,"d":"R0.00"}]
["3.2.266",1807,"3 Phase Take-off - H-Pole (2 x 3,5m Wooden X-arm) -RX","Ea",{"$nulls":3},{"v":0,"d":"R0.00"},{"v":0,"d":"R0.00"},{"v":0,"d":"R0.00"},null,null,{"v":0,"d":"R0.00"},{"v":0,"d":"R0.00"},{"v":0,"d":"R0.00"},null,null,{"v":0,"d":"R0.00"},{"v":0,"d":"R0.00"},{"v":0,"d":"R0.00"},null,null,{"v":0,"d":"R0.00"},{"v":0,"d":"R0.00"},{"v":0,"d":"R0.00"}]
["3.2.267",1811,"Phase / phase Take-off – Vertical (600mm spacing)","Ea",{"$nulls":3},{"v":0,"d":"R0.00"},{"v":0,"d":"R0.00"},{"v":0,"d":"R0.00"},null,null,{"v":0,"d":"R0.00"},{"v":0,"d":"R0.00"},{"v":0,"d":"R0.00"},null,null,{"v":0,"d":"R0.00"},{"v":0,"d":"R0.00"},{"v":0,"d":"R0.00"},null,null,{"v":0,"d":"R0.00"},{"v":0,"d":"R0.00"},{"v":0,"d":"R0.00"}]
["3.2.268",1811,"Phase / phase Take-off – Vertical (600mm spacing)-RX","Ea",{"$nulls":3},{"v":0,"d":"R0.00"},{"v":0,"d":"R0.00"},{"v":0,"d":"R0.00"},null,null,{"v":0,"d":"R0.00"},{"v":0,"d":"R0.00"},{"v":0,"d":"R0.00"},null,null,{"v":0,"d":"R0.00"},{"v":0,"d":"R0.00"},{"v":0,"d":"R0.00"},null,null,{"v":0,"d":"R0.00"},{"v":0,"d":"R0.00"},{"v":0,"d":"R0.00"}]
["3.2.269",1814,"Phase / phase Take-off - 2,5m Wooden X-arm","Ea",{"$nulls":3},{"v":0,"d":"R0.00"},{"v":0,"d":"R0.00"},{"v":0,"d":"R0.00"},null,null,{"v":0,"d":"R0.00"},{"v":0,"d":"R0.00"},{"v":0,"d":"R0.00"},null,null,{"v":0,"d":"R0.00"},{"v":0,"d":"R0.00"},{"v":0,"d":"R0.00"},null,null,{"v":0,"d":"R0.00"},{"v":0,"d":"R0.00"},{"v":0,"d":"R0.00"}]
["3.2.270",1814,"Phase / phase Take-off - 2,5m Wooden X-arm-RX","Ea",{"$nulls":3},{"v":0,"d":"R0.00"},{"v":0,"d":"R0.00"},{"v":0,"d":"R0.00"},null,null,{"v":0,"d":"R0.00"},{"v":0,"d":"R0.00"},{"v":0,"d":"R0.00"},null,null,{"v":0,"d":"R0.00"},{"v":0,"d":"R0.00"},{"v":0,"d":"R0.00"},null,null,{"v":0,"d":"R0.00"},{"v":0,"d":"R0.00"},{"v":0,"d":"R0.00"}]
["3.2.271",1815,"Phase / phase Take-off - 2 x 2,5m Wooden X-arm","Ea",{"$nulls":3},{"v":0,"d":"R0.00"},{"v":0,"d":"R0.00"},{"v":0,"d":"R0.00"},null,null,{"v":0,"d":"R0.00"},{"v":0,"d":"R0.00"},{"v":0,"d":"R0.00"},null,null,{"v":0,"d":"R0.00"},{"v":0,"d":"R0.00"},{"v":0,"d":"R0.00"},null,null,{"v":0,"d":"R0.00"},{"v":0,"d":"R0.00"},{"v":0,"d":"R0.00"}]
["3.2.272",1815,"Phase / phase Take-off - 2 x 2,5m Wooden X-arm-RX","Ea",{"$nulls":3},{"v":0,"d":"R0.00"},{"v":0,"d":"R0.00"},{"v":0,"d":"R0.00"},null,null,{"v":0,"d":"R0.00"},{"v":0,"d":"R0.00"},{"v":0,"d":"R0.00"},null,null,{"v":0,"d":"R0.00"},{"v":0,"d":"R0.00"},{"v":0,"d":"R0.00"},null,null,{"v":0,"d":"R0.00"},{"v":0,"d":"R0.00"},{"v":0,"d":"R0.00"}]
["3.2.273",1816,"Phase / phase Take-off - H-Pole (3,5m Wooden X-arm)","Ea",{"$nulls":3},{"v":0,"d":"R0.00"},{"v":0,"d":"R0.00"},{"v":0,"d":"R0.00"},null,null,{"v":0,"d":"R0.00"},{"v":0,"d":"R0.00"},{"v":0,"d":"R0.00"},null,null,{"v":0,"d":"R0.00"},{"v":0,"d":"R0.00"},{"v":0,"d":"R0.00"},null,null,{"v":0,"d":"R0.00"},{"v":0,"d":"R0.00"},{"v":0,"d":"R0.00"}]
["3.2.274",1816,"Phase / phase Take-off - H-Pole (3,5m Wooden X-arm)-RX","Ea",{"$nulls":3},{"v":0,"d":"R0.00"},{"v":0,"d":"R0.00"},{"v":0,"d":"R0.00"},null,null,{"v":0,"d":"R0.00"},{"v":0,"d":"R0.00"},{"v":0,"d":"R0.00"},null,null,{"v":0,"d":"R0.00"},{"v":0,"d":"R0.00"},{"v":0,"d":"R0.00"},null,null,{"v":0,"d":"R0.00"},{"v":0,"d":"R0.00"},{"v":0,"d":"R0.00"}]
["3.2.275",1817,"Phase / phase Take-off - H-Pole (2 x 3,5m Wooden X-arm) ","Ea",{"$nulls":3},{"v":0,"d":"R0.00"},{"v":0,"d":"R0.00"},{"v":0,"d":"R0.00"},null,null,{"v":0,"d":"R0.00"},{"v":0,"d":"R0.00"},{"v":0,"d":"R0.00"},null,null,{"v":0,"d":"R0.00"},{"v":0,"d":"R0.00"},{"v":0,"d":"R0.00"},null,null,{"v":0,"d":"R0.00"},{"v":0,"d":"R0.00"},{"v":0,"d":"R0.00"}]
["3.2.276",1817,"Phase / phase Take-off - H-Pole (2 x 3,5m Wooden X-arm) -RX","Ea",{"$nulls":3},{"v":0,"d":"R0.00"},{"v":0,"d":"R0.00"},{"v":0,"d":"R0.00"},null,null,{"v":0,"d":"R0.00"},{"v":0,"d":"R0.00"},{"v":0,"d":"R0.00"},null,null,{"v":0,"d":"R0.00"},{"v":0,"d":"R0.00"},{"v":0,"d":"R0.00"},null,null,{"v":0,"d":"R0.00"},{"v":0,"d":"R0.00"},{"v":0,"d":"R0.00"}]
["3.2.277","ER00227-17-16(use latest Revision)","Erect goal posts, supply and erect temporary structures and traffic signs and regulate traffic during construction for all road crossings/railways crossings. ","Ea",{"$nulls":3},{"v":0,"d":"R0.00"},{"v":0,"d":"R0.00"},{"v":0,"d":"R0.00"},null,null,{"v":0,"d":"R0.00"},{"v":0,"d":"R0.00"},{"v":0,"d":"R0.00"},null,null,{"v":0,"d":"R0.00"},{"v":0,"d":"R0.00"},{"v":0,"d":"R0.00"},null,null,{"v":0,"d":"R0.00"},{"v":0,"d":"R0.00"},{"v":0,"d":"R0.00"}]
["MISCELLANEOUS","Allow for the following end items to be applied."]
[3.3]
["3.3.1",3053,"Bird diverter (yellow or black)","Ea",{"$nulls":3},{"$f":"F302*E302","v":{"v":0,"d":"R0.00"}},{"$f":"E302*G302","v":{"v":0,"d":"R0.00"}},{"$f":"(E302*F302)+(E302*G302)","v":{"v":0,"d":"R0.00"}},null,null,{"v":0,"d":"R0.00"},{"v":0,"d":"R0.00"},{"v":0,"d":"R0.00"},null,null,{"v":0,"d":"R0.00"},{"v":0,"d":"R0.00"},{"v":0,"d":"R0.00"},null,null,{"v":0,"d":"R0.00"},{"v":0,"d":"R0.00"},{"v":0,"d":"R0.00"}]
["3.3.2",3175,"Damper,vibrat spiral","Ea",{"$nulls":3},{"v":0,"d":"R0.00"},{"v":0,"d":"R0.00"},{"v":0,"d":"R0.00"},null,null,{"v":0,"d":"R0.00"},{"v":0,"d":"R0.00"},{"v":0,"d":"R0.00"},null,null,{"v":0,"d":"R0.00"},{"v":0,"d":"R0.00"},{"v":0,"d":"R0.00"},null,null,{"v":0,"d":"R0.00"},{"v":0,"d":"R0.00"},{"v":0,"d":"R0.00"}]
["3.3.3",3073,"Joint, M/Span Mink/Pine I/C ","Ea",{"$nulls":3},{"v":0,"d":"R0.00"},{"v":0,"d":"R0.00"},{"v":0,"d":"R0.00"},null,null,{"v":0,"d":"R0.00"},{"v":0,"d":"R0.00"},{"v":0,"d":"R0.00"},null,null,{"v":0,"d":"R0.00"},{"v":0,"d":"R0.00"},{"v":0,"d":"R0.00"},null,null,{"v":0,"d":"R0.00"},{"v":0,"d":"R0.00"},{"v":0,"d":"R0.00"}]
["3.3.4",3073,"Joint, M/Span Hare/Oak I/C","Ea",{"$nulls":3},{"v":0,"d":"R0.00"},{"v":0,"d":"R0.00"},{"v":0,"d":"R0.00"},null,null,{"v":0,"d":"R0.00"},{"v":0,"d":"R0.00"},{"v":0,"d":"R0.00"},null,null,{"v":0,"d":"R0.00"},{"v":0,"d":"R0.00"},{"v":0,"d":"R0.00"},null,null,{"v":0,"d":"R0.00"},{"v":0,"d":"R0.00"},{"v":0,"d":"R0.00"}]
["3.3.5",3073,"Joint, M/Span Fox /35 I/C","Ea",{"$nulls":3},{"v":0,"d":"R0.00"},{"v":0,"d":"R0.00"},{"v":0,"d":"R0.00"},null,null,{"v":0,"d":"R0.00"},{"v":0,"d":"R0.00"},{"v":0,"d":"R0.00"},null,null,{"v":0,"d":"R0.00"},{"v":0,"d":"R0.00"},{"v":0,"d":"R0.00"},null,null,{"v":0,"d":"R0.00"},{"v":0,"d":"R0.00"},{"v":0,"d":"R0.00"}]
["3.3.6",3228,"Joint, Full Ten Auto Hare/Oak ","Ea",{"$nulls":3},{"v":0,"d":"R0.00"},{"v":0,"d":"R0.00"},{"v":0,"d":"R0.00"},null,null,{"$f":"K307*F307","v":{"v":0,"d":"R0.00"}},{"$f":"L307*G307","v":{"v":0,"d":"R0.00"}},{"$f":"SUM(K307*F307)+(L307*G307)","v":{"v":0,"d":"R0.00"}},null,null,{"$f":"P307*F307","v":{"v":0,"d":"R0.00"}},{"$f":"Q307*G307","v":{"v":0,"d":"R0.00"}},{"$f":"SUM(P307*F307)+(Q307*G307)","v":{"v":0,"d":"R0.00"}},null,null,{"$f":"U307*F307","v":{"v":0,"d":"R0.00"}},{"$f":"V307*G307","v":{"v":0,"d":"R0.00"}},{"$f":"SUM(U307*F307)+(V307*G307)","v":{"v":0,"d":"R0.00"}}]
["3.3.7",3228,"Joint, Full Ten Auto 5.82 TO 8.64mm ","Ea",{"$nulls":3},{"v":0,"d":"R0.00"},{"v":0,"d":"R0.00"},{"v":0,"d":"R0.00"},null,null,{"v":0,"d":"R0.00"},{"v":0,"d":"R0.00"},{"v":0,"d":"R0.00"},null,null,{"v":0,"d":"R0.00"},{"v":0,"d":"R0.00"},{"v":0,"d":"R0.00"},null,null,{"v":0,"d":"R0.00"},{"v":0,"d":"R0.00"},{"v":0,"d":"R0.00"}]
["3.3.8",3228,"Joint, Full Ten Auto Mink/Pine ","Ea",{"$nulls":3},{"v":0,"d":"R0.00"},{"v":0,"d":"R0.00"},{"v":0,"d":"R0.00"},null,null,{"v":0,"d":"R0.00"},{"v":0,"d":"R0.00"},{"v":0,"d":"R0.00"},null,null,{"v":0,"d":"R0.00"},{"v":0,"d":"R0.00"},{"v":0,"d":"R0.00"},null,null,{"v":0,"d":"R0.00"},{"v":0,"d":"R0.00"},{"v":0,"d":"R0.00"}]
["3.3.9",7028,"Set: Device warning-Aircraft warning 8.87-13.55;2","set",{"$nulls":3},{"v":0,"d":"R0.00"},{"v":0,"d":"R0.00"},{"v":0,"d":"R0.00"},null,null,{"v":0,"d":"R0.00"},{"v":0,"d":"R0.00"},{"v":0,"d":"R0.00"},null,null,{"v":0,"d":"R0.00"},{"v":0,"d":"R0.00"},{"v":0,"d":"R0.00"},null,null,{"v":0,"d":"R0.00"},{"v":0,"d":"R0.00"},{"v":0,"d":"R0.00"}]
["3.3.10",7028,"Set: Device warning -Aircraft warning 7.35-14.16;2","set",{"$nulls":3},{"v":0,"d":"R0.00"},{"v":0,"d":"R0.00"},{"v":0,"d":"R0.00"},null,null,{"v":0,"d":"R0.00"},{"v":0,"d":"R0.00"},{"v":0,"d":"R0.00"},null,null,{"v":0,"d":"R0.00"},{"v":0,"d":"R0.00"},{"v":0,"d":"R0.00"},null,null,{"v":0,"d":"R0.00"},{"v":0,"d":"R0.00"},{"v":0,"d":"R0.00"}]
["3.3.11",7028,"Set: Device warning-Aircraft warning 18.13-23.88;2","set",{"$nulls":3},{"v":0,"d":"R0.00"},{"v":0,"d":"R0.00"},{"v":0,"d":"R0.00"},null,null,{"v":0,"d":"R0.00"},{"v":0,"d":"R0.00"},{"v":0,"d":"R0.00"},null,null,{"v":0,"d":"R0.00"},{"v":0,"d":"R0.00"},{"v":0,"d":"R0.00"},null,null,{"v":0,"d":"R0.00"},{"v":0,"d":"R0.00"},{"v":0,"d":"R0.00"}]
["3.3.12",3049,"Aluminium pole tag 25x150mm with pole number","Ea",{"$nulls":3},{"v":0,"d":"R0.00"},{"v":0,"d":"R0.00"},{"v":0,"d":"R0.00"},null,null,{"v":0,"d":"R0.00"},{"v":0,"d":"R0.00"},{"v":0,"d":"R0.00"},null,null,{"v":0,"d":"R0.00"},{"v":0,"d":"R0.00"},{"v":0,"d":"R0.00"},null,null,{"v":0,"d":"R0.00"},{"v":0,"d":"R0.00"},{"v":0,"d":"R0.00"}]
["3.3.13","0310","Re-instate broken/damage bonding & BIL on existing structure ","Ea",{"$nulls":3},{"v":0,"d":"R0.00"},{"v":0,"d":"R0.00"},{"v":0,"d":"R0.00"},null,null,{"v":0,"d":"R0.00"},{"v":0,"d":"R0.00"},{"v":0,"d":"R0.00"},null,null,{"v":0,"d":"R0.00"},{"v":0,"d":"R0.00"},{"v":0,"d":"R0.00"},null,null,{"v":0,"d":"R0.00"},{"v":0,"d":"R0.00"},{"v":0,"d":"R0.00"}]
["3.3.14","310","Re-instate broken/damage bonding & BIL on existing structure - With Spark Gap Device","Ea",{"$nulls":3},{"v":0,"d":"R0.00"},{"v":0,"d":"R0.00"},{"v":0,"d":"R0.00"},null,null,{"v":0,"d":"R0.00"},{"v":0,"d":"R0.00"},{"v":0,"d":"R0.00"},null,null,{"v":0,"d":"R0.00"},{"v":0,"d":"R0.00"},{"v":0,"d":"R0.00"},null,null,{"v":0,"d":"R0.00"},{"v":0,"d":"R0.00"},{"v":0,"d":"R0.00"}]
["3.3.15",250,"Insulator conductor assembly strain thimble/helical dead end only","Ea",{"$nulls":3},{"v":0,"d":"R0.00"},{"v":0,"d":"R0.00"},{"v":0,"d":"R0.00"},null,null,{"v":0,"d":"R0.00"},{"v":0,"d":"R0.00"},{"v":0,"d":"R0.00"},null,null,{"v":0,"d":"R0.00"},{"v":0,"d":"R0.00"},{"v":0,"d":"R0.00"},null,null,{"v":0,"d":"R0.00"},{"v":0,"d":"R0.00"},{"v":0,"d":"R0.00"}]
["3.3.16",251,"Insulator/conductor assembly- strain pistol grip only","Ea",{"$nulls":3},{"v":0,"d":"R0.00"},{"v":0,"d":"R0.00"},{"v":0,"d":"R0.00"},null,null,{"v":0,"d":"R0.00"},{"v":0,"d":"R0.00"},{"v":0,"d":"R0.00"},null,null,{"v":0,"d":"R0.00"},{"v":0,"d":"R0.00"},{"v":0,"d":"R0.00"},null,null,{"v":0,"d":"R0.00"},{"v":0,"d":"R0.00"},{"v":0,"d":"R0.00"}]
["3.3.17",253,"Insulator/conductor assembly-suspension - cradle clamp and armour rods","Ea",{"$nulls":3},{"v":0,"d":"R0.00"},{"v":0,"d":"R0.00"},{"v":0,"d":"R0.00"},null,null,{"v":0,"d":"R0.00"},{"v":0,"d":"R0.00"},{"v":0,"d":"R0.00"},null,null,{"v":0,"d":"R0.00"},{"v":0,"d":"R0.00"},{"v":0,"d":"R0.00"},null,null,{"v":0,"d":"R0.00"},{"v":0,"d":"R0.00"},{"v":0,"d":"R0.00"}]
["3.3.18",256,"MV Insulator/conductor assembly - posts with a wrap lock","Ea",{"$nulls":3},{"v":0,"d":"R0.00"},{"v":0,"d":"R0.00"},{"v":0,"d":"R0.00"},null,null,{"v":0,"d":"R0.00"},{"v":0,"d":"R0.00"},{"v":0,"d":"R0.00"},null,null,{"v":0,"d":"R0.00"},{"v":0,"d":"R0.00"},{"v":0,"d":"R0.00"},null,null,{"v":0,"d":"R0.00"},{"v":0,"d":"R0.00"},{"v":0,"d":"R0.00"}]
["3.3.19",256,"MV Insulator/conductor assembly - trunnion line posts cap and preform armour rods","Ea",{"$nulls":3},{"v":0,"d":"R0.00"},{"v":0,"d":"R0.00"},{"v":0,"d":"R0.00"},null,null,{"v":0,"d":"R0.00"},{"v":0,"d":"R0.00"},{"v":0,"d":"R0.00"},null,null,{"v":0,"d":"R0.00"},{"v":0,"d":"R0.00"},{"v":0,"d":"R0.00"},null,null,{"v":0,"d":"R0.00"},{"v":0,"d":"R0.00"},{"v":0,"d":"R0.00"}]
["3.3.20",257,"MV-insulator/conductor assembly - posts - road crossing full wrap top groove tie","Ea",{"$nulls":3},{"v":0,"d":"R0.00"},{"v":0,"d":"R0.00"},{"v":0,"d":"R0.00"},null,null,{"v":0,"d":"R0.00"},{"v":0,"d":"R0.00"},{"v":0,"d":"R0.00"},null,null,{"v":0,"d":"R0.00"},{"v":0,"d":"R0.00"},{"v":0,"d":"R0.00"},null,null,{"v":0,"d":"R0.00"},{"v":0,"d":"R0.00"},{"v":0,"d":"R0.00"}]
["3.3.21",259,"Side groove tie post insulator/conductor assembly","Ea",{"$nulls":3},{"v":0,"d":"R0.00"},{"v":0,"d":"R0.00"},{"v":0,"d":"R0.00"},null,null,{"v":0,"d":"R0.00"},{"v":0,"d":"R0.00"},{"v":0,"d":"R0.00"},null,null,{"v":0,"d":"R0.00"},{"v":0,"d":"R0.00"},{"v":0,"d":"R0.00"},null,null,{"v":0,"d":"R0.00"},{"v":0,"d":"R0.00"},{"v":0,"d":"R0.00"}]
["3.3.22",390,"MV-post insulator assembly - steel crossarm - short ratchet spindle","Ea",{"$nulls":3},{"v":0,"d":"R0.00"},{"v":0,"d":"R0.00"},{"v":0,"d":"R0.00"},null,null,{"v":0,"d":"R0.00"},{"v":0,"d":"R0.00"},{"v":0,"d":"R0.00"},null,null,{"v":0,"d":"R0.00"},{"v":0,"d":"R0.00"},{"v":0,"d":"R0.00"},null,null,{"v":0,"d":"R0.00"},{"v":0,"d":"R0.00"},{"v":0,"d":"R0.00"}]
["3.3.23",390,"MV post insulator assembly - wood pole / wood crossarm long regular spindle","Ea",{"$nulls":3},{"v":0,"d":"R0.00"},{"v":0,"d":"R0.00"},{"v":0,"d":"R0.00"},null,null,{"v":0,"d":"R0.00"},{"v":0,"d":"R0.00"},{"v":0,"d":"R0.00"},null,null,{"v":0,"d":"R0.00"},{"v":0,"d":"R0.00"},{"v":0,"d":"R0.00"},null,null,{"v":0,"d":"R0.00"},{"v":0,"d":"R0.00"},{"v":0,"d":"R0.00"}]
["3.3.24",373,"MV-strain assembly - wood crossarm - eyebolt","Ea",{"$nulls":3},{"v":0,"d":"R0.00"},{"v":0,"d":"R0.00"},{"v":0,"d":"R0.00"},null,null,{"v":0,"d":"R0.00"},{"v":0,"d":"R0.00"},{"v":0,"d":"R0.00"},null,null,{"v":0,"d":"R0.00"},{"v":0,"d":"R0.00"},{"v":0,"d":"R0.00"},null,null,{"v":0,"d":"R0.00"},{"v":0,"d":"R0.00"},{"v":0,"d":"R0.00"}]
["3.3.25",374,"MV-strain assembly - (up to and including hare conductor) 2 x wood crossarm - threaded rod","Ea",{"$nulls":3},{"v":0,"d":"R0.00"},{"v":0,"d":"R0.00"},{"v":0,"d":"R0.00"},null,null,{"v":0,"d":"R0.00"},{"v":0,"d":"R0.00"},{"v":0,"d":"R0.00"},null,null,{"v":0,"d":"R0.00"},{"v":0,"d":"R0.00"},{"v":0,"d":"R0.00"},null,null,{"v":0,"d":"R0.00"},{"v":0,"d":"R0.00"},{"v":0,"d":"R0.00"}]
["3.3.26",374,"MV heavy strain assembly - (conductor above hare) single wood pole strain bracket (strain insulator sub assembly) (adjustable and non-adjustable)","Ea",{"$nulls":3},{"v":0,"d":"R0.00"},{"v":0,"d":"R0.00"},{"v":0,"d":"R0.00"},null,null,{"v":0,"d":"R0.00"},{"v":0,"d":"R0.00"},{"v":0,"d":"R0.00"},null,null,{"v":0,"d":"R0.00"},{"v":0,"d":"R0.00"},{"v":0,"d":"R0.00"},null,null,{"v":0,"d":"R0.00"},{"v":0,"d":"R0.00"},{"v":0,"d":"R0.00"}]
["3.3.27",374,"MV heavy strain assembly - (conductor above hare) h-wood pole with double crossarms strain bracket (strain insulator sub assembly) (adjustable and non-adjustable)","Ea",{"$nulls":3},{"v":0,"d":"R0.00"},{"v":0,"d":"R0.00"},{"v":0,"d":"R0.00"},null,null,{"v":0,"d":"R0.00"},{"v":0,"d":"R0.00"},{"v":0,"d":"R0.00"},null,null,{"v":0,"d":"R0.00"},{"v":0,"d":"R0.00"},{"v":0,"d":"R0.00"},null,null,{"v":0,"d":"R0.00"},{"v":0,"d":"R0.00"},{"v":0,"d":"R0.00"}]
["3.3.28",375,"MV-terminal assembly - wood crossarm - eyebolt","Ea",{"$nulls":3},{"v":0,"d":"R0.00"},{"v":0,"d":"R0.00"},{"v":0,"d":"R0.00"},null,null,{"v":0,"d":"R0.00"},{"v":0,"d":"R0.00"},{"v":0,"d":"R0.00"},null,null,{"v":0,"d":"R0.00"},{"v":0,"d":"R0.00"},{"v":0,"d":"R0.00"},null,null,{"v":0,"d":"R0.00"},{"v":0,"d":"R0.00"},{"v":0,"d":"R0.00"}]
["3.3.29",376,"MV-terminal assembly - (up to and including hare conductor) 2 x wood cross - threaded rod","Ea",{"$nulls":3},{"v":0,"d":"R0.00"},{"v":0,"d":"R0.00"},{"v":0,"d":"R0.00"},null,null,{"v":0,"d":"R0.00"},{"v":0,"d":"R0.00"},{"v":0,"d":"R0.00"},null,null,{"v":0,"d":"R0.00"},{"v":0,"d":"R0.00"},{"v":0,"d":"R0.00"},null,null,{"v":0,"d":"R0.00"},{"v":0,"d":"R0.00"},{"v":0,"d":"R0.00"}]
["3.3.30",376,"MV heavy terminal assembly - (conductor above hare) single wood pole strain bracket adjustable and non-adjustable insulator string sub assembly)","Ea",{"$nulls":3},{"v":0,"d":"R0.00"},{"v":0,"d":"R0.00"},{"v":0,"d":"R0.00"},null,null,{"v":0,"d":"R0.00"},{"v":0,"d":"R0.00"},{"v":0,"d":"R0.00"},null,null,{"v":0,"d":"R0.00"},{"v":0,"d":"R0.00"},{"v":0,"d":"R0.00"},null,null,{"v":0,"d":"R0.00"},{"v":0,"d":"R0.00"},{"v":0,"d":"R0.00"}]
["3.3.31",376,"MV heavy terminal assembly - (conductor above hare) h-pole with double crossarms strain bracket adjustable and non-adjustable insulator string sub assembly)","Ea",{"$nulls":3},{"v":0,"d":"R0.00"},{"v":0,"d":"R0.00"},{"v":0,"d":"R0.00"},null,null,{"v":0,"d":"R0.00"},{"v":0,"d":"R0.00"},{"v":0,"d":"R0.00"},null,null,{"v":0,"d":"R0.00"},{"v":0,"d":"R0.00"},{"v":0,"d":"R0.00"},null,null,{"v":0,"d":"R0.00"},{"v":0,"d":"R0.00"},{"v":0,"d":"R0.00"}]
["3.3.32",null,"Installation of raptor protector","Ea",{"$nulls":3},{"v":0,"d":"R0.00"},{"v":0,"d":"R0.00"},{"v":0,"d":"R0.00"},null,null,{"v":0,"d":"R0.00"},{"v":0,"d":"R0.00"},{"v":0,"d":"R0.00"},null,null,{"v":0,"d":"R0.00"},{"v":0,"d":"R0.00"},{"v":0,"d":"R0.00"},null,null,{"v":0,"d":"R0.00"},{"v":0,"d":"R0.00"},{"v":0,"d":"R0.00"}]
["3.3.33",399,"MV - equipment mounting assembly anti-climbing - device barbed wire  ","Ea",{"$nulls":3},{"v":0,"d":"R0.00"},{"v":0,"d":"R0.00"},{"v":0,"d":"R0.00"},null,null,{"v":0,"d":"R0.00"},{"v":0,"d":"R0.00"},{"v":0,"d":"R0.00"},null,null,{"v":0,"d":"R0.00"},{"v":0,"d":"R0.00"},{"v":0,"d":"R0.00"},null,null,{"v":0,"d":"R0.00"},{"v":0,"d":"R0.00"},{"v":0,"d":"R0.00"}]
["3.3.34",399,"MV - equipment mounting assembly anti-climbing device - barbed wire for stay assembly ","Ea",{"$nulls":3},{"v":0,"d":"R0.00"},{"v":0,"d":"R0.00"},{"v":0,"d":"R0.00"},null,null,{"v":0,"d":"R0.00"},{"v":0,"d":"R0.00"},{"v":0,"d":"R0.00"},null,null,{"v":0,"d":"R0.00"},{"v":0,"d":"R0.00"},{"v":0,"d":"R0.00"},null,null,{"v":0,"d":"R0.00"},{"v":0,"d":"R0.00"},{"v":0,"d":"R0.00"}]
["3.3.35",399,"MV - equipment mounting assembly anti-climbing device - for parallel stay assembly","Ea",{"$nulls":3},{"v":0,"d":"R0.00"},{"v":0,"d":"R0.00"},{"v":0,"d":"R0.00"},null,null,{"$f":"K336*F336","v":{"v":0,"d":"R0.00"}},{"$f":"L336*G336","v":{"v":0,"d":"R0.00"}},{"v":0,"d":"R0.00"},null,null,{"$f":"P336*F336","v":{"v":0,"d":"R0.00"}},{"$f":"Q336*G336","v":{"v":0,"d":"R0.00"}},{"v":0,"d":"R0.00"},null,null,{"v":0,"d":"R0.00"},{"v":0,"d":"R0.00"},{"v":0,"d":"R0.00"}]
["3.3.36",310,"Install broken/damage bonding & BIL on existing structure ","Ea",{"$nulls":3},{"v":0,"d":"R0.00"},{"v":0,"d":"R0.00"},{"v":0,"d":"R0.00"},null,null,{"v":0,"d":"R0.00"},{"v":0,"d":"R0.00"},{"v":0,"d":"R0.00"},null,null,{"v":0,"d":"R0.00"},{"v":0,"d":"R0.00"},{"v":0,"d":"R0.00"},null,null,{"v":0,"d":"R0.00"},{"v":0,"d":"R0.00"},{"v":0,"d":"R0.00"}]
["3.3.37",310,"Install broken/damage bonding & BIL on existing structure with spark gap device","Ea",{"$nulls":3},{"v":0,"d":"R0.00"},{"v":0,"d":"R0.00"},{"v":0,"d":"R0.00"},null,null,{"v":0,"d":"R0.00"},{"v":0,"d":"R0.00"},{"v":0,"d":"R0.00"},null,null,{"v":0,"d":"R0.00"},{"v":0,"d":"R0.00"},{"v":0,"d":"R0.00"},null,null,{"v":0,"d":"R0.00"},{"v":0,"d":"R0.00"},{"v":0,"d":"R0.00"}]
["3.3.38",null,"Pegging of MV poles and stays","Ea",{"$nulls":3},{"v":0,"d":"R0.00"},{"v":0,"d":"R0.00"},{"v":0,"d":"R0.00"},null,null,{"v":0,"d":"R0.00"},{"v":0,"d":"R0.00"},{"v":0,"d":"R0.00"},null,null,{"v":0,"d":"R0.00"},{"v":0,"d":"R0.00"},{"v":0,"d":"R0.00"},null,null,{"$f":"U339*F339","v":{"v":0,"d":"R0.00"}},{"$f":"V339*G339","v":{"v":0,"d":"R0.00"}},{"v":0,"d":"R0.00"}]
[null,null,"TOTAL CARRIED TO SUMMARY PAGE",{"$nulls":4},{"$f":"SUM(H6:H339)","v":{"v":0,"d":"R0.00"}},{"$f":"SUM(I6:I339)","v":{"v":0,"d":"R0.00"}},{"$f":"SUM(J6:J339)","v":{"v":0,"d":"R0.00"}},null,null,{"$f":"SUM(M6:M339)","v":{"v":0,"d":"R0.00"}},{"$f":"SUM(N6:N339)","v":{"v":0,"d":"R0.00"}},{"$f":"SUM(O6:O339)","v":{"v":0,"d":"R0.00"}},null,null,{"$f":"SUM(R6:R339)","v":{"v":0,"d":"R0.00"}},{"$f":"SUM(S6:S339)","v":{"v":0,"d":"R0.00"}},{"$f":"SUM(T6:T339)","v":{"v":0,"d":"R0.00"}},null,null,{"$f":"SUM(W6:W339)","v":{"v":0,"d":"R0.00"}},{"$f":"SUM(X6:X339)","v":{"v":0,"d":"R0.00"}},{"$f":"SUM(Y6:Y339)","v":{"v":0,"d":"R0.00"}}]
["Verified By:",null,null,"DATE"]
["Clerk of Works"]
["Cost Checked by:",null,null,"DATE"]
["Quantity Surveyor"]
["Accepted By:",null,null,"DATE"]
["Contractor"]
["Approved By:",null,null,"DATE"]
["Programme Manager"]

{"sheet":"LV Overhead","index":8,"n_rows":159,"n_cols":25,"rows_kept":159,"merged":[[0,1,0,3],[0,4,1,9],[0,10,1,14],[0,15,1,19],[0,20,1,24],[1,0,1,3],[3,1,3,2],[14,1,14,2],[54,1,54,2],[82,1,82,2],[114,1,114,2],[123,1,123,2],[127,1,127,2],[151,3,152,3],[153,3,154,3],[155,3,156,3],[157,3,158,3]]}
["BILL NO: 4","LV OVERHEAD SYSTEM",null,null,"PROJECT TOTALS",{"$nulls":5},"CLAIM 1",{"$nulls":4},"CLAIM 2",{"$nulls":4},"CLAIM 3"]
["Note: \na)All installations, assemblies and activities shall be as per Eskom DDT series, Eskom  national or Eskom local technical instructions  where applicable\nb) Eskom will advise what is free issue material and what is contractor supplied material"]
["NO.","D-D-T","DESCRIPTION","UNIT","QTY","SUPPLY RATE","LABOUR RATE","SUPPLY TOTAL","LABOUR  TOTAL","TOTAL","SUPPLY QTY","LABOUR QTY","SUPPLY TOTAL","LABOUR  TOTAL","TOTAL","SUPPLY QTY","LABOUR QTY","SUPPLY TOTAL","LABOUR  TOTAL","TOTAL","SUPPLY QTY","LABOUR QTY","SUPPLY TOTAL","LABOUR  TOTAL","TOTAL"]
["LV CONDUCTOR","Install Eskom issued specified conductor.  Material quantity to allow for 5% sag  in addition to actual conductor length quantity.  Installation includes handling, stringing and final sagging."]
[4.1,null,"A. Handling, stringing and final sagging."]
["4.1.1",3141,"COND,ABC 2C XLPE 35SQ INS NEUT ","m",{"$nulls":4},{"$f":"E6*G6","v":{"v":0,"d":"R0.00"}},{"$f":"(E6*F6)+(E6*G6)","v":{"v":0,"d":"R0.00"}},{"$nulls":3},{"$f":"L6*G6","v":{"v":0,"d":"R0.00"}},{"$f":"SUM(K6*F6)+(L6*G6)","v":{"v":0,"d":"R0.00"}},{"$nulls":3},{"$f":"Q6*G6","v":{"v":0,"d":"R0.00"}},{"$f":"SUM(P6*F6)+(Q6*G6)","v":{"v":0,"d":"R0.00"}},{"$nulls":3},{"$f":"V6*G6","v":{"v":0,"d":"R0.00"}},{"$f":"SUM(U6*F6)+(V6*G6)","v":{"v":0,"d":"R0.00"}}]
["4.1.2",3141,"COND,ABC 3C XLPE 35SQ INS NEUT ","m",{"$nulls":4},{"$f":"E7*G7","v":{"v":0,"d":"R0.00"}},{"$f":"(E7*F7)+(E7*G7)","v":{"v":0,"d":"R0.00"}},{"$nulls":3},{"v":0,"d":"R0.00"},{"v":0,"d":"R0.00"},{"$nulls":3},{"v":0,"d":"R0.00"},{"v":0,"d":"R0.00"},{"$nulls":3},{"v":0,"d":"R0.00"},{"v":0,"d":"R0.00"}]
["4.1.3",3141,"COND,ABC 4C XLPE 35SQ INS NEUT ","m",{"$nulls":4},{"v":0,"d":"R0.00"},{"v":0,"d":"R0.00"},{"$nulls":3},{"v":0,"d":"R0.00"},{"v":0,"d":"R0.00"},{"$nulls":3},{"v":0,"d":"R0.00"},{"v":0,"d":"R0.00"},{"$nulls":3},{"v":0,"d":"R0.00"},{"v":0,"d":"R0.00"}]
["4.1.4",3141,"COND,ABC 5C XLPE 35SQ INS NEUT ","m",{"$nulls":4},{"v":0,"d":"R0.00"},{"v":0,"d":"R0.00"},{"$nulls":3},{"v":0,"d":"R0.00"},{"v":0,"d":"R0.00"},{"$nulls":3},{"v":0,"d":"R0.00"},{"v":0,"d":"R0.00"},{"$nulls":3},{"v":0,"d":"R0.00"},{"v":0,"d":"R0.00"}]
["4.1.5",3141,"COND,ABC 3C XLPE 70SQ INS NEUT ","m",{"$nulls":4},{"v":0,"d":"R0.00"},{"v":0,"d":"R0.00"},{"$nulls":3},{"v":0,"d":"R0.00"},{"v":0,"d":"R0.00"},{"$nulls":3},{"v":0,"d":"R0.00"},{"v":0,"d":"R0.00"},{"$nulls":3},{"v":0,"d":"R0.00"},{"v":0,"d":"R0.00"}]
["4.1.6",3141,"COND,ABC 4C XLPE 70SQ INS NEUT ","m",{"$nulls":4},{"v":0,"d":"R0.00"},{"v":0,"d":"R0.00"},{"$nulls":3},{"v":0,"d":"R0.00"},{"v":0,"d":"R0.00"},{"$nulls":3},{"v":0,"d":"R0.00"},{"v":0,"d":"R0.00"},{"$nulls":3},{"v":0,"d":"R0.00"},{"v":0,"d":"R0.00"}]
["4.1.7",3141,"COND,ABC 5C XLPE 70SQ INS NEUT ","m",{"$nulls":4},{"v":0,"d":"R0.00"},{"v":0,"d":"R0.00"},{"$nulls":3},{"v":0,"d":"R0.00"},{"v":0,"d":"R0.00"},{"$nulls":3},{"v":0,"d":"R0.00"},{"v":0,"d":"R0.00"},{"$nulls":3},{"v":0,"d":"R0.00"},{"v":0,"d":"R0.00"}]
["4.1.8",3141,"COND,ABC 4C XLPE 95SQ INS NEUT ","m",{"$nulls":4},{"v":0,"d":"R0.00"},{"v":0,"d":"R0.00"},{"$nulls":3},{"v":0,"d":"R0.00"},{"v":0,"d":"R0.00"},{"$nulls":3},{"v":0,"d":"R0.00"},{"v":0,"d":"R0.00"},{"$nulls":3},{"v":0,"d":"R0.00"},{"v":0,"d":"R0.00"}]
["4.1.9",3141,"COND,ABC 5C XLPE 95SQ INS NEUT ","m",{"$nulls":4},{"v":0,"d":"R0.00"},{"v":0,"d":"R0.00"},{"$nulls":3},{"v":0,"d":"R0.00"},{"v":0,"d":"R0.00"},{"$nulls":3},{"v":0,"d":"R0.00"},{"v":0,"d":"R0.00"},{"$nulls":3},{"v":0,"d":"R0.00"},{"v":0,"d":"R0.00"}]
["LV STRUCTURES","Erect LV support structures . Auxiliary equipment includes:  strain clamps, suspension clamps, cable ties, connectors, LV shackle  insulators, binding wires, D brackets, dead end pre-forms, threaded rods, pigtail bolts, eyenuts etc.  Pole, stay and strut material and excavations are measured elsewhere.  "]
[4.2,null,"A. List of three-phase Bare Wire wood pole"]
["4.2.1","0920","LV 3 phase Bare Wire Suspension Assembly 0 Deg","Ea",{"$nulls":3},{"$f":"F17*E17","v":{"v":0,"d":"R0.00"}},{"$f":"E17*G17","v":{"v":0,"d":"R0.00"}},{"$f":"(E17*F17)+(E17*G17)","v":{"v":0,"d":"R0.00"}},null,null,{"$f":"K17*F17","v":{"v":0,"d":"R0.00"}},{"$f":"L17*G17","v":{"v":0,"d":"R0.00"}},{"$f":"SUM(K17*F17)+(L17*G17)","v":{"v":0,"d":"R0.00"}},null,null,{"$f":"P17*F17","v":{"v":0,"d":"R0.00"}},{"$f":"Q17*G17","v":{"v":0,"d":"R0.00"}},{"$f":"SUM(P17*F17)+(Q17*G17)","v":{"v":0,"d":"R0.00"}},null,null,{"$f":"U17*F17","v":{"v":0,"d":"R0.00"}},{"$f":"V17*G17","v":{"v":0,"d":"R0.00"}},{"$f":"SUM(U17*F17)+(V17*G17)","v":{"v":0,"d":"R0.00"}}]
["4.2.2","0921","LV 3 phase Bare Wire in-line Strain Assembly ","Ea",{"$nulls":3},{"v":0,"d":"R0.00"},{"v":0,"d":"R0.00"},{"v":0,"d":"R0.00"},null,null,{"v":0,"d":"R0.00"},{"v":0,"d":"R0.00"},{"v":0,"d":"R0.00"},null,null,{"v":0,"d":"R0.00"},{"v":0,"d":"R0.00"},{"v":0,"d":"R0.00"},null,null,{"v":0,"d":"R0.00"},{"v":0,"d":"R0.00"},{"v":0,"d":"R0.00"}]
["4.2.3","0922","LV 3 phase Bare Wire 1-100 Deg Angle Assembly ","Ea",{"$nulls":3},{"v":0,"d":"R0.00"},{"v":0,"d":"R0.00"},{"v":0,"d":"R0.00"},null,null,{"v":0,"d":"R0.00"},{"v":0,"d":"R0.00"},{"v":0,"d":"R0.00"},null,null,{"v":0,"d":"R0.00"},{"v":0,"d":"R0.00"},{"v":0,"d":"R0.00"},null,null,{"v":0,"d":"R0.00"},{"v":0,"d":"R0.00"},{"v":0,"d":"R0.00"}]
["4.2.4","0924","LV 3 phase Bare Wire Terminal Assembly ","Ea",{"$nulls":3},{"v":0,"d":"R0.00"},{"v":0,"d":"R0.00"},{"v":0,"d":"R0.00"},null,null,{"v":0,"d":"R0.00"},{"v":0,"d":"R0.00"},{"v":0,"d":"R0.00"},null,null,{"v":0,"d":"R0.00"},{"v":0,"d":"R0.00"},{"v":0,"d":"R0.00"},null,null,{"v":0,"d":"R0.00"},{"v":0,"d":"R0.00"},{"v":0,"d":"R0.00"}]
["4.2.5","0925","LV 3 phase Bare Wire T-Off Assembly from Intermediate ","Ea",{"$nulls":3},{"v":0,"d":"R0.00"},{"v":0,"d":"R0.00"},{"v":0,"d":"R0.00"},null,null,{"v":0,"d":"R0.00"},{"v":0,"d":"R0.00"},{"v":0,"d":"R0.00"},null,null,{"v":0,"d":"R0.00"},{"v":0,"d":"R0.00"},{"v":0,"d":"R0.00"},null,null,{"v":0,"d":"R0.00"},{"v":0,"d":"R0.00"},{"v":0,"d":"R0.00"}]
["4.2.6","0926","LV 3 phase Bare Wire Intermediate Right  Angle Crossing ","Ea",{"$nulls":3},{"v":0,"d":"R0.00"},{"v":0,"d":"R0.00"},{"v":0,"d":"R0.00"},null,null,{"v":0,"d":"R0.00"},{"v":0,"d":"R0.00"},{"v":0,"d":"R0.00"},null,null,{"v":0,"d":"R0.00"},{"v":0,"d":"R0.00"},{"v":0,"d":"R0.00"},null,null,{"v":0,"d":"R0.00"},{"v":0,"d":"R0.00"},{"v":0,"d":"R0.00"}]
["A.5.2.1.","0927","LV 3 phase Bare Wire T-Off Assembly from Strain ","Ea",{"$nulls":3},{"v":0,"d":"R0.00"},{"v":0,"d":"R0.00"},{"v":0,"d":"R0.00"},null,null,{"$f":"K23*F23","v":{"v":0,"d":"R0.00"}},{"v":0,"d":"R0.00"},{"v":0,"d":"R0.00"},null,null,{"$f":"P23*F23","v":{"v":0,"d":"R0.00"}},{"v":0,"d":"R0.00"},{"v":0,"d":"R0.00"},null,null,{"$f":"U23*F23","v":{"v":0,"d":"R0.00"}},{"v":0,"d":"R0.00"},{"v":0,"d":"R0.00"}]
["A.5.2.2.","0928","LV 3 phase Bare Wire Cable Connection","Ea",{"$nulls":3},{"v":0,"d":"R0.00"},{"v":0,"d":"R0.00"},{"v":0,"d":"R0.00"},null,null,{"$f":"K24*F24","v":{"v":0,"d":"R0.00"}},{"$f":"L24*G24","v":{"v":0,"d":"R0.00"}},{"$f":"SUM(K24*F24)+(L24*G24)","v":{"v":0,"d":"R0.00"}},null,null,{"$f":"P24*F24","v":{"v":0,"d":"R0.00"}},{"$f":"Q24*G24","v":{"v":0,"d":"R0.00"}},{"$f":"SUM(P24*F24)+(Q24*G24)","v":{"v":0,"d":"R0.00"}},null,null,{"$f":"U24*F24","v":{"v":0,"d":"R0.00"}},{"$f":"V24*G24","v":{"v":0,"d":"R0.00"}},{"$f":"SUM(U24*F24)+(V24*G24)","v":{"v":0,"d":"R0.00"}}]
["A.5.2.3.","0929","LV 3 phase Bare Wire  Service Distribution Box Connection ","Ea",{"$nulls":3},{"v":0,"d":"R0.00"},{"v":0,"d":"R0.00"},{"v":0,"d":"R0.00"},null,null,{"v":0,"d":"R0.00"},{"v":0,"d":"R0.00"},{"v":0,"d":"R0.00"},null,null,{"v":0,"d":"R0.00"},{"v":0,"d":"R0.00"},{"v":0,"d":"R0.00"},null,null,{"v":0,"d":"R0.00"},{"v":0,"d":"R0.00"},{"v":0,"d":"R0.00"}]
["A.5.2.4.","0932","LV 3 phase Bare Wire Open Wire/ABC Connection","Ea",{"$nulls":3},{"v":0,"d":"R0.00"},{"v":0,"d":"R0.00"},{"v":0,"d":"R0.00"},null,null,{"v":0,"d":"R0.00"},{"v":0,"d":"R0.00"},{"v":0,"d":"R0.00"},null,null,{"v":0,"d":"R0.00"},{"v":0,"d":"R0.00"},{"v":0,"d":"R0.00"},null,null,{"v":0,"d":"R0.00"},{"v":0,"d":"R0.00"},{"v":0,"d":"R0.00"}]
["4.2.11","0934","LV 3 phase Bare Wire Intermediate Strain Crossing ","Ea",{"$nulls":3},{"v":0,"d":"R0.00"},{"v":0,"d":"R0.00"},{"v":0,"d":"R0.00"},null,null,{"v":0,"d":"R0.00"},{"v":0,"d":"R0.00"},{"v":0,"d":"R0.00"},null,null,{"v":0,"d":"R0.00"},{"v":0,"d":"R0.00"},{"v":0,"d":"R0.00"},null,null,{"v":0,"d":"R0.00"},{"v":0,"d":"R0.00"},{"v":0,"d":"R0.00"}]
["4.2.12","0935","LV 3 phase Bare Wire Strain-Strain Crossing","Ea",{"$nulls":3},{"v":0,"d":"R0.00"},{"v":0,"d":"R0.00"},{"v":0,"d":"R0.00"},null,null,{"v":0,"d":"R0.00"},{"v":0,"d":"R0.00"},{"v":0,"d":"R0.00"},null,null,{"v":0,"d":"R0.00"},{"v":0,"d":"R0.00"},{"v":0,"d":"R0.00"},null,null,{"v":0,"d":"R0.00"},{"v":0,"d":"R0.00"},{"v":0,"d":"R0.00"}]
["4.3.",null,"B. List of Dual - phase Bare Wire Wood pole"]
["4.3.1","0940","LV  2phase Bare Wire Suspension Assembly 0 Deg","Ea",{"$nulls":3},{"$f":"F30*E30","v":{"v":0,"d":"R0.00"}},{"$f":"E30*G30","v":{"v":0,"d":"R0.00"}},{"$f":"(E30*F30)+(E30*G30)","v":{"v":0,"d":"R0.00"}},null,null,{"v":0,"d":"R0.00"},{"v":0,"d":"R0.00"},{"v":0,"d":"R0.00"},null,null,{"v":0,"d":"R0.00"},{"v":0,"d":"R0.00"},{"v":0,"d":"R0.00"},null,null,{"v":0,"d":"R0.00"},{"v":0,"d":"R0.00"},{"v":0,"d":"R0.00"}]
["4.3.2","0941","LV  2phase Bare Wire in-line Strain Assembly ","Ea",{"$nulls":3},{"v":0,"d":"R0.00"},{"v":0,"d":"R0.00"},{"v":0,"d":"R0.00"},null,null,{"v":0,"d":"R0.00"},{"v":0,"d":"R0.00"},{"v":0,"d":"R0.00"},null,null,{"v":0,"d":"R0.00"},{"v":0,"d":"R0.00"},{"v":0,"d":"R0.00"},null,null,{"v":0,"d":"R0.00"},{"v":0,"d":"R0.00"},{"v":0,"d":"R0.00"}]
["4.3.3","0942","LV 2 phase Bare Wire 1-100 Deg Angle Assembly ","Ea",{"$nulls":3},{"v":0,"d":"R0.00"},{"v":0,"d":"R0.00"},{"v":0,"d":"R0.00"},null,null,{"v":0,"d":"R0.00"},{"v":0,"d":"R0.00"},{"v":0,"d":"R0.00"},null,null,{"v":0,"d":"R0.00"},{"v":0,"d":"R0.00"},{"v":0,"d":"R0.00"},null,null,{"v":0,"d":"R0.00"},{"v":0,"d":"R0.00"},{"v":0,"d":"R0.00"}]
["4.3.4","0944","LV 2 phase Bare Wire Terminal Assembly ","Ea",{"$nulls":3},{"v":0,"d":"R0.00"},{"v":0,"d":"R0.00"},{"v":0,"d":"R0.00"},null,null,{"v":0,"d":"R0.00"},{"v":0,"d":"R0.00"},{"v":0,"d":"R0.00"},null,null,{"v":0,"d":"R0.00"},{"v":0,"d":"R0.00"},{"v":0,"d":"R0.00"},null,null,{"v":0,"d":"R0.00"},{"v":0,"d":"R0.00"},{"v":0,"d":"R0.00"}]
["4.3.5","0945","LV 2phase Bare Wire T-Off Assembly from Intermediate ","Ea",{"$nulls":3},{"v":0,"d":"R0.00"},{"v":0,"d":"R0.00"},{"v":0,"d":"R0.00"},null,null,{"v":0,"d":"R0.00"},{"v":0,"d":"R0.00"},{"v":0,"d":"R0.00"},null,null,{"v":0,"d":"R0.00"},{"v":0,"d":"R0.00"},{"v":0,"d":"R0.00"},null,null,{"v":0,"d":"R0.00"},{"v":0,"d":"R0.00"},{"v":0,"d":"R0.00"}]
["4.3.6","0946","LV 2phase Bare Wire Intermediate Right  Angle Crossing ","Ea",{"$nulls":3},{"v":0,"d":"R0.00"},{"v":0,"d":"R0.00"},{"v":0,"d":"R0.00"},null,null,{"v":0,"d":"R0.00"},{"v":0,"d":"R0.00"},{"v":0,"d":"R0.00"},null,null,{"v":0,"d":"R0.00"},{"v":0,"d":"R0.00"},{"v":0,"d":"R0.00"},null,null,{"v":0,"d":"R0.00"},{"v":0,"d":"R0.00"},{"v":0,"d":"R0.00"}]
["4.3.7","0947","LV 2 phase Bare Wire T-Off Assembly from Strain ","Ea",{"$nulls":3},{"v":0,"d":"R0.00"},{"v":0,"d":"R0.00"},{"v":0,"d":"R0.00"},null,null,{"v":0,"d":"R0.00"},{"v":0,"d":"R0.00"},{"v":0,"d":"R0.00"},null,null,{"v":0,"d":"R0.00"},{"v":0,"d":"R0.00"},{"v":0,"d":"R0.00"},null,null,{"v":0,"d":"R0.00"},{"v":0,"d":"R0.00"},{"v":0,"d":"R0.00"}]
["4.3.8","0948","LV 2 phase Bare Wire Cable Connection","Ea",{"$nulls":3},{"v":0,"d":"R0.00"},{"v":0,"d":"R0.00"},{"v":0,"d":"R0.00"},null,null,{"v":0,"d":"R0.00"},{"v":0,"d":"R0.00"},{"v":0,"d":"R0.00"},null,null,{"v":0,"d":"R0.00"},{"v":0,"d":"R0.00"},{"v":0,"d":"R0.00"},null,null,{"v":0,"d":"R0.00"},{"v":0,"d":"R0.00"},{"v":0,"d":"R0.00"}]
["4.3.9","0949","LV 2 phase Bare Wire  Service Distribution Box Connection ","Ea",{"$nulls":3},{"v":0,"d":"R0.00"},{"v":0,"d":"R0.00"},{"v":0,"d":"R0.00"},null,null,{"v":0,"d":"R0.00"},{"v":0,"d":"R0.00"},{"v":0,"d":"R0.00"},null,null,{"v":0,"d":"R0.00"},{"v":0,"d":"R0.00"},{"v":0,"d":"R0.00"},null,null,{"v":0,"d":"R0.00"},{"v":0,"d":"R0.00"},{"v":0,"d":"R0.00"}]
["4.3.10","0950","LV 2 phase Bare Wire Open Wire/ABC Connection","Ea",{"$nulls":3},{"v":0,"d":"R0.00"},{"v":0,"d":"R0.00"},{"v":0,"d":"R0.00"},null,null,{"v":0,"d":"R0.00"},{"v":0,"d":"R0.00"},{"v":0,"d":"R0.00"},null,null,{"v":0,"d":"R0.00"},{"v":0,"d":"R0.00"},{"v":0,"d":"R0.00"},null,null,{"v":0,"d":"R0.00"},{"v":0,"d":"R0.00"},{"v":0,"d":"R0.00"}]
["4.3.11","0951","LV 2 phase Bare Wire Intermediate Strain Crossing ","Ea",{"$nulls":3},{"v":0,"d":"R0.00"},{"v":0,"d":"R0.00"},{"v":0,"d":"R0.00"},null,null,{"v":0,"d":"R0.00"},{"v":0,"d":"R0.00"},{"v":0,"d":"R0.00"},null,null,{"v":0,"d":"R0.00"},{"v":0,"d":"R0.00"},{"v":0,"d":"R0.00"},null,null,{"v":0,"d":"R0.00"},{"v":0,"d":"R0.00"},{"v":0,"d":"R0.00"}]
["4.3.12","0952","LV 2 phase Bare Wire Strain-Strain Crossing","Ea",{"$nulls":3},{"v":0,"d":"R0.00"},{"v":0,"d":"R0.00"},{"v":0,"d":"R0.00"},null,null,{"v":0,"d":"R0.00"},{"v":0,"d":"R0.00"},{"v":0,"d":"R0.00"},null,null,{"v":0,"d":"R0.00"},{"v":0,"d":"R0.00"},{"v":0,"d":"R0.00"},null,null,{"v":0,"d":"R0.00"},{"v":0,"d":"R0.00"},{"v":0,"d":"R0.00"}]
["4.4.",null,"C. List of Single-phase Bare Wire wood pole"]
["4.4.1","0960 ","LV  1phase Bare Wire Suspension Assembly 0 Deg","Ea",{"$nulls":3},{"$f":"F43*E43","v":{"v":0,"d":"R0.00"}},{"$f":"E43*G43","v":{"v":0,"d":"R0.00"}},{"$f":"(E43*F43)+(E43*G43)","v":{"v":0,"d":"R0.00"}},null,null,{"v":0,"d":"R0.00"},{"v":0,"d":"R0.00"},{"v":0,"d":"R0.00"},null,null,{"v":0,"d":"R0.00"},{"v":0,"d":"R0.00"},{"v":0,"d":"R0.00"},null,null,{"v":0,"d":"R0.00"},{"v":0,"d":"R0.00"},{"v":0,"d":"R0.00"}]
["4.4.2","0961","LV  1phase Bare Wire in-line Strain Assembly ","Ea",{"$nulls":3},{"v":0,"d":"R0.00"},{"v":0,"d":"R0.00"},{"v":0,"d":"R0.00"},null,null,{"v":0,"d":"R0.00"},{"v":0,"d":"R0.00"},{"v":0,"d":"R0.00"},null,null,{"v":0,"d":"R0.00"},{"v":0,"d":"R0.00"},{"v":0,"d":"R0.00"},null,null,{"v":0,"d":"R0.00"},{"v":0,"d":"R0.00"},{"v":0,"d":"R0.00"}]
["4.4.3","0962","LV 1 phase Bare Wire 1-100 Deg Angle Assembly ","Ea",{"$nulls":3},{"v":0,"d":"R0.00"},{"v":0,"d":"R0.00"},{"v":0,"d":"R0.00"},null,null,{"v":0,"d":"R0.00"},{"v":0,"d":"R0.00"},{"v":0,"d":"R0.00"},null,null,{"v":0,"d":"R0.00"},{"v":0,"d":"R0.00"},{"v":0,"d":"R0.00"},null,null,{"v":0,"d":"R0.00"},{"v":0,"d":"R0.00"},{"v":0,"d":"R0.00"}]
["4.4.4","0964","LV 1 phase Bare Wire Terminal Assembly ","Ea",{"$nulls":3},{"v":0,"d":"R0.00"},{"v":0,"d":"R0.00"},{"v":0,"d":"R0.00"},null,null,{"v":0,"d":"R0.00"},{"v":0,"d":"R0.00"},{"v":0,"d":"R0.00"},null,null,{"v":0,"d":"R0.00"},{"v":0,"d":"R0.00"},{"v":0,"d":"R0.00"},null,null,{"v":0,"d":"R0.00"},{"v":0,"d":"R0.00"},{"v":0,"d":"R0.00"}]
["4.4.5","0965","LV 1phase Bare Wire T-Off Assembly from Intermediate ","Ea",{"$nulls":3},{"v":0,"d":"R0.00"},{"v":0,"d":"R0.00"},{"v":0,"d":"R0.00"},null,null,{"v":0,"d":"R0.00"},{"v":0,"d":"R0.00"},{"v":0,"d":"R0.00"},null,null,{"v":0,"d":"R0.00"},{"v":0,"d":"R0.00"},{"v":0,"d":"R0.00"},null,null,{"v":0,"d":"R0.00"},{"v":0,"d":"R0.00"},{"v":0,"d":"R0.00"}]
["4.4.6","0966","LV 1phase Bare Wire Intermediate Right  Angle Crossing ","Ea",{"$nulls":3},{"v":0,"d":"R0.00"},{"v":0,"d":"R0.00"},{"v":0,"d":"R0.00"},null,null,{"v":0,"d":"R0.00"},{"v":0,"d":"R0.00"},{"v":0,"d":"R0.00"},null,null,{"v":0,"d":"R0.00"},{"v":0,"d":"R0.00"},{"v":0,"d":"R0.00"},null,null,{"v":0,"d":"R0.00"},{"v":0,"d":"R0.00"},{"v":0,"d":"R0.00"}]
["4.4.7","0967","LV 1 phase Bare Wire T-Off Assembly from Strain ","Ea",{"$nulls":3},{"v":0,"d":"R0.00"},{"v":0,"d":"R0.00"},{"v":0,"d":"R0.00"},null,null,{"v":0,"d":"R0.00"},{"v":0,"d":"R0.00"},{"v":0,"d":"R0.00"},null,null,{"v":0,"d":"R0.00"},{"v":0,"d":"R0.00"},{"v":0,"d":"R0.00"},null,null,{"v":0,"d":"R0.00"},{"v":0,"d":"R0.00"},{"v":0,"d":"R0.00"}]
["4.4.8","0968","LV 1 phase Bare Wire Cable Connection","Ea",{"$nulls":3},{"v":0,"d":"R0.00"},{"v":0,"d":"R0.00"},{"v":0,"d":"R0.00"},null,null,{"v":0,"d":"R0.00"},{"v":0,"d":"R0.00"},{"v":0,"d":"R0.00"},null,null,{"v":0,"d":"R0.00"},{"v":0,"d":"R0.00"},{"v":0,"d":"R0.00"},null,null,{"v":0,"d":"R0.00"},{"v":0,"d":"R0.00"},{"v":0,"d":"R0.00"}]
["4.4.9","0969","LV 1 phase Bare Wire  Service Distribution Box Connection ","Ea",{"$nulls":3},{"v":0,"d":"R0.00"},{"v":0,"d":"R0.00"},{"v":0,"d":"R0.00"},null,null,{"v":0,"d":"R0.00"},{"v":0,"d":"R0.00"},{"v":0,"d":"R0.00"},null,null,{"v":0,"d":"R0.00"},{"v":0,"d":"R0.00"},{"v":0,"d":"R0.00"},null,null,{"v":0,"d":"R0.00"},{"v":0,"d":"R0.00"},{"v":0,"d":"R0.00"}]
["4.4.10","0970","LV 1phase Bare Wire Open Wire/ABC Connection","Ea",{"$nulls":3},{"v":0,"d":"R0.00"},{"v":0,"d":"R0.00"},{"v":0,"d":"R0.00"},null,null,{"v":0,"d":"R0.00"},{"v":0,"d":"R0.00"},{"v":0,"d":"R0.00"},null,null,{"v":0,"d":"R0.00"},{"v":0,"d":"R0.00"},{"v":0,"d":"R0.00"},null,null,{"v":0,"d":"R0.00"},{"v":0,"d":"R0.00"},{"v":0,"d":"R0.00"}]
["4.4.11","0971","LV 1 phase Bare Wire Intermediate Strain Crossing ","Ea",{"$nulls":3},{"v":0,"d":"R0.00"},{"v":0,"d":"R0.00"},{"v":0,"d":"R0.00"},null,null,{"v":0,"d":"R0.00"},{"v":0,"d":"R0.00"},{"v":0,"d":"R0.00"},null,null,{"v":0,"d":"R0.00"},{"v":0,"d":"R0.00"},{"v":0,"d":"R0.00"},null,null,{"v":0,"d":"R0.00"},{"v":0,"d":"R0.00"},{"v":0,"d":"R0.00"}]
["4.4.12","0972","LV 1 phase Bare Wire Strain-Strain Crossing","Ea",{"$nulls":3},{"v":0,"d":"R0.00"},{"v":0,"d":"R0.00"},{"v":0,"d":"R0.00"},null,null,{"v":0,"d":"R0.00"},{"v":0,"d":"R0.00"},{"v":0,"d":"R0.00"},null,null,{"v":0,"d":"R0.00"},{"v":0,"d":"R0.00"},{"v":0,"d":"R0.00"},null,null,{"v":0,"d":"R0.00"},{"v":0,"d":"R0.00"},{"v":0,"d":"R0.00"}]
["LV STRUCTURES","Erect LV support structures. (Only use insulated neutral ABC). Auxiliary equipment such as strain clamps, suspension clamps, cable ties, IPC's , end caps, LV shackle  insulators, binding wires, D brackets, dead end preforms, threaded rods, pigtail bolts, eyenuts, terminations to be included.Pole, stay and strut material and excavations are measured elsewhere.  "]
["4.5.",null,"A. List of single-phase ABC wood pole"]
["4.5.1",1153,"LV 1 phase insulated/bare neutral ABC Suspension Assembly (0°- 30°) ","Ea",{"$nulls":3},{"$f":"F57*E57","v":{"v":0,"d":"R0.00"}},{"$f":"E57*G57","v":{"v":0,"d":"R0.00"}},{"v":0,"d":"R0.00"},null,null,{"v":0,"d":"R0.00"},{"v":0,"d":"R0.00"},{"v":0,"d":"R0.00"},null,null,{"v":0,"d":"R0.00"},{"v":0,"d":"R0.00"},{"v":0,"d":"R0.00"},null,null,{"v":0,"d":"R0.00"},{"v":0,"d":"R0.00"},{"v":0,"d":"R0.00"}]
["4.5.2",1154,"LV 1 phase insulated/bare neutral  ABC Terminal Assembly ","Ea",{"$nulls":3},{"v":0,"d":"R0.00"},{"v":0,"d":"R0.00"},{"v":0,"d":"R0.00"},null,null,{"v":0,"d":"R0.00"},{"v":0,"d":"R0.00"},{"v":0,"d":"R0.00"},null,null,{"v":0,"d":"R0.00"},{"v":0,"d":"R0.00"},{"v":0,"d":"R0.00"},null,null,{"v":0,"d":"R0.00"},{"v":0,"d":"R0.00"},{"v":0,"d":"R0.00"}]
["4.5.3",1155,"LV 1 phase insulated/bare neutral  ABC Terminal Assembly ","Ea",{"$nulls":3},{"v":0,"d":"R0.00"},{"v":0,"d":"R0.00"},{"v":0,"d":"R0.00"},null,null,{"v":0,"d":"R0.00"},{"v":0,"d":"R0.00"},{"v":0,"d":"R0.00"},null,null,{"v":0,"d":"R0.00"},{"v":0,"d":"R0.00"},{"v":0,"d":"R0.00"},null,null,{"v":0,"d":"R0.00"},{"v":0,"d":"R0.00"},{"v":0,"d":"R0.00"}]
["4.5.4",1156,"LV 1 phase insulated/bare neutral LV 2 phase bare neutral","Ea",{"$nulls":3},{"v":0,"d":"R0.00"},{"v":0,"d":"R0.00"},{"v":0,"d":"R0.00"},null,null,{"v":0,"d":"R0.00"},{"v":0,"d":"R0.00"},{"v":0,"d":"R0.00"},null,null,{"v":0,"d":"R0.00"},{"v":0,"d":"R0.00"},{"v":0,"d":"R0.00"},null,null,{"v":0,"d":"R0.00"},{"v":0,"d":"R0.00"},{"v":0,"d":"R0.00"}]
["4.5.5",1157,"LV 1 phase insulated/bare neutral ABC T from Intermediate ","Ea",{"$nulls":3},{"v":0,"d":"R0.00"},{"v":0,"d":"R0.00"},{"v":0,"d":"R0.00"},null,null,{"v":0,"d":"R0.00"},{"v":0,"d":"R0.00"},{"v":0,"d":"R0.00"},null,null,{"v":0,"d":"R0.00"},{"v":0,"d":"R0.00"},{"v":0,"d":"R0.00"},null,null,{"v":0,"d":"R0.00"},{"v":0,"d":"R0.00"},{"v":0,"d":"R0.00"}]
["4.5.6",1158,"LV 1 phase insulated/bare neutral ABC Cross Intermediate Suspension Assembly ","Ea",{"$nulls":3},{"v":0,"d":"R0.00"},{"v":0,"d":"R0.00"},{"v":0,"d":"R0.00"},null,null,{"v":0,"d":"R0.00"},{"v":0,"d":"R0.00"},{"v":0,"d":"R0.00"},null,null,{"v":0,"d":"R0.00"},{"v":0,"d":"R0.00"},{"v":0,"d":"R0.00"},null,null,{"v":0,"d":"R0.00"},{"v":0,"d":"R0.00"},{"v":0,"d":"R0.00"}]
["4.5.7",1159,"LV 1 phase insulated/bare neutral ABC T from Strain ","Ea",{"$nulls":3},{"v":0,"d":"R0.00"},{"v":0,"d":"R0.00"},{"v":0,"d":"R0.00"},null,null,{"v":0,"d":"R0.00"},{"v":0,"d":"R0.00"},{"v":0,"d":"R0.00"},null,null,{"v":0,"d":"R0.00"},{"v":0,"d":"R0.00"},{"v":0,"d":"R0.00"},null,null,{"v":0,"d":"R0.00"},{"v":0,"d":"R0.00"},{"v":0,"d":"R0.00"}]
["4.5.8",1160,"LV 1 phase insulated/bare neutral ABC X Intermediate-Strain Assembly ","Ea",{"$nulls":3},{"v":0,"d":"R0.00"},{"v":0,"d":"R0.00"},{"v":0,"d":"R0.00"},null,null,{"v":0,"d":"R0.00"},{"v":0,"d":"R0.00"},{"v":0,"d":"R0.00"},null,null,{"v":0,"d":"R0.00"},{"v":0,"d":"R0.00"},{"v":0,"d":"R0.00"},null,null,{"v":0,"d":"R0.00"},{"v":0,"d":"R0.00"},{"v":0,"d":"R0.00"}]
["4.6.",null,"B. List of Dual - phase ABC wood pole"]
["4.6.1",1145,"LV 2 phase insulated/bare neutral ABC Suspension Assembly (0°- 30°) ","Ea",{"$nulls":3},{"$f":"F66*E66","v":{"v":0,"d":"R0.00"}},{"$f":"E66*G66","v":{"v":0,"d":"R0.00"}},{"v":0,"d":"R0.00"},null,null,{"v":0,"d":"R0.00"},{"v":0,"d":"R0.00"},{"v":0,"d":"R0.00"},null,null,{"v":0,"d":"R0.00"},{"v":0,"d":"R0.00"},{"v":0,"d":"R0.00"},null,null,{"v":0,"d":"R0.00"},{"v":0,"d":"R0.00"},{"v":0,"d":"R0.00"}]
["4.6.2",1146,"LV 2 phase insulated/bare neutral LABC Terminal Assembly ","Ea",{"$nulls":3},{"v":0,"d":"R0.00"},{"v":0,"d":"R0.00"},{"v":0,"d":"R0.00"},null,null,{"v":0,"d":"R0.00"},{"v":0,"d":"R0.00"},{"v":0,"d":"R0.00"},null,null,{"v":0,"d":"R0.00"},{"v":0,"d":"R0.00"},{"v":0,"d":"R0.00"},null,null,{"v":0,"d":"R0.00"},{"v":0,"d":"R0.00"},{"v":0,"d":"R0.00"}]
["4.6.3",1147,"LV 2 phase insulated/bare neutral ABC Strain Assembly (0° - 60°) ","Ea",{"$nulls":3},{"v":0,"d":"R0.00"},{"v":0,"d":"R0.00"},{"v":0,"d":"R0.00"},null,null,{"v":0,"d":"R0.00"},{"v":0,"d":"R0.00"},{"v":0,"d":"R0.00"},null,null,{"v":0,"d":"R0.00"},{"v":0,"d":"R0.00"},{"v":0,"d":"R0.00"},null,null,{"v":0,"d":"R0.00"},{"v":0,"d":"R0.00"},{"v":0,"d":"R0.00"}]
["4.6.4",1148,"LV 2 phase insulated/bare neutral ABC Strain Assembly (60° - 90°) ","Ea",{"$nulls":3},{"v":0,"d":"R0.00"},{"v":0,"d":"R0.00"},{"v":0,"d":"R0.00"},null,null,{"v":0,"d":"R0.00"},{"v":0,"d":"R0.00"},{"v":0,"d":"R0.00"},null,null,{"v":0,"d":"R0.00"},{"v":0,"d":"R0.00"},{"v":0,"d":"R0.00"},null,null,{"v":0,"d":"R0.00"},{"v":0,"d":"R0.00"},{"v":0,"d":"R0.00"}]
["4.6.5",1149,"LV 2 phase insulated/bare neutral ABC T from Intermediate ","Ea",{"$nulls":3},{"v":0,"d":"R0.00"},{"v":0,"d":"R0.00"},{"v":0,"d":"R0.00"},null,null,{"v":0,"d":"R0.00"},{"v":0,"d":"R0.00"},{"v":0,"d":"R0.00"},null,null,{"v":0,"d":"R0.00"},{"v":0,"d":"R0.00"},{"v":0,"d":"R0.00"},null,null,{"v":0,"d":"R0.00"},{"v":0,"d":"R0.00"},{"v":0,"d":"R0.00"}]
["4.6.6",1150,"LV 2 phase insulated/bare neutral ABC Intermediate Suspension Assembly ","Ea",{"$nulls":3},{"v":0,"d":"R0.00"},{"v":0,"d":"R0.00"},{"v":0,"d":"R0.00"},null,null,{"v":0,"d":"R0.00"},{"v":0,"d":"R0.00"},{"v":0,"d":"R0.00"},null,null,{"v":0,"d":"R0.00"},{"v":0,"d":"R0.00"},{"v":0,"d":"R0.00"},null,null,{"v":0,"d":"R0.00"},{"v":0,"d":"R0.00"},{"v":0,"d":"R0.00"}]
["4.6.7",1151,"LV 2 phase insulated/bare neutral ABC T from Strain ","Ea",{"$nulls":3},{"v":0,"d":"R0.00"},{"v":0,"d":"R0.00"},{"v":0,"d":"R0.00"},null,null,{"v":0,"d":"R0.00"},{"v":0,"d":"R0.00"},{"v":0,"d":"R0.00"},null,null,{"v":0,"d":"R0.00"},{"v":0,"d":"R0.00"},{"v":0,"d":"R0.00"},null,null,{"v":0,"d":"R0.00"},{"v":0,"d":"R0.00"},{"v":0,"d":"R0.00"}]
["4.6.8",1152,"LV 2 phase insulated/bare neutral ABC X Intermediate-Strain Assembly ","Ea",{"$nulls":3},{"v":0,"d":"R0.00"},{"v":0,"d":"R0.00"},{"v":0,"d":"R0.00"},null,null,{"v":0,"d":"R0.00"},{"v":0,"d":"R0.00"},{"v":0,"d":"R0.00"},null,null,{"v":0,"d":"R0.00"},{"v":0,"d":"R0.00"},{"v":0,"d":"R0.00"},null,null,{"v":0,"d":"R0.00"},{"v":0,"d":"R0.00"},{"v":0,"d":"R0.00"}]
["4.7.",null,"C. List of Three-phase ABC wood pole"]
["4.7.1",1100,"LV 3 phase insulated/bare neutral ABC Suspension Assembly (0° - 30°)  ","Ea",{"$nulls":3},{"$f":"F75*E75","v":{"v":0,"d":"R0.00"}},{"$f":"E75*G75","v":{"v":0,"d":"R0.00"}},{"v":0,"d":"R0.00"},null,null,{"v":0,"d":"R0.00"},{"v":0,"d":"R0.00"},{"v":0,"d":"R0.00"},null,null,{"v":0,"d":"R0.00"},{"v":0,"d":"R0.00"},{"v":0,"d":"R0.00"},null,null,{"v":0,"d":"R0.00"},{"v":0,"d":"R0.00"},{"v":0,"d":"R0.00"}]
["4.7.2",1120,"LV 3 phase insulated/bare neutral LABC Terminal Assembly ","Ea",{"$nulls":3},{"v":0,"d":"R0.00"},{"v":0,"d":"R0.00"},{"v":0,"d":"R0.00"},null,null,{"v":0,"d":"R0.00"},{"v":0,"d":"R0.00"},{"v":0,"d":"R0.00"},null,null,{"v":0,"d":"R0.00"},{"v":0,"d":"R0.00"},{"v":0,"d":"R0.00"},null,null,{"v":0,"d":"R0.00"},{"v":0,"d":"R0.00"},{"v":0,"d":"R0.00"}]
["4.7.3",1121,"LV 3 phase insulated/bare neutral ABC Strain Assembly (0° - 60°)","Ea",{"$nulls":3},{"v":0,"d":"R0.00"},{"v":0,"d":"R0.00"},{"v":0,"d":"R0.00"},null,null,{"v":0,"d":"R0.00"},{"v":0,"d":"R0.00"},{"v":0,"d":"R0.00"},null,null,{"v":0,"d":"R0.00"},{"v":0,"d":"R0.00"},{"v":0,"d":"R0.00"},null,null,{"v":0,"d":"R0.00"},{"v":0,"d":"R0.00"},{"v":0,"d":"R0.00"}]
["4.7.4",1122,"LV 3 phase insulated/bare neutral ABC Strain Assembly (60° - 90°) ","Ea",{"$nulls":3},{"v":0,"d":"R0.00"},{"v":0,"d":"R0.00"},{"v":0,"d":"R0.00"},null,null,{"v":0,"d":"R0.00"},{"v":0,"d":"R0.00"},{"v":0,"d":"R0.00"},null,null,{"v":0,"d":"R0.00"},{"v":0,"d":"R0.00"},{"v":0,"d":"R0.00"},null,null,{"v":0,"d":"R0.00"},{"v":0,"d":"R0.00"},{"v":0,"d":"R0.00"}]
["4.7.5",1140,"LV 3 phase insulated/bare neutral  ABC T from Intermediate","Ea",{"$nulls":3},{"v":0,"d":"R0.00"},{"v":0,"d":"R0.00"},{"v":0,"d":"R0.00"},null,null,{"v":0,"d":"R0.00"},{"v":0,"d":"R0.00"},{"v":0,"d":"R0.00"},null,null,{"v":0,"d":"R0.00"},{"v":0,"d":"R0.00"},{"v":0,"d":"R0.00"},null,null,{"v":0,"d":"R0.00"},{"v":0,"d":"R0.00"},{"v":0,"d":"R0.00"}]
["4.7.6",1141,"LV 3 phase insulated/bare neutral ABC Intermediate Suspension Assembly ","Ea",{"$nulls":3},{"v":0,"d":"R0.00"},{"v":0,"d":"R0.00"},{"v":0,"d":"R0.00"},null,null,{"v":0,"d":"R0.00"},{"v":0,"d":"R0.00"},{"v":0,"d":"R0.00"},null,null,{"v":0,"d":"R0.00"},{"v":0,"d":"R0.00"},{"v":0,"d":"R0.00"},null,null,{"v":0,"d":"R0.00"},{"v":0,"d":"R0.00"},{"v":0,"d":"R0.00"}]
["4.7.7",1142,"LV 3 phase insulated/bare neutral ABC T from Strain","Ea",{"$nulls":3},{"v":0,"d":"R0.00"},{"v":0,"d":"R0.00"},{"v":0,"d":"R0.00"},null,null,{"v":0,"d":"R0.00"},{"v":0,"d":"R0.00"},{"v":0,"d":"R0.00"},null,null,{"v":0,"d":"R0.00"},{"v":0,"d":"R0.00"},{"v":0,"d":"R0.00"},null,null,{"v":0,"d":"R0.00"},{"v":0,"d":"R0.00"},{"v":0,"d":"R0.00"}]
["4.7.8",1143,"LV 3 phase insulated/bare neutral ABC X Intermediate-Strain Assembly ","Ea",{"$nulls":3},{"v":0,"d":"R0.00"},{"v":0,"d":"R0.00"},{"v":0,"d":"R0.00"},null,null,{"v":0,"d":"R0.00"},{"v":0,"d":"R0.00"},{"v":0,"d":"R0.00"},null,null,{"v":0,"d":"R0.00"},{"v":0,"d":"R0.00"},{"v":0,"d":"R0.00"},null,null,{"v":0,"d":"R0.00"},{"v":0,"d":"R0.00"},{"v":0,"d":"R0.00"}]
["LOW VOLTAGE FUSE UNITS","Install LV fuse units.   Accessories inclusive of fuse bracket and mounting hardware, fuse holders and appropiate labels.  The LV NH00 fuse rating shall be as per the design."]
["4.8."]
["4.8.1","0309","Three phase trf and LV fuse holder connection - ABC conductor- 40A NH00 ","Set",{"$nulls":3},{"$f":"F85*E85","v":{"v":0,"d":"R0.00"}},{"$f":"E85*G85","v":{"v":0,"d":"R0.00"}},{"v":0,"d":"R0.00"},null,null,{"v":0,"d":"R0.00"},{"v":0,"d":"R0.00"},{"v":0,"d":"R0.00"},null,null,{"v":0,"d":"R0.00"},{"v":0,"d":"R0.00"},{"v":0,"d":"R0.00"},null,null,{"v":0,"d":"R0.00"},{"v":0,"d":"R0.00"},{"v":0,"d":"R0.00"}]
["4.8.2","0309","Three phase trf and LV fuse holder connection - ABC conductor- 63A NH00","Set",{"$nulls":3},{"v":0,"d":"R0.00"},{"v":0,"d":"R0.00"},{"v":0,"d":"R0.00"},null,null,{"v":0,"d":"R0.00"},{"v":0,"d":"R0.00"},{"v":0,"d":"R0.00"},null,null,{"v":0,"d":"R0.00"},{"v":0,"d":"R0.00"},{"v":0,"d":"R0.00"},null,null,{"v":0,"d":"R0.00"},{"v":0,"d":"R0.00"},{"v":0,"d":"R0.00"}]
["4.8.3","0309","Three phase trf and LV fuse holder connection - ABC conductor- 80A NH00","Set",{"$nulls":3},{"v":0,"d":"R0.00"},{"v":0,"d":"R0.00"},{"v":0,"d":"R0.00"},null,null,{"v":0,"d":"R0.00"},{"v":0,"d":"R0.00"},{"v":0,"d":"R0.00"},null,null,{"v":0,"d":"R0.00"},{"v":0,"d":"R0.00"},{"v":0,"d":"R0.00"},null,null,{"v":0,"d":"R0.00"},{"v":0,"d":"R0.00"},{"v":0,"d":"R0.00"}]
["4.8.4","0309","Three phase trf and LV fuse holder connection - ABC conductor- 125A NH00","Set",{"$nulls":3},{"v":0,"d":"R0.00"},{"v":0,"d":"R0.00"},{"v":0,"d":"R0.00"},null,null,{"$f":"K88*F88","v":{"v":0,"d":"R0.00"}},{"$f":"L88*G88","v":{"v":0,"d":"R0.00"}},{"$f":"SUM(K88*F88)+(L88*G88)","v":{"v":0,"d":"R0.00"}},null,null,{"$f":"P88*F88","v":{"v":0,"d":"R0.00"}},{"$f":"Q88*G88","v":{"v":0,"d":"R0.00"}},{"$f":"SUM(P88*F88)+(Q88*G88)","v":{"v":0,"d":"R0.00"}},null,null,{"$f":"U88*F88","v":{"v":0,"d":"R0.00"}},{"$f":"V88*G88","v":{"v":0,"d":"R0.00"}},{"$f":"SUM(U88*F88)+(V88*G88)","v":{"v":0,"d":"R0.00"}}]
["4.8.5","0309","Three phase trf and LV fuse holder connection - ABC conductor- 160A NH00","Set",{"$nulls":3},{"v":0,"d":"R0.00"},{"v":0,"d":"R0.00"},{"v":0,"d":"R0.00"},null,null,{"v":0,"d":"R0.00"},{"v":0,"d":"R0.00"},{"v":0,"d":"R0.00"},null,null,{"v":0,"d":"R0.00"},{"v":0,"d":"R0.00"},{"v":0,"d":"R0.00"},null,null,{"v":0,"d":"R0.00"},{"v":0,"d":"R0.00"},{"v":0,"d":"R0.00"}]
["4.8.6","0309","Dual phase trf and LV fuse holder connection - ABC conductor- 40A NH00 ","Set",{"$nulls":3},{"v":0,"d":"R0.00"},{"v":0,"d":"R0.00"},{"v":0,"d":"R0.00"},null,null,{"v":0,"d":"R0.00"},{"v":0,"d":"R0.00"},{"v":0,"d":"R0.00"},null,null,{"v":0,"d":"R0.00"},{"v":0,"d":"R0.00"},{"v":0,"d":"R0.00"},null,null,{"v":0,"d":"R0.00"},{"v":0,"d":"R0.00"},{"v":0,"d":"R0.00"}]
["4.8.7","0309","Dual phase trf and LV fuse holder connection - ABC conductor- 63A NH00","Set",{"$nulls":3},{"v":0,"d":"R0.00"},{"v":0,"d":"R0.00"},{"v":0,"d":"R0.00"},null,null,{"v":0,"d":"R0.00"},{"v":0,"d":"R0.00"},{"v":0,"d":"R0.00"},null,null,{"v":0,"d":"R0.00"},{"v":0,"d":"R0.00"},{"v":0,"d":"R0.00"},null,null,{"v":0,"d":"R0.00"},{"v":0,"d":"R0.00"},{"v":0,"d":"R0.00"}]
["4.8.8","0309","Dual phase trf and LV fuse holder connection - ABC conductor- 80A NH00","Set",{"$nulls":3},{"v":0,"d":"R0.00"},{"v":0,"d":"R0.00"},{"v":0,"d":"R0.00"},null,null,{"v":0,"d":"R0.00"},{"v":0,"d":"R0.00"},{"v":0,"d":"R0.00"},null,null,{"v":0,"d":"R0.00"},{"v":0,"d":"R0.00"},{"v":0,"d":"R0.00"},null,null,{"v":0,"d":"R0.00"},{"v":0,"d":"R0.00"},{"v":0,"d":"R0.00"}]
["4.8.9","0309","Dual phase trf and LV fuse holder connection - ABC conductor- 125A NH00","Set",{"$nulls":3},{"v":0,"d":"R0.00"},{"v":0,"d":"R0.00"},{"v":0,"d":"R0.00"},null,null,{"v":0,"d":"R0.00"},{"v":0,"d":"R0.00"},{"v":0,"d":"R0.00"},null,null,{"v":0,"d":"R0.00"},{"v":0,"d":"R0.00"},{"v":0,"d":"R0.00"},null,null,{"v":0,"d":"R0.00"},{"v":0,"d":"R0.00"},{"v":0,"d":"R0.00"}]
["4.8.10","0309","Dual phase trf and LV fuse holder connection - ABC conductor- 160A NH00","Set",{"$nulls":3},{"v":0,"d":"R0.00"},{"v":0,"d":"R0.00"},{"v":0,"d":"R0.00"},null,null,{"v":0,"d":"R0.00"},{"v":0,"d":"R0.00"},{"v":0,"d":"R0.00"},null,null,{"v":0,"d":"R0.00"},{"v":0,"d":"R0.00"},{"v":0,"d":"R0.00"},null,null,{"v":0,"d":"R0.00"},{"v":0,"d":"R0.00"},{"v":0,"d":"R0.00"}]
["4.8.11","0309","Single phase trf and LV fuse holder connection - ABC conductor- 40A NH00 ","Set",{"$nulls":3},{"v":0,"d":"R0.00"},{"v":0,"d":"R0.00"},{"v":0,"d":"R0.00"},null,null,{"v":0,"d":"R0.00"},{"v":0,"d":"R0.00"},{"v":0,"d":"R0.00"},null,null,{"v":0,"d":"R0.00"},{"v":0,"d":"R0.00"},{"v":0,"d":"R0.00"},null,null,{"v":0,"d":"R0.00"},{"v":0,"d":"R0.00"},{"v":0,"d":"R0.00"}]
["4.8.12","0309","Single phase trf and LV fuse holder connection - ABC conductor- 63A NH00","Set",{"$nulls":3},{"v":0,"d":"R0.00"},{"v":0,"d":"R0.00"},{"v":0,"d":"R0.00"},null,null,{"v":0,"d":"R0.00"},{"v":0,"d":"R0.00"},{"v":0,"d":"R0.00"},null,null,{"v":0,"d":"R0.00"},{"v":0,"d":"R0.00"},{"v":0,"d":"R0.00"},null,null,{"v":0,"d":"R0.00"},{"v":0,"d":"R0.00"},{"v":0,"d":"R0.00"}]
["4.8.13","0309","Single phase trf and LV fuse holder connection - ABC conductor- 80A NH00","Set",{"$nulls":3},{"v":0,"d":"R0.00"},{"v":0,"d":"R0.00"},{"v":0,"d":"R0.00"},null,null,{"v":0,"d":"R0.00"},{"v":0,"d":"R0.00"},{"v":0,"d":"R0.00"},null,null,{"v":0,"d":"R0.00"},{"v":0,"d":"R0.00"},{"v":0,"d":"R0.00"},null,null,{"v":0,"d":"R0.00"},{"v":0,"d":"R0.00"},{"v":0,"d":"R0.00"}]
["4.8.14","0309","Single phase trf and LV fuse holder connection - ABC conductor- 125A NH00","Set",{"$nulls":3},{"v":0,"d":"R0.00"},{"v":0,"d":"R0.00"},{"v":0,"d":"R0.00"},null,null,{"v":0,"d":"R0.00"},{"v":0,"d":"R0.00"},{"v":0,"d":"R0.00"},null,null,{"v":0,"d":"R0.00"},{"v":0,"d":"R0.00"},{"v":0,"d":"R0.00"},null,null,{"v":0,"d":"R0.00"},{"v":0,"d":"R0.00"},{"v":0,"d":"R0.00"}]
["4.8.15","0309","Single phase trf and LV fuse holder connection - ABC conductor- 160A NH00","Set",{"$nulls":3},{"v":0,"d":"R0.00"},{"v":0,"d":"R0.00"},{"v":0,"d":"R0.00"},null,null,{"v":0,"d":"R0.00"},{"v":0,"d":"R0.00"},{"v":0,"d":"R0.00"},null,null,{"v":0,"d":"R0.00"},{"v":0,"d":"R0.00"},{"v":0,"d":"R0.00"},null,null,{"v":0,"d":"R0.00"},{"v":0,"d":"R0.00"},{"v":0,"d":"R0.00"}]
["4.8.16","0309","Three phase trf and LV fuse holder connection - Bare wire conductor- 40A NH00 ","Set",{"$nulls":3},{"v":0,"d":"R0.00"},{"v":0,"d":"R0.00"},{"v":0,"d":"R0.00"},null,null,{"v":0,"d":"R0.00"},{"v":0,"d":"R0.00"},{"v":0,"d":"R0.00"},null,null,{"v":0,"d":"R0.00"},{"v":0,"d":"R0.00"},{"v":0,"d":"R0.00"},null,null,{"v":0,"d":"R0.00"},{"v":0,"d":"R0.00"},{"v":0,"d":"R0.00"}]
["4.8.17","0309","Three phase trf and LV fuse holder connection - Bare wire conductor- 63A NH00","Set",{"$nulls":3},{"v":0,"d":"R0.00"},{"v":0,"d":"R0.00"},{"v":0,"d":"R0.00"},null,null,{"v":0,"d":"R0.00"},{"v":0,"d":"R0.00"},{"v":0,"d":"R0.00"},null,null,{"v":0,"d":"R0.00"},{"v":0,"d":"R0.00"},{"v":0,"d":"R0.00"},null,null,{"v":0,"d":"R0.00"},{"v":0,"d":"R0.00"},{"v":0,"d":"R0.00"}]
["4.8.18","0309","Three phase trf and LV fuse holder connection - Bare wire conductor- 80A NH00","Set",{"$nulls":3},{"v":0,"d":"R0.00"},{"v":0,"d":"R0.00"},{"v":0,"d":"R0.00"},null,null,{"v":0,"d":"R0.00"},{"v":0,"d":"R0.00"},{"v":0,"d":"R0.00"},null,null,{"v":0,"d":"R0.00"},{"v":0,"d":"R0.00"},{"v":0,"d":"R0.00"},null,null,{"v":0,"d":"R0.00"},{"v":0,"d":"R0.00"},{"v":0,"d":"R0.00"}]
["4.8.19","0309","Three phase trf and LV fuse holder connection - Bare wire conductor- 125A NH00","Set",{"$nulls":3},{"v":0,"d":"R0.00"},{"v":0,"d":"R0.00"},{"v":0,"d":"R0.00"},null,null,{"v":0,"d":"R0.00"},{"v":0,"d":"R0.00"},{"v":0,"d":"R0.00"},null,null,{"v":0,"d":"R0.00"},{"v":0,"d":"R0.00"},{"v":0,"d":"R0.00"},null,null,{"v":0,"d":"R0.00"},{"v":0,"d":"R0.00"},{"v":0,"d":"R0.00"}]
["4.8.20","0309","Three phase trf and LV fuse holder connection - Bare wire conductor- 160A NH00","Set",{"$nulls":3},{"v":0,"d":"R0.00"},{"v":0,"d":"R0.00"},{"v":0,"d":"R0.00"},null,null,{"v":0,"d":"R0.00"},{"v":0,"d":"R0.00"},{"v":0,"d":"R0.00"},null,null,{"v":0,"d":"R0.00"},{"v":0,"d":"R0.00"},{"v":0,"d":"R0.00"},null,null,{"v":0,"d":"R0.00"},{"v":0,"d":"R0.00"},{"v":0,"d":"R0.00"}]
["4.8.21","0309","Dual phase trf and LV fuse holder connection - Bare wire conductor- 40A NH00 ","Set",{"$nulls":3},{"v":0,"d":"R0.00"},{"v":0,"d":"R0.00"},{"v":0,"d":"R0.00"},null,null,{"v":0,"d":"R0.00"},{"v":0,"d":"R0.00"},{"v":0,"d":"R0.00"},null,null,{"v":0,"d":"R0.00"},{"v":0,"d":"R0.00"},{"v":0,"d":"R0.00"},null,null,{"v":0,"d":"R0.00"},{"v":0,"d":"R0.00"},{"v":0,"d":"R0.00"}]
["4.8.22","0309","Dual phase trf and LV fuse holder connection - Bare wire conductor- 63A NH00","Set",{"$nulls":3},{"v":0,"d":"R0.00"},{"v":0,"d":"R0.00"},{"v":0,"d":"R0.00"},null,null,{"v":0,"d":"R0.00"},{"v":0,"d":"R0.00"},{"v":0,"d":"R0.00"},null,null,{"v":0,"d":"R0.00"},{"v":0,"d":"R0.00"},{"v":0,"d":"R0.00"},null,null,{"v":0,"d":"R0.00"},{"v":0,"d":"R0.00"},{"v":0,"d":"R0.00"}]
["4.8.23","0309","Dual phase trf and LV fuse holder connection - Bare wire conductor- 80A NH00","Set",{"$nulls":3},{"v":0,"d":"R0.00"},{"v":0,"d":"R0.00"},{"$f":"(E107*F107)+(E107*G107)","v":{"v":0,"d":"R0.00"}},null,null,{"v":0,"d":"R0.00"},{"v":0,"d":"R0.00"},{"v":0,"d":"R0.00"},null,null,{"v":0,"d":"R0.00"},{"v":0,"d":"R0.00"},{"v":0,"d":"R0.00"},null,null,{"v":0,"d":"R0.00"},{"v":0,"d":"R0.00"},{"v":0,"d":"R0.00"}]
["4.8.24","0309","Dual phase trf and LV fuse holder connection - Bare wire conductor- 125A NH00","Set",{"$nulls":3},{"v":0,"d":"R0.00"},{"v":0,"d":"R0.00"},{"v":0,"d":"R0.00"},null,null,{"v":0,"d":"R0.00"},{"v":0,"d":"R0.00"},{"v":0,"d":"R0.00"},null,null,{"v":0,"d":"R0.00"},{"v":0,"d":"R0.00"},{"v":0,"d":"R0.00"},null,null,{"v":0,"d":"R0.00"},{"v":0,"d":"R0.00"},{"v":0,"d":"R0.00"}]
["4.8.25","0309","Dual phase trf and LV fuse holder connection - Bare wire conductor- 160A NH00","Set",{"$nulls":3},{"v":0,"d":"R0.00"},{"v":0,"d":"R0.00"},{"v":0,"d":"R0.00"},null,null,{"v":0,"d":"R0.00"},{"v":0,"d":"R0.00"},{"v":0,"d":"R0.00"},null,null,{"v":0,"d":"R0.00"},{"v":0,"d":"R0.00"},{"v":0,"d":"R0.00"},null,null,{"v":0,"d":"R0.00"},{"v":0,"d":"R0.00"},{"v":0,"d":"R0.00"}]
["4.8.26","0309","Single phase trf and LV fuse holder connection - Bare wire conductor- 40A NH00 ","Set",{"$nulls":3},{"v":0,"d":"R0.00"},{"v":0,"d":"R0.00"},{"v":0,"d":"R0.00"},null,null,{"v":0,"d":"R0.00"},{"v":0,"d":"R0.00"},{"v":0,"d":"R0.00"},null,null,{"v":0,"d":"R0.00"},{"v":0,"d":"R0.00"},{"v":0,"d":"R0.00"},null,null,{"v":0,"d":"R0.00"},{"v":0,"d":"R0.00"},{"v":0,"d":"R0.00"}]
["4.8.27","0309","Single phase trf and LV fuse holder connection - Bare wire conductor- 63A NH00","Set",{"$nulls":3},{"v":0,"d":"R0.00"},{"v":0,"d":"R0.00"},{"v":0,"d":"R0.00"},null,null,{"v":0,"d":"R0.00"},{"v":0,"d":"R0.00"},{"v":0,"d":"R0.00"},null,null,{"v":0,"d":"R0.00"},{"v":0,"d":"R0.00"},{"v":0,"d":"R0.00"},null,null,{"v":0,"d":"R0.00"},{"v":0,"d":"R0.00"},{"v":0,"d":"R0.00"}]
["4.8.28","0309","Single phase trf and LV fuse holder connection - Bare wire conductor- 80A NH00","Set",{"$nulls":3},{"v":0,"d":"R0.00"},{"v":0,"d":"R0.00"},{"v":0,"d":"R0.00"},null,null,{"v":0,"d":"R0.00"},{"v":0,"d":"R0.00"},{"v":0,"d":"R0.00"},null,null,{"v":0,"d":"R0.00"},{"v":0,"d":"R0.00"},{"v":0,"d":"R0.00"},null,null,{"v":0,"d":"R0.00"},{"v":0,"d":"R0.00"},{"v":0,"d":"R0.00"}]
["4.8.29","0309","Single phase trf and LV fuse holder connection - Bare wire conductor- 125A NH00","Set",{"$nulls":3},{"v":0,"d":"R0.00"},{"v":0,"d":"R0.00"},{"v":0,"d":"R0.00"},null,null,{"v":0,"d":"R0.00"},{"v":0,"d":"R0.00"},{"v":0,"d":"R0.00"},null,null,{"v":0,"d":"R0.00"},{"v":0,"d":"R0.00"},{"v":0,"d":"R0.00"},null,null,{"v":0,"d":"R0.00"},{"v":0,"d":"R0.00"},{"v":0,"d":"R0.00"}]
["4.8.30","0309","Single phase trf and LV fuse holder connection - Bare wire conductor- 160A NH00","Set",{"$nulls":3},{"v":0,"d":"R0.00"},{"v":0,"d":"R0.00"},{"v":0,"d":"R0.00"},null,null,{"v":0,"d":"R0.00"},{"v":0,"d":"R0.00"},{"v":0,"d":"R0.00"},null,null,{"v":0,"d":"R0.00"},{"v":0,"d":"R0.00"},{"v":0,"d":"R0.00"},null,null,{"v":0,"d":"R0.00"},{"v":0,"d":"R0.00"},{"v":0,"d":"R0.00"}]
[" LV POLE MOUNTED SERVICE BOXES","Install pole top connection boxes  on a wooden  pole  complete with pole mounting brackets (including sealing), cable ties, insulated copper tails for connecting to LV ABC or Bare wire,  connectors and . Included shall be the stainless steel strapping, buckles and terminations of the tails onto the LV conductor. "]
["4.9."]
["4.9.1",3055,"BOX,POLE TOP SPLIT METER 2-WAY 50A ","Ea",{"$nulls":3},{"$f":"F117*E117","v":{"v":0,"d":"R0.00"}},{"$f":"E117*G117","v":{"v":0,"d":"R0.00"}},{"v":0,"d":"R0.00"},null,null,{"v":0,"d":"R0.00"},{"v":0,"d":"R0.00"},{"v":0,"d":"R0.00"},null,null,{"v":0,"d":"R0.00"},{"v":0,"d":"R0.00"},{"v":0,"d":"R0.00"},null,null,{"v":0,"d":"R0.00"},{"v":0,"d":"R0.00"},{"v":0,"d":"R0.00"}]
["4.9.2",3055,"BOX,POLE TOP SPLIT METER 4-WAY 50A ","Ea",{"$nulls":3},{"v":0,"d":"R0.00"},{"v":0,"d":"R0.00"},{"v":0,"d":"R0.00"},null,null,{"v":0,"d":"R0.00"},{"v":0,"d":"R0.00"},{"v":0,"d":"R0.00"},null,null,{"v":0,"d":"R0.00"},{"v":0,"d":"R0.00"},{"v":0,"d":"R0.00"},null,null,{"v":0,"d":"R0.00"},{"v":0,"d":"R0.00"},{"v":0,"d":"R0.00"}]
["4.9.3",3055,"BOX,POLE TOP SPLIT METER 4-WAY 120A ","Ea",{"$nulls":3},{"v":0,"d":"R0.00"},{"v":0,"d":"R0.00"},{"v":0,"d":"R0.00"},null,null,{"v":0,"d":"R0.00"},{"v":0,"d":"R0.00"},{"v":0,"d":"R0.00"},null,null,{"v":0,"d":"R0.00"},{"v":0,"d":"R0.00"},{"v":0,"d":"R0.00"},null,null,{"v":0,"d":"R0.00"},{"v":0,"d":"R0.00"},{"v":0,"d":"R0.00"}]
["4.9.4",3055,"BOX,POLE TOP SPLIT METER 8-WAY 50A","Ea",{"$nulls":3},{"v":0,"d":"R0.00"},{"v":0,"d":"R0.00"},{"v":0,"d":"R0.00"},null,null,{"v":0,"d":"R0.00"},{"v":0,"d":"R0.00"},{"v":0,"d":"R0.00"},null,null,{"v":0,"d":"R0.00"},{"v":0,"d":"R0.00"},{"v":0,"d":"R0.00"},null,null,{"v":0,"d":"R0.00"},{"v":0,"d":"R0.00"},{"v":0,"d":"R0.00"}]
["4.9.5",3055,"BOX DISTR:POLE TOP SPLITMETER 2-WAY 60A","Ea",{"$nulls":3},{"v":0,"d":"R0.00"},{"v":0,"d":"R0.00"},{"v":0,"d":"R0.00"},null,null,{"v":0,"d":"R0.00"},{"v":0,"d":"R0.00"},{"v":0,"d":"R0.00"},null,null,{"v":0,"d":"R0.00"},{"v":0,"d":"R0.00"},{"v":0,"d":"R0.00"},null,null,{"v":0,"d":"R0.00"},{"v":0,"d":"R0.00"},{"v":0,"d":"R0.00"}]
["4.9.6",3055,"BOX DISTR:POLETOP SPLIT METER 6-WAY 20A","Ea",{"$nulls":3},{"v":0,"d":"R0.00"},{"v":0,"d":"R0.00"},{"v":0,"d":"R0.00"},null,null,{"v":0,"d":"R0.00"},{"v":0,"d":"R0.00"},{"v":0,"d":"R0.00"},null,null,{"v":0,"d":"R0.00"},{"v":0,"d":"R0.00"},{"v":0,"d":"R0.00"},null,null,{"v":0,"d":"R0.00"},{"v":0,"d":"R0.00"},{"v":0,"d":"R0.00"}]
["4.9.7",3055,"BOX DISTR:POLETOP SPLIT METER 6-WAY 60A","Ea",{"$nulls":3},{"v":0,"d":"R0.00"},{"v":0,"d":"R0.00"},{"v":0,"d":"R0.00"},null,null,{"v":0,"d":"R0.00"},{"v":0,"d":"R0.00"},{"v":0,"d":"R0.00"},null,null,{"v":0,"d":"R0.00"},{"v":0,"d":"R0.00"},{"v":0,"d":"R0.00"},null,null,{"v":0,"d":"R0.00"},{"v":0,"d":"R0.00"},{"v":0,"d":"R0.00"}]
[" LV TESTING","Allowance shall be made for the testing of each LV  distributor on accordance with the project specification. Included shall be the provision of test certificates and all documentation as required."]
["4.10."]
["4.10.1",null,"LV continuity test","Ea",{"$nulls":3},{"$f":"F126*E126","v":{"v":0,"d":"R0.00"}},{"$f":"E126*G126","v":{"v":0,"d":"R0.00"}},{"v":0,"d":"R0.00"},null,null,{"v":0,"d":"R0.00"},{"v":0,"d":"R0.00"},{"v":0,"d":"R0.00"},null,null,{"v":0,"d":"R0.00"},{"v":0,"d":"R0.00"},{"v":0,"d":"R0.00"},null,null,{"v":0,"d":"R0.00"},{"v":0,"d":"R0.00"},{"v":0,"d":"R0.00"}]
["4.10.2",null,"LV phasing test","Ea",{"$nulls":3},{"v":0,"d":"R0.00"},{"v":0,"d":"R0.00"},{"v":0,"d":"R0.00"},null,null,{"v":0,"d":"R0.00"},{"v":0,"d":"R0.00"},{"v":0,"d":"R0.00"},null,null,{"v":0,"d":"R0.00"},{"v":0,"d":"R0.00"},{"v":0,"d":"R0.00"},null,null,{"v":0,"d":"R0.00"},{"v":0,"d":"R0.00"},{"v":0,"d":"R0.00"}]
["MISCELLANEOUS","Allow for the following end items to be applied as per   relevant Eskom DDT series, Eskom  national or Eskom local technical instructions  where applicable"]
["4.11."]
["4.11.1",null,{"$f":"UPPER(\"Pole top box phasing labels\")","v":"POLE TOP BOX PHASING LABELS"},"Ea",{"$nulls":3},{"$f":"F130*E130","v":{"v":0,"d":"R0.00"}},{"$f":"E130*G130","v":{"v":0,"d":"R0.00"}},{"v":0,"d":"R0.00"},null,null,{"v":0,"d":"R0.00"},{"v":0,"d":"R0.00"},{"v":0,"d":"R0.00"},null,null,{"v":0,"d":"R0.00"},{"v":0,"d":"R0.00"},{"v":0,"d":"R0.00"},null,null,{"v":0,"d":"R0.00"},{"v":0,"d":"R0.00"},{"v":0,"d":"R0.00"}]
["4.11.2",3049,"ALUMINIUM POLE TAG 25x150MM WITH POLE NUMBER","Ea",{"$nulls":3},{"v":0,"d":"R0.00"},{"v":0,"d":"R0.00"},{"v":0,"d":"R0.00"},null,null,{"v":0,"d":"R0.00"},{"v":0,"d":"R0.00"},{"v":0,"d":"R0.00"},null,null,{"v":0,"d":"R0.00"},{"v":0,"d":"R0.00"},{"v":0,"d":"R0.00"},null,null,{"v":0,"d":"R0.00"},{"v":0,"d":"R0.00"},{"v":0,"d":"R0.00"}]
["4.11.3",3089,"JOINT,MSPN SET 3x35+35SQ B/N ABC ","Ea",{"$nulls":3},{"v":0,"d":"R0.00"},{"v":0,"d":"R0.00"},{"v":0,"d":"R0.00"},null,null,{"v":0,"d":"R0.00"},{"v":0,"d":"R0.00"},{"v":0,"d":"R0.00"},null,null,{"v":0,"d":"R0.00"},{"v":0,"d":"R0.00"},{"v":0,"d":"R0.00"},null,null,{"v":0,"d":"R0.00"},{"v":0,"d":"R0.00"},{"v":0,"d":"R0.00"}]
["4.11.4",3089,"JOINT,MSPN SET 3x70+50SQ B/N ABC ","Ea",{"$nulls":3},{"v":0,"d":"R0.00"},{"v":0,"d":"R0.00"},{"v":0,"d":"R0.00"},null,null,{"v":0,"d":"R0.00"},{"v":0,"d":"R0.00"},{"v":0,"d":"R0.00"},null,null,{"v":0,"d":"R0.00"},{"v":0,"d":"R0.00"},{"v":0,"d":"R0.00"},null,null,{"v":0,"d":"R0.00"},{"v":0,"d":"R0.00"},{"v":0,"d":"R0.00"}]
["4.11.5",3089,"JOINT,MSPN SET 2x35+35SQ B/N ABC ","Ea",{"$nulls":3},{"v":0,"d":"R0.00"},{"v":0,"d":"R0.00"},{"v":0,"d":"R0.00"},null,null,{"v":0,"d":"R0.00"},{"v":0,"d":"R0.00"},{"v":0,"d":"R0.00"},null,null,{"v":0,"d":"R0.00"},{"v":0,"d":"R0.00"},{"v":0,"d":"R0.00"},null,null,{"v":0,"d":"R0.00"},{"v":0,"d":"R0.00"},{"v":0,"d":"R0.00"}]
["4.11.6",3089,"JOINT,MSPN SET 1x35+35SQ B/N ABC ","Ea",{"$nulls":3},{"v":0,"d":"R0.00"},{"v":0,"d":"R0.00"},{"v":0,"d":"R0.00"},null,null,{"v":0,"d":"R0.00"},{"v":0,"d":"R0.00"},{"v":0,"d":"R0.00"},null,null,{"v":0,"d":"R0.00"},{"v":0,"d":"R0.00"},{"v":0,"d":"R0.00"},null,null,{"v":0,"d":"R0.00"},{"v":0,"d":"R0.00"},{"v":0,"d":"R0.00"}]
["4.11.7",3089,"JOINT,MSPN SET 3x35+54.6SQ INSNEUT ","Ea",{"$nulls":3},{"v":0,"d":"R0.00"},{"v":0,"d":"R0.00"},{"v":0,"d":"R0.00"},null,null,{"v":0,"d":"R0.00"},{"v":0,"d":"R0.00"},{"v":0,"d":"R0.00"},null,null,{"v":0,"d":"R0.00"},{"v":0,"d":"R0.00"},{"v":0,"d":"R0.00"},null,null,{"v":0,"d":"R0.00"},{"v":0,"d":"R0.00"},{"v":0,"d":"R0.00"}]
["4.11.8",3089,"JOINT,MSPN SET 3x70+54.6SQ INSNEUT","Ea",{"$nulls":3},{"v":0,"d":"R0.00"},{"v":0,"d":"R0.00"},{"v":0,"d":"R0.00"},null,null,{"v":0,"d":"R0.00"},{"v":0,"d":"R0.00"},{"v":0,"d":"R0.00"},null,null,{"v":0,"d":"R0.00"},{"v":0,"d":"R0.00"},{"v":0,"d":"R0.00"},null,null,{"v":0,"d":"R0.00"},{"v":0,"d":"R0.00"},{"v":0,"d":"R0.00"}]
["4.11.9",null,"JOINT,MSPN SET 3x95+54.6SQ INSNEUT","Ea",{"$nulls":3},{"v":0,"d":"R0.00"},{"v":0,"d":"R0.00"},{"v":0,"d":"R0.00"},null,null,{"v":0,"d":"R0.00"},{"v":0,"d":"R0.00"},{"v":0,"d":"R0.00"},null,null,{"v":0,"d":"R0.00"},{"v":0,"d":"R0.00"},{"v":0,"d":"R0.00"},null,null,{"v":0,"d":"R0.00"},{"v":0,"d":"R0.00"},{"v":0,"d":"R0.00"}]
["4.11.10",null,"JOINT,MSPN SET 3x35+54.6SQ+aux core INSNEUT","Ea",{"$nulls":3},{"v":0,"d":"R0.00"},{"v":0,"d":"R0.00"},{"v":0,"d":"R0.00"},null,null,{"v":0,"d":"R0.00"},{"v":0,"d":"R0.00"},{"v":0,"d":"R0.00"},null,null,{"v":0,"d":"R0.00"},{"v":0,"d":"R0.00"},{"v":0,"d":"R0.00"},null,null,{"v":0,"d":"R0.00"},{"v":0,"d":"R0.00"},{"v":0,"d":"R0.00"}]
["4.11.11",null,"JOINT,MSPN SET 3x70+54.6SQ+aux core INSNEUT","Ea",{"$nulls":3},{"v":0,"d":"R0.00"},{"v":0,"d":"R0.00"},{"v":0,"d":"R0.00"},null,null,{"v":0,"d":"R0.00"},{"v":0,"d":"R0.00"},{"v":0,"d":"R0.00"},null,null,{"v":0,"d":"R0.00"},{"v":0,"d":"R0.00"},{"v":0,"d":"R0.00"},null,null,{"v":0,"d":"R0.00"},{"v":0,"d":"R0.00"},{"v":0,"d":"R0.00"}]
["4.11.12",null,"JOINT,MSPN SET 3x95+54.6SQ+aux core INSNEUT","Ea",{"$nulls":3},{"v":0,"d":"R0.00"},{"v":0,"d":"R0.00"},{"v":0,"d":"R0.00"},null,null,{"v":0,"d":"R0.00"},{"v":0,"d":"R0.00"},{"v":0,"d":"R0.00"},null,null,{"v":0,"d":"R0.00"},{"v":0,"d":"R0.00"},{"v":0,"d":"R0.00"},null,null,{"v":0,"d":"R0.00"},{"v":0,"d":"R0.00"},{"v":0,"d":"R0.00"}]
["4.11.13","0980","LV Bare Wire - MV/LV Bare Wire Staying Technology","Ea",{"$nulls":3},{"v":0,"d":"R0.00"},{"v":0,"d":"R0.00"},{"v":0,"d":"R0.00"},null,null,{"v":0,"d":"R0.00"},{"v":0,"d":"R0.00"},{"v":0,"d":"R0.00"},null,null,{"v":0,"d":"R0.00"},{"v":0,"d":"R0.00"},{"v":0,"d":"R0.00"},null,null,{"v":0,"d":"R0.00"},{"v":0,"d":"R0.00"},{"v":0,"d":"R0.00"}]
["4.11.14","0981","LV Bare Wire - LV Metering 3Phase, 2Phase and 1Phase Connections","Ea",{"$nulls":3},{"v":0,"d":"R0.00"},{"v":0,"d":"R0.00"},{"v":0,"d":"R0.00"},null,null,{"v":0,"d":"R0.00"},{"v":0,"d":"R0.00"},{"v":0,"d":"R0.00"},null,null,{"v":0,"d":"R0.00"},{"v":0,"d":"R0.00"},{"v":0,"d":"R0.00"},null,null,{"v":0,"d":"R0.00"},{"v":0,"d":"R0.00"},{"v":0,"d":"R0.00"}]
["4.11.15","0982","LV Bare Wire - Eye Nut Assembly","Ea",{"$nulls":3},{"v":0,"d":"R0.00"},{"v":0,"d":"R0.00"},{"v":0,"d":"R0.00"},null,null,{"v":0,"d":"R0.00"},{"v":0,"d":"R0.00"},{"v":0,"d":"R0.00"},null,null,{"v":0,"d":"R0.00"},{"v":0,"d":"R0.00"},{"v":0,"d":"R0.00"},null,null,{"v":0,"d":"R0.00"},{"v":0,"d":"R0.00"},{"v":0,"d":"R0.00"}]
["4.11.16","0983","LV Bare Wire - Binding Techniques","Ea",{"$nulls":3},{"v":0,"d":"R0.00"},{"v":0,"d":"R0.00"},{"v":0,"d":"R0.00"},null,null,{"v":0,"d":"R0.00"},{"v":0,"d":"R0.00"},{"v":0,"d":"R0.00"},null,null,{"v":0,"d":"R0.00"},{"v":0,"d":"R0.00"},{"v":0,"d":"R0.00"},null,null,{"v":0,"d":"R0.00"},{"v":0,"d":"R0.00"},{"v":0,"d":"R0.00"}]
["4.11.17",3073,"Joint, M/Span Mink/Pine I/C ","Ea",{"$nulls":3},{"v":0,"d":"R0.00"},{"v":0,"d":"R0.00"},{"v":0,"d":"R0.00"},null,null,{"v":0,"d":"R0.00"},{"v":0,"d":"R0.00"},{"v":0,"d":"R0.00"},null,null,{"v":0,"d":"R0.00"},{"v":0,"d":"R0.00"},{"v":0,"d":"R0.00"},null,null,{"v":0,"d":"R0.00"},{"v":0,"d":"R0.00"},{"v":0,"d":"R0.00"}]
["4.11.18",3073,"Joint, M/Span Fox /35 I/C","Ea",{"$nulls":3},{"v":0,"d":"R0.00"},{"v":0,"d":"R0.00"},{"v":0,"d":"R0.00"},null,null,{"v":0,"d":"R0.00"},{"v":0,"d":"R0.00"},{"v":0,"d":"R0.00"},null,null,{"v":0,"d":"R0.00"},{"v":0,"d":"R0.00"},{"v":0,"d":"R0.00"},null,null,{"v":0,"d":"R0.00"},{"v":0,"d":"R0.00"},{"v":0,"d":"R0.00"}]
["4.11.19",3228,"Joint, Full Ten Auto 5.82 TO 8.64mm ","Ea",{"$nulls":3},{"v":0,"d":"R0.00"},{"v":0,"d":"R0.00"},{"v":0,"d":"R0.00"},null,null,{"v":0,"d":"R0.00"},{"v":0,"d":"R0.00"},{"v":0,"d":"R0.00"},null,null,{"v":0,"d":"R0.00"},{"v":0,"d":"R0.00"},{"v":0,"d":"R0.00"},null,null,{"v":0,"d":"R0.00"},{"v":0,"d":"R0.00"},{"v":0,"d":"R0.00"}]
["4.11.20",3228,"Joint, Full Ten Auto Mink/Pine ","Ea",{"$nulls":3},{"v":0,"d":"R0.00"},{"v":0,"d":"R0.00"},{"v":0,"d":"R0.00"},null,null,{"v":0,"d":"R0.00"},{"v":0,"d":"R0.00"},{"v":0,"d":"R0.00"},null,null,{"v":0,"d":"R0.00"},{"v":0,"d":"R0.00"},{"v":0,"d":"R0.00"},null,null,{"v":0,"d":"R0.00"},{"v":0,"d":"R0.00"},{"v":0,"d":"R0.00"}]
["4.11.21",null,"Pegging of LV poles and stays","Ea",{"$nulls":3},{"v":0,"d":"R0.00"},{"v":0,"d":"R0.00"},{"v":0,"d":"R0.00"},null,null,{"v":0,"d":"R0.00"},{"v":0,"d":"R0.00"},{"v":0,"d":"R0.00"},null,null,{"v":0,"d":"R0.00"},{"v":0,"d":"R0.00"},{"v":0,"d":"R0.00"},null,null,{"v":0,"d":"R0.00"},{"v":0,"d":"R0.00"},{"v":0,"d":"R0.00"}]
[null,null,"TOTAL CARRIED TO SUMMARY PAGE",{"$nulls":4},{"$f":"SUM(H4:H150)","v":{"v":0,"d":"R0.00"}},{"$f":"SUM(I4:I150)","v":{"v":0,"d":"R0.00"}},{"$f":"SUM(J4:J150)","v":{"v":0,"d":"R0.00"}},null,null,{"$f":"SUM(M4:M150)","v":{"v":0,"d":"R0.00"}},{"$f":"SUM(N4:N150)","v":{"v":0,"d":"R0.00"}},{"$f":"SUM(O4:O150)","v":{"v":0,"d":"R0.00"}},null,null,{"$f":"SUM(R4:R150)","v":{"v":0,"d":"R0.00"}},{"$f":"SUM(S4:S150)","v":{"v":0,"d":"R0.00"}},{"$f":"SUM(T4:T150)","v":{"v":0,"d":"R0.00"}},null,null,{"$f":"SUM(W4:W150)","v":{"v":0,"d":"R0.00"}},{"$f":"SUM(X4:X150)","v":{"v":0,"d":"R0.00"}},{"$f":"SUM(Y4:Y150)","v":{"v":0,"d":"R0.00"}}]
["Verified By:",null,null,"DATE"]
["Clerk of Works"]
["Cost Checked by:",null,null,"DATE"]
["Quantity Surveyor"]
["Accepted By:",null,null,"DATE"]
["Contractor"]
["Approved By:",null,null,"DATE"]
["Programme Manager"]

{"sheet":"MV Equip & Switchgear","index":9,"n_rows":89,"n_cols":25,"rows_kept":89,"merged":[[0,1,0,3],[0,4,1,9],[0,10,1,14],[0,15,1,19],[0,20,1,24],[1,1,1,3],[3,0,3,1],[3,2,4,3],[4,0,4,1],[37,0,37,1],[54,0,54,1],[54,2,54,3],[65,0,65,1],[65,2,65,3],[71,0,71,1],[81,3,82,3],[83,3,84,3],[85,3,86,3],[87,3,88,3]]}
["BILL NO: 5","MV EQUIPMENT AND SWITCHGEAR",null,null,"PROJECT TOTALS",{"$nulls":5},"CLAIM 1",{"$nulls":4},"CLAIM 2",{"$nulls":4},"CLAIM 3"]
[null,"\nNote: \na)All installations, assemblies and activities shall be as per Eskom DDT series, Eskom  national or Eskom local technical instructions  where applicable\nb) Eskom will advise what is free issue material and what is contractor supplied material\n\n"]
["NO.","Eskom D-DT","DESCRIPTION","UNIT","QTY","SUPPLY RATE","LABOUR RATE","SUPPLY TOTAL","LABOUR  TOTAL","TOTAL","SUPPLY QTY","LABOUR QTY","SUPPLY TOTAL","LABOUR  TOTAL","TOTAL","SUPPLY QTY","LABOUR QTY","SUPPLY TOTAL","LABOUR  TOTAL","TOTAL","SUPPLY QTY","LABOUR QTY","SUPPLY TOTAL","LABOUR  TOTAL","TOTAL"]
["MV EQUIPMENT",null,"Install transformer/recloser/voltage regulator/MV metering units.  All auxiliary equipment to include  station and distribution MV Surge arrestors as applicable, LV surge arrestors, control boxes, metering kiosks, jumper terminations, anti climbing devices ,  LDPE pipe covered jumpers, danger labels, channel irons, cradles, standoff insulators, conductor busbars, suitable equipment labels and other ancillairy equipment as required by the relevant assembly and sub assembly drawings.  Poles, stays, xarms, struts, isolators and earthing  material and excavations are measured elsewhere.   Transformers/reclosers/voltage regulators and MV metering units will be Eskom free issue material.  Main line structures and auxiliary equipment are measured elsewhere"]
[5.1]
["5.1.1","0420","SWER - Single Pole-mounted Isolation Transformer ","Ea",{"$nulls":3},{"$f":"F6*E6","v":{"v":0,"d":"R0.00"}},{"$f":"E6*G6","v":{"v":0,"d":"R0.00"}},{"$f":"(E6*F6)+(E6*G6)","v":{"v":0,"d":"R0.00"}},null,null,{"$f":"K6*F6","v":{"v":0,"d":"R0.00"}},{"$f":"L6*G6","v":{"v":0,"d":"R0.00"}},{"$f":"SUM(K6*F6)+(L6*G6)","v":{"v":0,"d":"R0.00"}},null,null,{"$f":"P6*F6","v":{"v":0,"d":"R0.00"}},{"$f":"Q6*G6","v":{"v":0,"d":"R0.00"}},{"$f":"SUM(P6*F6)+(Q6*G6)","v":{"v":0,"d":"R0.00"}},null,null,{"$f":"U6*F6","v":{"v":0,"d":"R0.00"}},{"$f":"V6*G6","v":{"v":0,"d":"R0.00"}},{"$f":"SUM(U6*F6)+(V6*G6)","v":{"v":0,"d":"R0.00"}}]
["5.1.2","0421","SWER - 4 Pole-mounted Isolation Transformer ","Ea",{"$nulls":3},{"v":0,"d":"R0.00"},{"v":0,"d":"R0.00"},{"v":0,"d":"R0.00"},null,null,{"v":0,"d":"R0.00"},{"v":0,"d":"R0.00"},{"v":0,"d":"R0.00"},null,null,{"v":0,"d":"R0.00"},{"v":0,"d":"R0.00"},{"v":0,"d":"R0.00"},null,null,{"v":0,"d":"R0.00"},{"v":0,"d":"R0.00"},{"v":0,"d":"R0.00"}]
["5.1.3","0460","SWER - Single Pole-mounted Isolation Transformer Substation Auxiliary","Ea",{"$nulls":3},{"v":0,"d":"R0.00"},{"v":0,"d":"R0.00"},{"v":0,"d":"R0.00"},null,null,{"v":0,"d":"R0.00"},{"v":0,"d":"R0.00"},{"v":0,"d":"R0.00"},null,null,{"v":0,"d":"R0.00"},{"v":0,"d":"R0.00"},{"v":0,"d":"R0.00"},null,null,{"v":0,"d":"R0.00"},{"v":0,"d":"R0.00"},{"v":0,"d":"R0.00"}]
["5.1.4","0461","SWER - H-pole mounted Isolation Transformer Substation Auxiliary","Ea",{"$nulls":3},{"v":0,"d":"R0.00"},{"v":0,"d":"R0.00"},{"v":0,"d":"R0.00"},null,null,{"v":0,"d":"R0.00"},{"v":0,"d":"R0.00"},{"v":0,"d":"R0.00"},null,null,{"v":0,"d":"R0.00"},{"v":0,"d":"R0.00"},{"v":0,"d":"R0.00"},null,null,{"v":0,"d":"R0.00"},{"v":0,"d":"R0.00"},{"v":0,"d":"R0.00"}]
["5.1.5","0462","SWER-Distribution Transformer (16 or 32kVA)","Ea",{"$nulls":3},{"v":0,"d":"R0.00"},{"v":0,"d":"R0.00"},{"v":0,"d":"R0.00"},null,null,{"v":0,"d":"R0.00"},{"v":0,"d":"R0.00"},{"v":0,"d":"R0.00"},null,null,{"v":0,"d":"R0.00"},{"v":0,"d":"R0.00"},{"v":0,"d":"R0.00"},null,null,{"v":0,"d":"R0.00"},{"v":0,"d":"R0.00"},{"v":0,"d":"R0.00"}]
["5.1.6","0463","SWER-Back-to-Back 64kVA Dual Phase Supply from a 19kV SWER Line","Ea",{"$nulls":3},{"v":0,"d":"R0.00"},{"v":0,"d":"R0.00"},{"v":0,"d":"R0.00"},null,null,{"v":0,"d":"R0.00"},{"v":0,"d":"R0.00"},{"v":0,"d":"R0.00"},null,null,{"v":0,"d":"R0.00"},{"v":0,"d":"R0.00"},{"v":0,"d":"R0.00"},null,null,{"v":0,"d":"R0.00"},{"v":0,"d":"R0.00"},{"v":0,"d":"R0.00"}]
["5.1.7","0464","SWER- Single Phase Recloser on a Single Pole","Ea",{"$nulls":3},{"v":0,"d":"R0.00"},{"v":0,"d":"R0.00"},{"v":0,"d":"R0.00"},null,null,{"v":0,"d":"R0.00"},{"v":0,"d":"R0.00"},{"v":0,"d":"R0.00"},null,null,{"v":0,"d":"R0.00"},{"v":0,"d":"R0.00"},{"v":0,"d":"R0.00"},null,null,{"v":0,"d":"R0.00"},{"v":0,"d":"R0.00"},{"v":0,"d":"R0.00"}]
["5.1.8","0468","SWER-Distribution Transformer (5kVA)","Ea",{"$nulls":3},{"v":0,"d":"R0.00"},{"v":0,"d":"R0.00"},{"v":0,"d":"R0.00"},null,null,{"v":0,"d":"R0.00"},{"v":0,"d":"R0.00"},{"v":0,"d":"R0.00"},null,null,{"v":0,"d":"R0.00"},{"v":0,"d":"R0.00"},{"v":0,"d":"R0.00"},null,null,{"v":0,"d":"R0.00"},{"v":0,"d":"R0.00"},{"v":0,"d":"R0.00"}]
["5.1.9",1825,"Recloser Structure -In-line arrangement","Ea",{"$nulls":3},{"v":0,"d":"R0.00"},{"v":0,"d":"R0.00"},{"v":0,"d":"R0.00"},null,null,{"v":0,"d":"R0.00"},{"v":0,"d":"R0.00"},{"v":0,"d":"R0.00"},null,null,{"v":0,"d":"R0.00"},{"v":0,"d":"R0.00"},{"v":0,"d":"R0.00"},null,null,{"v":0,"d":"R0.00"},{"v":0,"d":"R0.00"},{"v":0,"d":"R0.00"}]
["5.1.10","DER1825CBL","MV Cable bypass Recloser Structure -Out-of-line arrangement (excluding the main line structures but including the in, out and bypass links on the main line structure)","Ea",{"$nulls":3},{"v":0,"d":"R0.00"},{"v":0,"d":"R0.00"},{"v":0,"d":"R0.00"},null,null,{"v":0,"d":"R0.00"},{"v":0,"d":"R0.00"},{"v":0,"d":"R0.00"},null,null,{"v":0,"d":"R0.00"},{"v":0,"d":"R0.00"},{"v":0,"d":"R0.00"},null,null,{"v":0,"d":"R0.00"},{"v":0,"d":"R0.00"},{"v":0,"d":"R0.00"}]
["5.1.11","1829B","Eskom KZN Out of line recloser structure (excluding the main line structures but including the in, out and bypass links on the main line structure)","Ea",{"$nulls":3},{"v":0,"d":"R0.00"},{"v":0,"d":"R0.00"},{"v":0,"d":"R0.00"},null,null,{"v":0,"d":"R0.00"},{"v":0,"d":"R0.00"},{"v":0,"d":"R0.00"},null,null,{"v":0,"d":"R0.00"},{"v":0,"d":"R0.00"},{"v":0,"d":"R0.00"},null,null,{"v":0,"d":"R0.00"},{"v":0,"d":"R0.00"},{"v":0,"d":"R0.00"}]
["5.1.12",1829,"Eskom national Out of line recloser structure (excluding the main line structures but including the in, out and bypass links on the main line structure)","Ea",{"$nulls":3},{"v":0,"d":"R0.00"},{"v":0,"d":"R0.00"},{"v":0,"d":"R0.00"},null,null,{"$f":"K17*F17","v":{"v":0,"d":"R0.00"}},{"v":0,"d":"R0.00"},{"$f":"SUM(K17*F17)+(L17*G17)","v":{"v":0,"d":"R0.00"}},null,null,{"$f":"P17*F17","v":{"v":0,"d":"R0.00"}},{"v":0,"d":"R0.00"},{"$f":"SUM(P17*F17)+(Q17*G17)","v":{"v":0,"d":"R0.00"}},null,null,{"$f":"U17*F17","v":{"v":0,"d":"R0.00"}},{"v":0,"d":"R0.00"},{"$f":"SUM(U17*F17)+(V17*G17)","v":{"v":0,"d":"R0.00"}}]
["5.1.13",1832,"Single Pole-mounted Capacitor Bank","Ea",{"$nulls":3},{"v":0,"d":"R0.00"},{"v":0,"d":"R0.00"},{"v":0,"d":"R0.00"},null,null,{"v":0,"d":"R0.00"},{"v":0,"d":"R0.00"},{"v":0,"d":"R0.00"},null,null,{"v":0,"d":"R0.00"},{"v":0,"d":"R0.00"},{"v":0,"d":"R0.00"},null,null,{"v":0,"d":"R0.00"},{"v":0,"d":"R0.00"},{"v":0,"d":"R0.00"}]
["5.1.14","1833B","Eskom KZN Out of line Regulator - 100 / 200A Open Delta (excluding the main line structures but including the in, out and bypass links on the main line ","Ea",{"$nulls":3},{"v":0,"d":"R0.00"},{"v":0,"d":"R0.00"},{"v":0,"d":"R0.00"},null,null,{"v":0,"d":"R0.00"},{"v":0,"d":"R0.00"},{"v":0,"d":"R0.00"},null,null,{"v":0,"d":"R0.00"},{"v":0,"d":"R0.00"},{"v":0,"d":"R0.00"},null,null,{"v":0,"d":"R0.00"},{"v":0,"d":"R0.00"},{"v":0,"d":"R0.00"}]
["5.1.15",1833,"Eskom national Out of lineRegulator - 100 / 200A Open Delta (excluding the main line structures but including the in, out and bypass links on the main line ","Ea",{"$nulls":3},{"v":0,"d":"R0.00"},{"v":0,"d":"R0.00"},{"v":0,"d":"R0.00"},null,null,{"v":0,"d":"R0.00"},{"v":0,"d":"R0.00"},{"v":0,"d":"R0.00"},null,null,{"v":0,"d":"R0.00"},{"v":0,"d":"R0.00"},{"v":0,"d":"R0.00"},null,null,{"v":0,"d":"R0.00"},{"v":0,"d":"R0.00"},{"v":0,"d":"R0.00"}]
["5.1.16","1834B","Eskom KZN Out of line Regulator - 100 / 200A Closed Delta (excluding the main line structures but including the in, out and bypass links on the main line ","Ea",{"$nulls":3},{"v":0,"d":"R0.00"},{"v":0,"d":"R0.00"},{"v":0,"d":"R0.00"},null,null,{"v":0,"d":"R0.00"},{"v":0,"d":"R0.00"},{"v":0,"d":"R0.00"},null,null,{"v":0,"d":"R0.00"},{"v":0,"d":"R0.00"},{"v":0,"d":"R0.00"},null,null,{"v":0,"d":"R0.00"},{"v":0,"d":"R0.00"},{"v":0,"d":"R0.00"}]
["5.1.17",1834,"Eskom national Out of line Regulator - 100 / 200A Closed Delta (excluding the main line structures but including the in, out and bypass links on the main line ","Ea",{"$nulls":3},{"v":0,"d":"R0.00"},{"v":0,"d":"R0.00"},{"v":0,"d":"R0.00"},null,null,{"v":0,"d":"R0.00"},{"v":0,"d":"R0.00"},{"v":0,"d":"R0.00"},null,null,{"v":0,"d":"R0.00"},{"v":0,"d":"R0.00"},{"v":0,"d":"R0.00"},null,null,{"v":0,"d":"R0.00"},{"v":0,"d":"R0.00"},{"v":0,"d":"R0.00"}]
["A.5.2.1.",1840,"MV CT/VT Metering - Bulk terrif - In-line arrangement (Including the meter kiosk, and LV cable, links where applicable)","Ea",{"$nulls":3},{"v":0,"d":"R0.00"},{"v":0,"d":"R0.00"},{"v":0,"d":"R0.00"},null,null,{"v":0,"d":"R0.00"},{"$f":"L23*G23","v":{"v":0,"d":"R0.00"}},{"$f":"SUM(K23*F23)+(L23*G23)","v":{"v":0,"d":"R0.00"}},null,null,{"v":0,"d":"R0.00"},{"$f":"Q23*G23","v":{"v":0,"d":"R0.00"}},{"$f":"SUM(P23*F23)+(Q23*G23)","v":{"v":0,"d":"R0.00"}},null,null,{"v":0,"d":"R0.00"},{"$f":"V23*G23","v":{"v":0,"d":"R0.00"}},{"$f":"SUM(U23*F23)+(V23*G23)","v":{"v":0,"d":"R0.00"}}]
["A.5.2.2.",1841,"CT/VT Metering - Statistical – In-line arrangement (Including the meter kiosk, and LV cable)","Ea",{"$nulls":3},{"v":0,"d":"R0.00"},{"v":0,"d":"R0.00"},{"v":0,"d":"R0.00"},null,null,{"v":0,"d":"R0.00"},{"v":0,"d":"R0.00"},{"v":0,"d":"R0.00"},null,null,{"v":0,"d":"R0.00"},{"v":0,"d":"R0.00"},{"v":0,"d":"R0.00"},null,null,{"v":0,"d":"R0.00"},{"v":0,"d":"R0.00"},{"v":0,"d":"R0.00"}]
["A.5.2.3.",1846,"CT/VT Metering - Statistical – Out-of-line arrangement((Including the meter kiosk, and LV cable, links where applicable)","Ea",{"$nulls":3},{"v":0,"d":"R0.00"},{"v":0,"d":"R0.00"},{"v":0,"d":"R0.00"},null,null,{"v":0,"d":"R0.00"},{"v":0,"d":"R0.00"},{"v":0,"d":"R0.00"},null,null,{"v":0,"d":"R0.00"},{"v":0,"d":"R0.00"},{"v":0,"d":"R0.00"},null,null,{"v":0,"d":"R0.00"},{"v":0,"d":"R0.00"},{"v":0,"d":"R0.00"}]
["A.5.2.4.",1860,"Transformer - 5-100kVA Single Pole Mounted ","Ea",{"$nulls":3},{"v":0,"d":"R0.00"},{"v":0,"d":"R0.00"},{"v":0,"d":"R0.00"},null,null,{"v":0,"d":"R0.00"},{"v":0,"d":"R0.00"},{"v":0,"d":"R0.00"},null,null,{"v":0,"d":"R0.00"},{"v":0,"d":"R0.00"},{"v":0,"d":"R0.00"},null,null,{"v":0,"d":"R0.00"},{"v":0,"d":"R0.00"},{"v":0,"d":"R0.00"}]
["5.1.22",1861,"TRANSFORMER - 100-200kVA / 2-POLE PLATFORM MOUNTED (H-POLE) GENERAL ARRANGEMENT","Ea",{"$nulls":3},{"v":0,"d":"R0.00"},{"v":0,"d":"R0.00"},{"v":0,"d":"R0.00"},null,null,{"v":0,"d":"R0.00"},{"v":0,"d":"R0.00"},{"v":0,"d":"R0.00"},null,null,{"v":0,"d":"R0.00"},{"v":0,"d":"R0.00"},{"v":0,"d":"R0.00"},null,null,{"v":0,"d":"R0.00"},{"v":0,"d":"R0.00"},{"v":0,"d":"R0.00"}]
["5.1.23",1862,"TRANSFORMER 300-500kVA - 5-POLE DOUBLE PLATFORM MOUNTED GENERAL ARRANGEMENT","Ea",{"$nulls":3},{"v":0,"d":"R0.00"},{"v":0,"d":"R0.00"},{"v":0,"d":"R0.00"},null,null,{"$f":"K28*F28","v":{"v":0,"d":"R0.00"}},{"v":0,"d":"R0.00"},{"v":0,"d":"R0.00"},null,null,{"$f":"P28*F28","v":{"v":0,"d":"R0.00"}},{"v":0,"d":"R0.00"},{"v":0,"d":"R0.00"},null,null,{"$f":"U28*F28","v":{"v":0,"d":"R0.00"}},{"v":0,"d":"R0.00"},{"v":0,"d":"R0.00"}]
["5.1.24",1864,"Transformer - 300-500 kVA 2-Pole Platform Mounted (Out-of-Line)","Ea",{"$nulls":3},{"v":0,"d":"R0.00"},{"v":0,"d":"R0.00"},{"v":0,"d":"R0.00"},null,null,{"v":0,"d":"R0.00"},{"v":0,"d":"R0.00"},{"v":0,"d":"R0.00"},null,null,{"v":0,"d":"R0.00"},{"v":0,"d":"R0.00"},{"v":0,"d":"R0.00"},null,null,{"v":0,"d":"R0.00"},{"v":0,"d":"R0.00"},{"v":0,"d":"R0.00"}]
["5.1.25","1865B","Eskom KZN Transformer - Out- of- Line 100kVA to 200KVA (Excluding the main line structure and including the incoming links)","Ea",{"$nulls":3},{"v":0,"d":"R0.00"},{"v":0,"d":"R0.00"},{"v":0,"d":"R0.00"},null,null,{"v":0,"d":"R0.00"},{"v":0,"d":"R0.00"},{"v":0,"d":"R0.00"},null,null,{"v":0,"d":"R0.00"},{"v":0,"d":"R0.00"},{"v":0,"d":"R0.00"},null,null,{"v":0,"d":"R0.00"},{"v":0,"d":"R0.00"},{"v":0,"d":"R0.00"}]
["5.1.26",1865,"Eskom National Transformer - Out- of- Line 100kVA to 200KVA (Excluding the main line structure and including the incoming links)","Ea",{"$nulls":3},{"v":0,"d":"R0.00"},{"v":0,"d":"R0.00"},{"v":0,"d":"R0.00"},null,null,{"v":0,"d":"R0.00"},{"v":0,"d":"R0.00"},{"v":0,"d":"R0.00"},null,null,{"v":0,"d":"R0.00"},{"v":0,"d":"R0.00"},{"v":0,"d":"R0.00"},null,null,{"v":0,"d":"R0.00"},{"v":0,"d":"R0.00"},{"v":0,"d":"R0.00"}]
["5.1.27","1866B","Eskom KZN Transformer - Out- of- Line 16kVA to 100kVA (Excluding the main line structure and including the incoming links)","Ea",{"$nulls":3},{"v":0,"d":"R0.00"},{"v":0,"d":"R0.00"},{"v":0,"d":"R0.00"},null,null,{"v":0,"d":"R0.00"},{"v":0,"d":"R0.00"},{"v":0,"d":"R0.00"},null,null,{"v":0,"d":"R0.00"},{"v":0,"d":"R0.00"},{"v":0,"d":"R0.00"},null,null,{"v":0,"d":"R0.00"},{"v":0,"d":"R0.00"},{"v":0,"d":"R0.00"}]
["5.1.28",1866,"Eskom national Transformer - Out- of- Line 16kVA to 100kVA (Excluding the main line structure and including the incoming links)","Ea",{"$nulls":3},{"v":0,"d":"R0.00"},{"v":0,"d":"R0.00"},{"v":0,"d":"R0.00"},null,null,{"$f":"K33*F33","v":{"v":0,"d":"R0.00"}},{"v":0,"d":"R0.00"},{"v":0,"d":"R0.00"},null,null,{"$f":"P33*F33","v":{"v":0,"d":"R0.00"}},{"v":0,"d":"R0.00"},{"v":0,"d":"R0.00"},null,null,{"$f":"U33*F33","v":{"v":0,"d":"R0.00"}},{"v":0,"d":"R0.00"},{"v":0,"d":"R0.00"}]
["5.1.29",1867,"Transformer - Single pole mount 'back-to-back- 2 x 64kVA - General arrangement","Ea",{"$nulls":3},{"v":0,"d":"R0.00"},{"v":0,"d":"R0.00"},{"v":0,"d":"R0.00"},null,null,{"v":0,"d":"R0.00"},{"v":0,"d":"R0.00"},{"v":0,"d":"R0.00"},null,null,{"v":0,"d":"R0.00"},{"v":0,"d":"R0.00"},{"v":0,"d":"R0.00"},null,null,{"v":0,"d":"R0.00"},{"v":0,"d":"R0.00"},{"v":0,"d":"R0.00"}]
["5.1.30",1868,"Transformer - Extended double platform mount - >500kVA - General arrangement","Ea",{"$nulls":3},{"v":0,"d":"R0.00"},{"v":0,"d":"R0.00"},{"v":0,"d":"R0.00"},null,null,{"v":0,"d":"R0.00"},{"v":0,"d":"R0.00"},{"v":0,"d":"R0.00"},null,null,{"v":0,"d":"R0.00"},{"v":0,"d":"R0.00"},{"v":0,"d":"R0.00"},null,null,{"v":0,"d":"R0.00"},{"v":0,"d":"R0.00"},{"v":0,"d":"R0.00"}]
["5.1.31",1844,"Line Arrestors H-pole Configuration","Ea",{"$nulls":3},{"v":0,"d":"R0.00"},{"v":0,"d":"R0.00"},{"v":0,"d":"R0.00"},null,null,{"v":0,"d":"R0.00"},{"v":0,"d":"R0.00"},{"v":0,"d":"R0.00"},null,null,{"v":0,"d":"R0.00"},{"v":0,"d":"R0.00"},{"v":0,"d":"R0.00"},null,null,{"v":0,"d":"R0.00"},{"v":0,"d":"R0.00"},{"v":0,"d":"R0.00"}]
["5.1.32",1845,"Line Arrestors Delta Configuration","Ea",{"$nulls":3},{"v":0,"d":"R0.00"},{"v":0,"d":"R0.00"},{"v":0,"d":"R0.00"},null,null,{"v":0,"d":"R0.00"},{"v":0,"d":"R0.00"},{"v":0,"d":"R0.00"},null,null,{"v":0,"d":"R0.00"},{"v":0,"d":"R0.00"},{"v":0,"d":"R0.00"},null,null,{"v":0,"d":"R0.00"},{"v":0,"d":"R0.00"},{"v":0,"d":"R0.00"}]
["5.2  MV ISOLATORS",null,"Install MV isolators.  Accessories to include: solid inserts or  expulsion type fuses, jumper terminations, mounting hardware,  LDPE pipe covered jumpers.  Disconnectors to be supplied with suitable labels.    Crossarms are included."]
["5.2.1","0465","SWER - Cut out","Ea",{"$nulls":3},{"$f":"F39*E39","v":{"v":0,"d":"R0.00"}},{"$f":"E39*G39","v":{"v":0,"d":"R0.00"}},{"$f":"(E39*F39)+(E39*G39)","v":{"v":0,"d":"R0.00"}},null,null,{"v":0,"d":"R0.00"},{"v":0,"d":"R0.00"},{"v":0,"d":"R0.00"},null,null,{"v":0,"d":"R0.00"},{"v":0,"d":"R0.00"},{"v":0,"d":"R0.00"},null,null,{"v":0,"d":"R0.00"},{"v":0,"d":"R0.00"},{"v":0,"d":"R0.00"}]
["5.2.2",1847,"Section Links - Cut-outs - 3,5m / 4,5m Wood X-arm / H-pole (dual phase)-200A","set",{"$nulls":3},{"v":0,"d":"R0.00"},{"v":0,"d":"R0.00"},{"v":0,"d":"R0.00"},null,null,{"v":0,"d":"R0.00"},{"v":0,"d":"R0.00"},{"v":0,"d":"R0.00"},null,null,{"v":0,"d":"R0.00"},{"v":0,"d":"R0.00"},{"v":0,"d":"R0.00"},null,null,{"v":0,"d":"R0.00"},{"v":0,"d":"R0.00"},{"v":0,"d":"R0.00"}]
["5.2.3",1847,"Section Links - Cut-outs - 3,5m / 4,5m Wood X-arm / H-pole (three phase)-200A","set",{"$nulls":3},{"v":0,"d":"R0.00"},{"v":0,"d":"R0.00"},{"v":0,"d":"R0.00"},null,null,{"v":0,"d":"R0.00"},{"v":0,"d":"R0.00"},{"v":0,"d":"R0.00"},null,null,{"v":0,"d":"R0.00"},{"v":0,"d":"R0.00"},{"v":0,"d":"R0.00"},null,null,{"v":0,"d":"R0.00"},{"v":0,"d":"R0.00"},{"v":0,"d":"R0.00"}]
["5.2.4",1847,"Section Links - Cut-outs - 3,5m / 4,5m Wood X-arm / H-pole (three phase)-630A","set",{"$nulls":3},{"v":0,"d":"R0.00"},{"v":0,"d":"R0.00"},{"v":0,"d":"R0.00"},null,null,{"v":0,"d":"R0.00"},{"v":0,"d":"R0.00"},{"v":0,"d":"R0.00"},null,null,{"v":0,"d":"R0.00"},{"v":0,"d":"R0.00"},{"v":0,"d":"R0.00"},null,null,{"v":0,"d":"R0.00"},{"v":0,"d":"R0.00"},{"v":0,"d":"R0.00"}]
["5.2.5",1848,"Section Links - Cut-outs - 2,5m Wood X-arm / Single Pole (dual phase)-200A ","set",{"$nulls":3},{"v":0,"d":"R0.00"},{"v":0,"d":"R0.00"},{"v":0,"d":"R0.00"},null,null,{"v":0,"d":"R0.00"},{"v":0,"d":"R0.00"},{"v":0,"d":"R0.00"},null,null,{"v":0,"d":"R0.00"},{"v":0,"d":"R0.00"},{"v":0,"d":"R0.00"},null,null,{"v":0,"d":"R0.00"},{"v":0,"d":"R0.00"},{"v":0,"d":"R0.00"}]
["5.2.6",1848,"Section Links - Cut-outs - 2,5m Wood X-arm / Single Pole (three phase)- 200A ","set",{"$nulls":3},{"v":0,"d":"R0.00"},{"v":0,"d":"R0.00"},{"v":0,"d":"R0.00"},null,null,{"v":0,"d":"R0.00"},{"v":0,"d":"R0.00"},{"v":0,"d":"R0.00"},null,null,{"v":0,"d":"R0.00"},{"v":0,"d":"R0.00"},{"v":0,"d":"R0.00"},null,null,{"v":0,"d":"R0.00"},{"v":0,"d":"R0.00"},{"v":0,"d":"R0.00"}]
["5.2.7",1848,"Section Links - Cut-outs - 2,5m Wood X-arm / Single Pole (three phase)-630A","set",{"$nulls":3},{"v":0,"d":"R0.00"},{"v":0,"d":"R0.00"},{"v":0,"d":"R0.00"},null,null,{"v":0,"d":"R0.00"},{"v":0,"d":"R0.00"},{"v":0,"d":"R0.00"},null,null,{"v":0,"d":"R0.00"},{"v":0,"d":"R0.00"},{"v":0,"d":"R0.00"},null,null,{"v":0,"d":"R0.00"},{"v":0,"d":"R0.00"},{"v":0,"d":"R0.00"}]
["5.2.8",1852,"By-pass Links - Cut-outs - 3,5m / 4,5m Wood X-arm / H-pole-200A","set",{"$nulls":3},{"v":0,"d":"R0.00"},{"v":0,"d":"R0.00"},{"v":0,"d":"R0.00"},null,null,{"v":0,"d":"R0.00"},{"v":0,"d":"R0.00"},{"v":0,"d":"R0.00"},null,null,{"v":0,"d":"R0.00"},{"v":0,"d":"R0.00"},{"v":0,"d":"R0.00"},null,null,{"v":0,"d":"R0.00"},{"v":0,"d":"R0.00"},{"v":0,"d":"R0.00"}]
["5.2.9",1852,"By-pass Links - Cut-outs - 3,5m / 4,5m Wood X-arm / H-pole-630A","set",{"$nulls":3},{"v":0,"d":"R0.00"},{"v":0,"d":"R0.00"},{"v":0,"d":"R0.00"},null,null,{"v":0,"d":"R0.00"},{"v":0,"d":"R0.00"},{"v":0,"d":"R0.00"},null,null,{"v":0,"d":"R0.00"},{"v":0,"d":"R0.00"},{"v":0,"d":"R0.00"},null,null,{"v":0,"d":"R0.00"},{"v":0,"d":"R0.00"},{"v":0,"d":"R0.00"}]
["5.2.10",1853,"Equipment Isolating (in-out) Links - Cut-outs - 2 x 2,5m Wood X-arm / H-pole - 3 ph-200A","set",{"$nulls":3},{"v":0,"d":"R0.00"},{"v":0,"d":"R0.00"},{"v":0,"d":"R0.00"},null,null,{"v":0,"d":"R0.00"},{"v":0,"d":"R0.00"},{"v":0,"d":"R0.00"},null,null,{"v":0,"d":"R0.00"},{"v":0,"d":"R0.00"},{"v":0,"d":"R0.00"},null,null,{"v":0,"d":"R0.00"},{"v":0,"d":"R0.00"},{"v":0,"d":"R0.00"}]
["5.2.11",1853,"Equipment Isolating (in-out) Links - Cut-outs - 2 x 2,5m Wood X-arm / H-pole - 3 ph-630A","set",{"$nulls":3},{"v":0,"d":"R0.00"},{"v":0,"d":"R0.00"},{"v":0,"d":"R0.00"},null,null,{"v":0,"d":"R0.00"},{"v":0,"d":"R0.00"},{"v":0,"d":"R0.00"},null,null,{"v":0,"d":"R0.00"},{"v":0,"d":"R0.00"},{"v":0,"d":"R0.00"},null,null,{"v":0,"d":"R0.00"},{"v":0,"d":"R0.00"},{"v":0,"d":"R0.00"}]
["5.2.12",1853,"Equipment Isolating (in-out) Links - Cut-outs - 2 x 2,5m Wood X-arm / H-pole- ph-ph-200A","set",{"$nulls":3},{"v":0,"d":"R0.00"},{"v":0,"d":"R0.00"},{"v":0,"d":"R0.00"},null,null,{"v":0,"d":"R0.00"},{"v":0,"d":"R0.00"},{"v":0,"d":"R0.00"},null,null,{"v":0,"d":"R0.00"},{"v":0,"d":"R0.00"},{"v":0,"d":"R0.00"},null,null,{"v":0,"d":"R0.00"},{"v":0,"d":"R0.00"},{"v":0,"d":"R0.00"}]
["5.2.13",1857,"Section / By-pass switch - Tri-switch – Single pole- 400A ","set",{"$nulls":3},{"v":0,"d":"R0.00"},{"v":0,"d":"R0.00"},{"v":0,"d":"R0.00"},null,null,{"v":0,"d":"R0.00"},{"v":0,"d":"R0.00"},{"v":0,"d":"R0.00"},null,null,{"v":0,"d":"R0.00"},{"v":0,"d":"R0.00"},{"v":0,"d":"R0.00"},null,null,{"v":0,"d":"R0.00"},{"v":0,"d":"R0.00"},{"v":0,"d":"R0.00"}]
["5.2.14",1857,"Section / By-pass switch - Tri-switch – Single pole- 630A ","set",{"$nulls":3},{"v":0,"d":"R0.00"},{"v":0,"d":"R0.00"},{"v":0,"d":"R0.00"},null,null,{"v":0,"d":"R0.00"},{"v":0,"d":"R0.00"},{"v":0,"d":"R0.00"},null,null,{"v":0,"d":"R0.00"},{"v":0,"d":"R0.00"},{"v":0,"d":"R0.00"},null,null,{"v":0,"d":"R0.00"},{"v":0,"d":"R0.00"},{"v":0,"d":"R0.00"}]
["5.2.15",1858,"Section / By-pass switch - Tri-switch - H-pole 1800 spacing- 400A","set",{"$nulls":3},{"v":0,"d":"R0.00"},{"v":0,"d":"R0.00"},{"v":0,"d":"R0.00"},null,null,{"v":0,"d":"R0.00"},{"v":0,"d":"R0.00"},{"v":0,"d":"R0.00"},null,null,{"v":0,"d":"R0.00"},{"v":0,"d":"R0.00"},{"v":0,"d":"R0.00"},null,null,{"v":0,"d":"R0.00"},{"v":0,"d":"R0.00"},{"v":0,"d":"R0.00"}]
["5.2.16",1858,"Section / By-pass switch - Tri-switch - H-pole 1800 spacing- 630A","set",{"$nulls":3},{"v":0,"d":"R0.00"},{"v":0,"d":"R0.00"},{"v":0,"d":"R0.00"},null,null,{"v":0,"d":"R0.00"},{"v":0,"d":"R0.00"},{"v":0,"d":"R0.00"},null,null,{"v":0,"d":"R0.00"},{"v":0,"d":"R0.00"},{"v":0,"d":"R0.00"},null,null,{"v":0,"d":"R0.00"},{"v":0,"d":"R0.00"},{"v":0,"d":"R0.00"}]
["5.3  MV / LV EARTHING",null,"Install equipment earthing.  All auxiliary equipment such as earth electrodes, earth connectors and conductor to be included.   All  excavations are measured elsewhere.   The MV and LV earth installation shall be split into two activities, activity one is to connect the earth conductors electrically to the equipment and take the conductor down to the ground and then activtiy two is to lay the conductor in the trench and install earth electrodes(earth spikes) and connect the earth electrodes to the earthing conductor.  A standard 15m length electorode is allowed for and the rate is per meter. If a longer electrode is required to obtain the Eskom required readings then the electrode must be extended."]
["5.3.1","0627/0642","Conventional Transformer MV Earth","m",{"$nulls":3},{"$f":"F56*E56","v":{"v":0,"d":"R0.00"}},{"$f":"E56*G56","v":{"v":0,"d":"R0.00"}},{"$f":"(E56*F56)+(E56*G56)","v":{"v":0,"d":"R0.00"}},null,null,{"$f":"K56*F56","v":{"v":0,"d":"R0.00"}},{"$f":"L56*G56","v":{"v":0,"d":"R0.00"}},{"$f":"SUM(K56*F56)+(L56*G56)","v":{"v":0,"d":"R0.00"}},null,null,{"$f":"P56*F56","v":{"v":0,"d":"R0.00"}},{"$f":"Q56*G56","v":{"v":0,"d":"R0.00"}},{"$f":"SUM(P56*F56)+(Q56*G56)","v":{"v":0,"d":"R0.00"}},null,null,{"$f":"U56*F56","v":{"v":0,"d":"R0.00"}},{"$f":"V56*G56","v":{"v":0,"d":"R0.00"}},{"$f":"SUM(U56*F56)+(V56*G56)","v":{"v":0,"d":"R0.00"}}]
["5.3.2","0627/0642","Conventional & SWER Transformer LV earth","m",{"$nulls":3},{"v":0,"d":"R0.00"},{"v":0,"d":"R0.00"},{"v":0,"d":"R0.00"},null,null,{"v":0,"d":"R0.00"},{"v":0,"d":"R0.00"},{"v":0,"d":"R0.00"},null,null,{"v":0,"d":"R0.00"},{"v":0,"d":"R0.00"},{"v":0,"d":"R0.00"},null,null,{"v":0,"d":"R0.00"},{"v":0,"d":"R0.00"},{"v":0,"d":"R0.00"}]
["5.3.3","1825, DER1825CBL, 1829B, 1829\n","Recloser MV earth","m",{"$nulls":3},{"v":0,"d":"R0.00"},{"v":0,"d":"R0.00"},{"v":0,"d":"R0.00"},null,null,{"v":0,"d":"R0.00"},{"v":0,"d":"R0.00"},{"v":0,"d":"R0.00"},null,null,{"v":0,"d":"R0.00"},{"v":0,"d":"R0.00"},{"v":0,"d":"R0.00"},null,null,{"v":0,"d":"R0.00"},{"v":0,"d":"R0.00"},{"v":0,"d":"R0.00"}]
["5.3.4","1833B/1834B/1833/1834","MV Earth for regulator - 100 / 200A Open/Closed Delta","m",{"$nulls":3},{"v":0,"d":"R0.00"},{"v":0,"d":"R0.00"},{"v":0,"d":"R0.00"},null,null,{"v":0,"d":"R0.00"},{"v":0,"d":"R0.00"},{"v":0,"d":"R0.00"},null,null,{"v":0,"d":"R0.00"},{"v":0,"d":"R0.00"},{"v":0,"d":"R0.00"},null,null,{"v":0,"d":"R0.00"},{"v":0,"d":"R0.00"},{"v":0,"d":"R0.00"}]
["5.3.5","1840/1841/1846","MV Earth for MV CT VT Bulk/Stats metering","m",{"$nulls":3},{"v":0,"d":"R0.00"},{"v":0,"d":"R0.00"},{"v":0,"d":"R0.00"},null,null,{"v":0,"d":"R0.00"},{"v":0,"d":"R0.00"},{"v":0,"d":"R0.00"},null,null,{"v":0,"d":"R0.00"},{"v":0,"d":"R0.00"},{"v":0,"d":"R0.00"},null,null,{"v":0,"d":"R0.00"},{"v":0,"d":"R0.00"},{"v":0,"d":"R0.00"}]
["5.3.6",1832,"MV Earth for MV capacitor bank","m",{"$nulls":3},{"v":0,"d":"R0.00"},{"v":0,"d":"R0.00"},{"v":0,"d":"R0.00"},null,null,{"v":0,"d":"R0.00"},{"v":0,"d":"R0.00"},{"v":0,"d":"R0.00"},null,null,{"v":0,"d":"R0.00"},{"v":0,"d":"R0.00"},{"v":0,"d":"R0.00"},null,null,{"v":0,"d":"R0.00"},{"v":0,"d":"R0.00"},{"v":0,"d":"R0.00"}]
["5.3.7",210,"MV SWER  isolation and distribution transformer main earth rod type electrode assembly -electrode to be specifed by designer","m",{"$nulls":3},{"v":0,"d":"R0.00"},{"v":0,"d":"R0.00"},{"v":0,"d":"R0.00"},null,null,{"v":0,"d":"R0.00"},{"v":0,"d":"R0.00"},{"v":0,"d":"R0.00"},null,null,{"v":0,"d":"R0.00"},{"v":0,"d":"R0.00"},{"v":0,"d":"R0.00"},null,null,{"v":0,"d":"R0.00"},{"v":0,"d":"R0.00"},{"v":0,"d":"R0.00"}]
["5.3.8",211,"MV SWER  isolation and distribution transformer main earth trench type electrode assembly -electrode to be specifed by designer","m",{"$nulls":3},{"v":0,"d":"R0.00"},{"v":0,"d":"R0.00"},{"v":0,"d":"R0.00"},null,null,{"v":0,"d":"R0.00"},{"v":0,"d":"R0.00"},{"v":0,"d":"R0.00"},null,null,{"v":0,"d":"R0.00"},{"v":0,"d":"R0.00"},{"v":0,"d":"R0.00"},null,null,{"v":0,"d":"R0.00"},{"v":0,"d":"R0.00"},{"v":0,"d":"R0.00"}]
["5.3.9",212,"MV SWER  isolation and distribution transformer understrung main earth rod type electrode assembly -electrode to be specifed by designer","m",{"$nulls":3},{"v":0,"d":"R0.00"},{"v":0,"d":"R0.00"},{"v":0,"d":"R0.00"},null,null,{"v":0,"d":"R0.00"},{"v":0,"d":"R0.00"},{"v":0,"d":"R0.00"},null,null,{"v":0,"d":"R0.00"},{"v":0,"d":"R0.00"},{"v":0,"d":"R0.00"},null,null,{"v":0,"d":"R0.00"},{"v":0,"d":"R0.00"},{"v":0,"d":"R0.00"}]
["5.3.10",213,"MV SWER isolation and distribution transformer understrung earth wire trench type electrode assembly -electrode to be specifed by designer","m",{"$nulls":3},{"v":0,"d":"R0.00"},{"v":0,"d":"R0.00"},{"v":0,"d":"R0.00"},null,null,{"v":0,"d":"R0.00"},{"v":0,"d":"R0.00"},{"v":0,"d":"R0.00"},null,null,{"v":0,"d":"R0.00"},{"v":0,"d":"R0.00"},{"v":0,"d":"R0.00"},null,null,{"v":0,"d":"R0.00"},{"v":0,"d":"R0.00"},{"v":0,"d":"R0.00"}]
["5.4  TESTING",null,"Allowance shall be made( where applicable) for the complete testing and commissioning of equipment to applicable Eskom standards."]
["5.4.1",null,"Soil resistivity tests for equipment to be performed as appropriate and to be verified by Eskom's Clerk of Works, and must be according to Eskom standard.",{"$nulls":4},{"$f":"F67*E67","v":{"v":0,"d":"R0.00"}},{"$f":"E67*G67","v":{"v":0,"d":"R0.00"}},{"$f":"(E67*F67)+(E67*G67)","v":{"v":0,"d":"R0.00"}},null,null,{"v":0,"d":"R0.00"},{"v":0,"d":"R0.00"},{"v":0,"d":"R0.00"},null,null,{"v":0,"d":"R0.00"},{"v":0,"d":"R0.00"},{"v":0,"d":"R0.00"},null,null,{"v":0,"d":"R0.00"},{"v":0,"d":"R0.00"},{"v":0,"d":"R0.00"}]
["5.4.2",null,"MV earth electrode test","Ea",{"$nulls":3},{"v":0,"d":"R0.00"},{"v":0,"d":"R0.00"},{"v":0,"d":"R0.00"},null,null,{"v":0,"d":"R0.00"},{"v":0,"d":"R0.00"},{"v":0,"d":"R0.00"},null,null,{"v":0,"d":"R0.00"},{"v":0,"d":"R0.00"},{"v":0,"d":"R0.00"},null,null,{"v":0,"d":"R0.00"},{"v":0,"d":"R0.00"},{"v":0,"d":"R0.00"}]
["5.4.3",null,"LV earth electrode test","Ea",{"$nulls":3},{"v":0,"d":"R0.00"},{"v":0,"d":"R0.00"},{"v":0,"d":"R0.00"},null,null,{"v":0,"d":"R0.00"},{"v":0,"d":"R0.00"},{"v":0,"d":"R0.00"},null,null,{"v":0,"d":"R0.00"},{"v":0,"d":"R0.00"},{"v":0,"d":"R0.00"},null,null,{"v":0,"d":"R0.00"},{"v":0,"d":"R0.00"},{"v":0,"d":"R0.00"}]
["5.4.4",null,"Voltage regulator commissioning tests","Ea",{"$nulls":3},{"v":0,"d":"R0.00"},{"v":0,"d":"R0.00"},{"v":0,"d":"R0.00"},null,null,{"v":0,"d":"R0.00"},{"$f":"L70*G70","v":{"v":0,"d":"R0.00"}},{"$f":"SUM(K70*F70)+(L70*G70)","v":{"v":0,"d":"R0.00"}},null,null,{"v":0,"d":"R0.00"},{"$f":"Q70*G70","v":{"v":0,"d":"R0.00"}},{"$f":"SUM(P70*F70)+(Q70*G70)","v":{"v":0,"d":"R0.00"}},null,null,{"v":0,"d":"R0.00"},{"$f":"V70*G70","v":{"v":0,"d":"R0.00"}},{"$f":"SUM(U70*F70)+(V70*G70)","v":{"v":0,"d":"R0.00"}}]
["5.4.5",null,"Recloser commissioning tests","Ea",{"$nulls":3},{"v":0,"d":"R0.00"},{"v":0,"d":"R0.00"},{"v":0,"d":"R0.00"},null,null,{"v":0,"d":"R0.00"},{"v":0,"d":"R0.00"},{"v":0,"d":"R0.00"},null,null,{"v":0,"d":"R0.00"},{"v":0,"d":"R0.00"},{"v":0,"d":"R0.00"},null,null,{"v":0,"d":"R0.00"},{"v":0,"d":"R0.00"},{"v":0,"d":"R0.00"}]
["5.5 MISCELLANEOUS",null,"Allow for the following end items to be applied as per relevant Eskom instructions/bulletins/procedures and standards where not already allowed for in structure package."]
["5.5.1",278,"SWER Peak current monitoring assembly","Ea",{"$nulls":3},{"$f":"F73*E73","v":{"v":0,"d":"R0.00"}},{"$f":"E73*G73","v":{"v":0,"d":"R0.00"}},{"$f":"(E73*F73)+(E73*G73)","v":{"v":0,"d":"R0.00"}},null,null,{"v":0,"d":"R0.00"},{"v":0,"d":"R0.00"},{"v":0,"d":"R0.00"},null,null,{"v":0,"d":"R0.00"},{"v":0,"d":"R0.00"},{"v":0,"d":"R0.00"},null,null,{"v":0,"d":"R0.00"},{"v":0,"d":"R0.00"},{"v":0,"d":"R0.00"}]
["5.5.2",297,"Pole mounted drop-out fuse assembly-Swer","Ea",{"$nulls":3},{"v":0,"d":"R0.00"},{"v":0,"d":"R0.00"},{"v":0,"d":"R0.00"},null,null,{"v":0,"d":"R0.00"},{"v":0,"d":"R0.00"},{"v":0,"d":"R0.00"},null,null,{"v":0,"d":"R0.00"},{"v":0,"d":"R0.00"},{"v":0,"d":"R0.00"},null,null,{"v":0,"d":"R0.00"},{"v":0,"d":"R0.00"},{"v":0,"d":"R0.00"}]
["5.5.3",262,"Surge arrester assembly ( Single phase)","Set of 1",{"$nulls":3},{"v":0,"d":"R0.00"},{"v":0,"d":"R0.00"},{"v":0,"d":"R0.00"},null,null,{"v":0,"d":"R0.00"},{"v":0,"d":"R0.00"},{"v":0,"d":"R0.00"},null,null,{"v":0,"d":"R0.00"},{"v":0,"d":"R0.00"},{"v":0,"d":"R0.00"},null,null,{"v":0,"d":"R0.00"},{"v":0,"d":"R0.00"},{"v":0,"d":"R0.00"}]
["5.5.4",262,"Surge arrester assembly ( dual phase)","Set of 2",{"$nulls":3},{"v":0,"d":"R0.00"},{"v":0,"d":"R0.00"},{"v":0,"d":"R0.00"},null,null,{"v":0,"d":"R0.00"},{"v":0,"d":"R0.00"},{"v":0,"d":"R0.00"},null,null,{"v":0,"d":"R0.00"},{"v":0,"d":"R0.00"},{"v":0,"d":"R0.00"},null,null,{"v":0,"d":"R0.00"},{"v":0,"d":"R0.00"},{"v":0,"d":"R0.00"}]
["5.5.5",262,"Surge arrester assembly (three phase)","Set of 3",{"$nulls":3},{"v":0,"d":"R0.00"},{"v":0,"d":"R0.00"},{"v":0,"d":"R0.00"},null,null,{"v":0,"d":"R0.00"},{"v":0,"d":"R0.00"},{"$f":"SUM(K77*F77)+(L77*G77)","v":{"v":0,"d":"R0.00"}},null,null,{"v":0,"d":"R0.00"},{"v":0,"d":"R0.00"},{"$f":"SUM(P77*F77)+(Q77*G77)","v":{"v":0,"d":"R0.00"}},null,null,{"v":0,"d":"R0.00"},{"v":0,"d":"R0.00"},{"$f":"SUM(U77*F77)+(V77*G77)","v":{"v":0,"d":"R0.00"}}]
["5.5.6",266,"Double arrester assembly","Set of 6",{"$nulls":3},{"v":0,"d":"R0.00"},{"v":0,"d":"R0.00"},{"v":0,"d":"R0.00"},null,null,{"$f":"K78*F78","v":{"v":0,"d":"R0.00"}},{"$f":"L78*G78","v":{"v":0,"d":"R0.00"}},{"v":0,"d":"R0.00"},null,null,{"v":0,"d":"R0.00"},{"v":0,"d":"R0.00"},{"v":0,"d":"R0.00"},null,null,{"v":0,"d":"R0.00"},{"v":0,"d":"R0.00"},{"v":0,"d":"R0.00"}]
["5.5.7",null,"Installation of conductive cement ","m3",{"$nulls":3},{"v":0,"d":"R0.00"},{"v":0,"d":"R0.00"},{"v":0,"d":"R0.00"},null,null,{"v":0,"d":"R0.00"},{"v":0,"d":"R0.00"},{"v":0,"d":"R0.00"},null,null,{"v":0,"d":"R0.00"},{"v":0,"d":"R0.00"},{"v":0,"d":"R0.00"},null,null,{"v":0,"d":"R0.00"},{"v":0,"d":"R0.00"},{"v":0,"d":"R0.00"}]
["5.5.8","290/293","Install link","Ea",{"$nulls":3},{"v":0,"d":"R0.00"},{"v":0,"d":"R0.00"},{"v":0,"d":"R0.00"},null,null,{"v":0,"d":"R0.00"},{"v":0,"d":"R0.00"},{"v":0,"d":"R0.00"},null,null,{"v":0,"d":"R0.00"},{"v":0,"d":"R0.00"},{"v":0,"d":"R0.00"},null,null,{"v":0,"d":"R0.00"},{"v":0,"d":"R0.00"},{"v":0,"d":"R0.00"}]
[null,null,"TOTAL CARRIED TO SUMMARY PAGE",{"$nulls":4},{"$f":"SUM(H6:H80)","v":{"v":0,"d":"R0.00"}},{"$f":"SUM(I6:I80)","v":{"v":0,"d":"R0.00"}},{"$f":"SUM(J6:J80)","v":{"v":0,"d":"R0.00"}},null,null,{"$f":"SUM(M6:M80)","v":{"v":0,"d":"R0.00"}},{"$f":"SUM(N6:N80)","v":{"v":0,"d":"R0.00"}},{"$f":"SUM(O6:O80)","v":{"v":0,"d":"R0.00"}},null,null,{"$f":"SUM(R6:R80)","v":{"v":0,"d":"R0.00"}},{"$f":"SUM(S6:S80)","v":{"v":0,"d":"R0.00"}},{"$f":"SUM(T6:T80)","v":{"v":0,"d":"R0.00"}},null,null,{"$f":"SUM(W6:W80)","v":{"v":0,"d":"R0.00"}},{"$f":"SUM(X6:X80)","v":{"v":0,"d":"R0.00"}},{"$f":"SUM(Y6:Y80)","v":{"v":0,"d":"R0.00"}}]
["Verified By:",null,null,"DATE"]
["Clerk of Works"]
["Cost Checked by:",null,null,"DATE"]
["Quantity Surveyor"]
["Accepted By:",null,null,"DATE"]
["Contractor"]
["Approved By:",null,null,"DATE"]
["Programme Manager"]

{"sheet":"House Service Connections","index":10,"n_rows":59,"n_cols":25,"rows_kept":59,"merged":[[0,1,0,3],[0,4,1,9],[0,10,1,14],[0,15,1,19],[0,20,1,24],[1,0,1,3],[3,0,3,1],[10,0,10,1],[39,0,39,1],[44,0,44,1],[47,0,47,1],[51,3,52,3],[53,3,54,3],[55,3,56,3],[57,3,58,3]]}
["BILL NO: 6","HOUSE SERVICE CONNECTIONS",null,null,"PROJECT TOTALS",{"$nulls":5},"CLAIM 1",{"$nulls":4},"CLAIM 2",{"$nulls":4},"CLAIM 3"]
["Note: \na)All installations, assemblies and activities shall be as per Eskom DDT series, Eskom  national or Eskom local technical instructions  where applicable\nb) Eskom will advise what is free issue material and what is contractor supplied material"]
["NO.","D-D-T","DESCRIPTION","UNIT","QTY","SUPPLY RATE","LABOUR RATE","SUPPLY TOTAL","LABOUR  TOTAL","TOTAL","SUPPLY QTY","LABOUR QTY","SUPPLY TOTAL","LABOUR  TOTAL","TOTAL","SUPPLY QTY","LABOUR QTY","SUPPLY TOTAL","LABOUR  TOTAL","TOTAL","SUPPLY QTY","LABOUR QTY","SUPPLY TOTAL","LABOUR  TOTAL","TOTAL"]
["DIRECT & INDIRECT CONNECTIONS",null,"Install House Connections (Type A & Type B).  Accessories include house labels, pigtail bolts, strain clamps, cable saddles, passive base/ready board mounting hardware, threaded rods.  Meters, Customer interface units, ready boards, service cable, poles and excavations are measured elsewhere."]
[6.1]
["6.1.1","0360","LV service connection direct to dwelling (from the pole top box to the pre-paid meter)  (Type A) to brick dwelling","Ea",{"$nulls":3},{"$f":"F6*E6","v":{"v":0,"d":"R0.00"}},{"$f":"E6*G6","v":{"v":0,"d":"R0.00"}},{"$f":"(E6*F6)+(E6*G6)","v":{"v":0,"d":"R0.00"}},null,null,{"$f":"K6*F6","v":{"v":0,"d":"R0.00"}},{"v":0,"d":"R0.00"},{"$f":"SUM(K6*F6)+(L6*G6)","v":{"v":0,"d":"R0.00"}},null,null,{"$f":"P6*F6","v":{"v":0,"d":"R0.00"}},{"v":0,"d":"R0.00"},{"$f":"SUM(P6*F6)+(Q6*G6)","v":{"v":0,"d":"R0.00"}},null,null,{"$f":"U6*F6","v":{"v":0,"d":"R0.00"}},{"v":0,"d":"R0.00"},{"$f":"SUM(U6*F6)+(V6*G6)","v":{"v":0,"d":"R0.00"}}]
["6.1.2","0360","LV service connection to house from cable ","Ea",{"$nulls":3},{"$f":"F7*E7","v":{"v":0,"d":"R0.00"}},{"v":0,"d":"R0.00"},{"v":0,"d":"R0.00"},null,null,{"v":0,"d":"R0.00"},{"v":0,"d":"R0.00"},{"v":0,"d":"R0.00"},null,null,{"v":0,"d":"R0.00"},{"v":0,"d":"R0.00"},{"v":0,"d":"R0.00"},null,null,{"v":0,"d":"R0.00"},{"v":0,"d":"R0.00"},{"v":0,"d":"R0.00"}]
["6.1.3","0361","LV service connection with service pole (from the pole top box to the pre-paid meter) (Type B) to mud dwelling","Ea",{"$nulls":3},{"v":0,"d":"R0.00"},{"v":0,"d":"R0.00"},{"v":0,"d":"R0.00"},null,null,{"v":0,"d":"R0.00"},{"v":0,"d":"R0.00"},{"v":0,"d":"R0.00"},null,null,{"v":0,"d":"R0.00"},{"v":0,"d":"R0.00"},{"v":0,"d":"R0.00"},null,null,{"v":0,"d":"R0.00"},{"v":0,"d":"R0.00"},{"v":0,"d":"R0.00"}]
["6.1.4","0366","Service suspension assembly","Ea",{"$nulls":3},{"v":0,"d":"R0.00"},{"v":0,"d":"R0.00"},{"v":0,"d":"R0.00"},null,null,{"v":0,"d":"R0.00"},{"v":0,"d":"R0.00"},{"v":0,"d":"R0.00"},null,null,{"v":0,"d":"R0.00"},{"v":0,"d":"R0.00"},{"v":0,"d":"R0.00"},null,null,{"v":0,"d":"R0.00"},{"v":0,"d":"R0.00"},{"v":0,"d":"R0.00"}]
["6.1.5","0384","Service strain assembly","Ea",{"$nulls":3},{"v":0,"d":"R0.00"},{"v":0,"d":"R0.00"},{"v":0,"d":"R0.00"},null,null,{"v":0,"d":"R0.00"},{"v":0,"d":"R0.00"},{"v":0,"d":"R0.00"},null,null,{"v":0,"d":"R0.00"},{"v":0,"d":"R0.00"},{"v":0,"d":"R0.00"},null,null,{"v":0,"d":"R0.00"},{"v":0,"d":"R0.00"},{"v":0,"d":"R0.00"}]
["METERS, BASES AND DATA CONCENTRATOR",null,"Install meters,  customer interface units, bases and data concentrators.  Accessories include mounting hardware. Allow for suitable sealing  and testing of meters for COC and OHS Act and Eskom requirments.   Eskom meters and CUI's are free issue."]
[6.2]
["6.2.1","3145","METER,STD ED KEYPAD 60A ","Ea",{"$nulls":3},{"$f":"F13*E13","v":{"v":0,"d":"R0.00"}},{"$f":"E13*G13","v":{"v":0,"d":"R0.00"}},{"$f":"(E13*F13)+(E13*G13)","v":{"v":0,"d":"R0.00"}},null,null,{"v":0,"d":"R0.00"},{"v":0,"d":"R0.00"},{"v":0,"d":"R0.00"},null,null,{"v":0,"d":"R0.00"},{"v":0,"d":"R0.00"},{"v":0,"d":"R0.00"},null,null,{"v":0,"d":"R0.00"},{"v":0,"d":"R0.00"},{"v":0,"d":"R0.00"}]
["6.2.2","3145","METER,STD ECU KEYPAD 20A ","Ea",{"$nulls":3},{"v":0,"d":"R0.00"},{"v":0,"d":"R0.00"},{"v":0,"d":"R0.00"},null,null,{"v":0,"d":"R0.00"},{"v":0,"d":"R0.00"},{"v":0,"d":"R0.00"},null,null,{"v":0,"d":"R0.00"},{"v":0,"d":"R0.00"},{"v":0,"d":"R0.00"},null,null,{"v":0,"d":"R0.00"},{"v":0,"d":"R0.00"},{"v":0,"d":"R0.00"}]
["6.2.3","3145","METER,SPLIT PREPAY 3P KEYPAD 40A PLC/ RF","Ea",{"$nulls":3},{"v":0,"d":"R0.00"},{"v":0,"d":"R0.00"},{"v":0,"d":"R0.00"},null,null,{"v":0,"d":"R0.00"},{"v":0,"d":"R0.00"},{"v":0,"d":"R0.00"},null,null,{"v":0,"d":"R0.00"},{"v":0,"d":"R0.00"},{"v":0,"d":"R0.00"},null,null,{"v":0,"d":"R0.00"},{"v":0,"d":"R0.00"},{"v":0,"d":"R0.00"}]
["6.2.4","3145","METER,SPLIT BS FOOTPRINT 60A PLC","Ea",{"$nulls":3},{"v":0,"d":"R0.00"},{"v":0,"d":"R0.00"},{"v":0,"d":"R0.00"},null,null,{"v":0,"d":"R0.00"},{"v":0,"d":"R0.00"},{"v":0,"d":"R0.00"},null,null,{"v":0,"d":"R0.00"},{"v":0,"d":"R0.00"},{"v":0,"d":"R0.00"},null,null,{"v":0,"d":"R0.00"},{"v":0,"d":"R0.00"},{"v":0,"d":"R0.00"}]
["6.2.5","3145","METER, SPLIT DIN RAIL 60A PLC","Ea",{"$nulls":3},{"v":0,"d":"R0.00"},{"v":0,"d":"R0.00"},{"v":0,"d":"R0.00"},null,null,{"v":0,"d":"R0.00"},{"v":0,"d":"R0.00"},{"v":0,"d":"R0.00"},null,null,{"v":0,"d":"R0.00"},{"v":0,"d":"R0.00"},{"v":0,"d":"R0.00"},null,null,{"v":0,"d":"R0.00"},{"v":0,"d":"R0.00"},{"v":0,"d":"R0.00"}]
["6.2.6","3145","METER, SPLIT BS FOOTPRINT 60A RF","Ea",{"$nulls":3},{"v":0,"d":"R0.00"},{"v":0,"d":"R0.00"},{"v":0,"d":"R0.00"},null,null,{"v":0,"d":"R0.00"},{"v":0,"d":"R0.00"},{"v":0,"d":"R0.00"},null,null,{"v":0,"d":"R0.00"},{"v":0,"d":"R0.00"},{"v":0,"d":"R0.00"},null,null,{"v":0,"d":"R0.00"},{"v":0,"d":"R0.00"},{"v":0,"d":"R0.00"}]
["6.2.7","3145","METER, SPLIT DIN RAIL 60A RF","Ea",{"$nulls":3},{"v":0,"d":"R0.00"},{"v":0,"d":"R0.00"},{"v":0,"d":"R0.00"},null,null,{"v":0,"d":"R0.00"},{"v":0,"d":"R0.00"},{"v":0,"d":"R0.00"},null,null,{"v":0,"d":"R0.00"},{"v":0,"d":"R0.00"},{"v":0,"d":"R0.00"},null,null,{"v":0,"d":"R0.00"},{"v":0,"d":"R0.00"},{"v":0,"d":"R0.00"}]
["6.2.8","3145","METER, SPLIT BS FOOTPRINT 20A PLC","Ea",{"$nulls":3},{"v":0,"d":"R0.00"},{"v":0,"d":"R0.00"},{"v":0,"d":"R0.00"},null,null,{"v":0,"d":"R0.00"},{"v":0,"d":"R0.00"},{"v":0,"d":"R0.00"},null,null,{"v":0,"d":"R0.00"},{"v":0,"d":"R0.00"},{"v":0,"d":"R0.00"},null,null,{"v":0,"d":"R0.00"},{"v":0,"d":"R0.00"},{"v":0,"d":"R0.00"}]
["6.2.9","3145","METER, SPLIT DIN RAIL 20A PLC","Ea",{"$nulls":3},{"v":0,"d":"R0.00"},{"v":0,"d":"R0.00"},{"v":0,"d":"R0.00"},null,null,{"v":0,"d":"R0.00"},{"v":0,"d":"R0.00"},{"v":0,"d":"R0.00"},null,null,{"v":0,"d":"R0.00"},{"v":0,"d":"R0.00"},{"v":0,"d":"R0.00"},null,null,{"v":0,"d":"R0.00"},{"v":0,"d":"R0.00"},{"v":0,"d":"R0.00"}]
["6.2.10","3145","METER, SPLIT BS FOOTPRINT 20A RF","Ea",{"$nulls":3},{"v":0,"d":"R0.00"},{"v":0,"d":"R0.00"},{"v":0,"d":"R0.00"},null,null,{"$f":"K22*F22","v":{"v":0,"d":"R0.00"}},{"v":0,"d":"R0.00"},{"v":0,"d":"R0.00"},null,null,{"$f":"P22*F22","v":{"v":0,"d":"R0.00"}},{"v":0,"d":"R0.00"},{"v":0,"d":"R0.00"},null,null,{"$f":"U22*F22","v":{"v":0,"d":"R0.00"}},{"v":0,"d":"R0.00"},{"v":0,"d":"R0.00"}]
["A.5.2.1.","3145","METER, SPLIT METER DIN RAIL 20A RF ","Ea",{"$nulls":3},{"v":0,"d":"R0.00"},{"v":0,"d":"R0.00"},{"v":0,"d":"R0.00"},null,null,{"v":0,"d":"R0.00"},{"v":0,"d":"R0.00"},{"v":0,"d":"R0.00"},null,null,{"v":0,"d":"R0.00"},{"v":0,"d":"R0.00"},{"v":0,"d":"R0.00"},null,null,{"v":0,"d":"R0.00"},{"v":0,"d":"R0.00"},{"v":0,"d":"R0.00"}]
["A.5.2.2.","3176","READYBOARD,SPLIT METER 2x16A SKTS D3176","Ea",{"$nulls":3},{"v":0,"d":"R0.00"},{"v":0,"d":"R0.00"},{"v":0,"d":"R0.00"},null,null,{"v":0,"d":"R0.00"},{"v":0,"d":"R0.00"},{"v":0,"d":"R0.00"},null,null,{"v":0,"d":"R0.00"},{"v":0,"d":"R0.00"},{"v":0,"d":"R0.00"},null,null,{"v":0,"d":"R0.00"},{"v":0,"d":"R0.00"},{"v":0,"d":"R0.00"}]
["A.5.2.3.","3171","PASSIVE BASE UNIT,ED D3171","Ea",{"$nulls":3},{"v":0,"d":"R0.00"},{"v":0,"d":"R0.00"},{"v":0,"d":"R0.00"},null,null,{"v":0,"d":"R0.00"},{"v":0,"d":"R0.00"},{"v":0,"d":"R0.00"},null,null,{"v":0,"d":"R0.00"},{"v":0,"d":"R0.00"},{"v":0,"d":"R0.00"},null,null,{"v":0,"d":"R0.00"},{"v":0,"d":"R0.00"},{"v":0,"d":"R0.00"}]
["A.5.2.4.","3171","PASSIVE BASE UNIT,ECU D3171","Ea",{"$nulls":3},{"v":0,"d":"R0.00"},{"v":0,"d":"R0.00"},{"v":0,"d":"R0.00"},null,null,{"v":0,"d":"R0.00"},{"v":0,"d":"R0.00"},{"v":0,"d":"R0.00"},null,null,{"v":0,"d":"R0.00"},{"v":0,"d":"R0.00"},{"v":0,"d":"R0.00"},null,null,{"v":0,"d":"R0.00"},{"v":0,"d":"R0.00"},{"v":0,"d":"R0.00"}]
["6.2.15","3171","PASSIVE BASE UNIT,ECU WITH RAIL D3171","Ea",{"$nulls":3},{"v":0,"d":"R0.00"},{"v":0,"d":"R0.00"},{"v":0,"d":"R0.00"},null,null,{"v":0,"d":"R0.00"},{"v":0,"d":"R0.00"},{"v":0,"d":"R0.00"},null,null,{"v":0,"d":"R0.00"},{"v":0,"d":"R0.00"},{"v":0,"d":"R0.00"},null,null,{"v":0,"d":"R0.00"},{"v":0,"d":"R0.00"},{"v":0,"d":"R0.00"}]
["6.2.16",3171,"COVER,ACCESS:PROTECTIVE ;IVORY B77","Ea",{"$nulls":3},{"v":0,"d":"R0.00"},{"v":0,"d":"R0.00"},{"v":0,"d":"R0.00"},null,null,{"v":0,"d":"R0.00"},{"v":0,"d":"R0.00"},{"v":0,"d":"R0.00"},null,null,{"v":0,"d":"R0.00"},{"v":0,"d":"R0.00"},{"v":0,"d":"R0.00"},null,null,{"v":0,"d":"R0.00"},{"v":0,"d":"R0.00"},{"v":0,"d":"R0.00"}]
["6.2.17",9421,"DIN RAIL SINGLE PHASE PLC SMART SPLIT METER WITH CIU 60A","Ea",{"$nulls":3},{"v":0,"d":"R0.00"},{"v":0,"d":"R0.00"},{"v":0,"d":"R0.00"},null,null,{"v":0,"d":"R0.00"},{"v":0,"d":"R0.00"},{"v":0,"d":"R0.00"},null,null,{"v":0,"d":"R0.00"},{"v":0,"d":"R0.00"},{"v":0,"d":"R0.00"},null,null,{"v":0,"d":"R0.00"},{"v":0,"d":"R0.00"},{"v":0,"d":"R0.00"}]
["6.2.18",null,"DIN RAIL SINGLE PHASE PLC SMART SPLIT METER WITH CIU 20A","Ea",{"$nulls":3},{"v":0,"d":"R0.00"},{"v":0,"d":"R0.00"},{"v":0,"d":"R0.00"},null,null,{"v":0,"d":"R0.00"},{"v":0,"d":"R0.00"},{"v":0,"d":"R0.00"},null,null,{"v":0,"d":"R0.00"},{"v":0,"d":"R0.00"},{"v":0,"d":"R0.00"},null,null,{"v":0,"d":"R0.00"},{"v":0,"d":"R0.00"},{"v":0,"d":"R0.00"}]
["6.2.19",null,"BS FOOTPRINT SINGLE PHASE SMART SPLIT METER WITH CIU + INTERNAL/PLUG-IN GSM MODEM","Ea",{"$nulls":3},{"v":0,"d":"R0.00"},{"v":0,"d":"R0.00"},{"v":0,"d":"R0.00"},null,null,{"v":0,"d":"R0.00"},{"v":0,"d":"R0.00"},{"v":0,"d":"R0.00"},null,null,{"v":0,"d":"R0.00"},{"v":0,"d":"R0.00"},{"v":0,"d":"R0.00"},null,null,{"v":0,"d":"R0.00"},{"v":0,"d":"R0.00"},{"v":0,"d":"R0.00"}]
["6.2.20",null,"BS FOOTPRINT SINGLE PHASE SMART SPLIT METER WITH CIU + EXTERNAL GSM MODEM","Ea",{"$nulls":3},{"v":0,"d":"R0.00"},{"v":0,"d":"R0.00"},{"v":0,"d":"R0.00"},null,null,{"v":0,"d":"R0.00"},{"v":0,"d":"R0.00"},{"v":0,"d":"R0.00"},null,null,{"v":0,"d":"R0.00"},{"v":0,"d":"R0.00"},{"v":0,"d":"R0.00"},null,null,{"v":0,"d":"R0.00"},{"v":0,"d":"R0.00"},{"v":0,"d":"R0.00"}]
["6.2.21",null,"BS FOOTPRINT THREE PHASE SMART PLC SPLIT METER WITH CIU","Ea",{"$nulls":3},{"v":0,"d":"R0.00"},{"v":0,"d":"R0.00"},{"v":0,"d":"R0.00"},null,null,{"v":0,"d":"R0.00"},{"v":0,"d":"R0.00"},{"v":0,"d":"R0.00"},null,null,{"v":0,"d":"R0.00"},{"v":0,"d":"R0.00"},{"v":0,"d":"R0.00"},null,null,{"v":0,"d":"R0.00"},{"v":0,"d":"R0.00"},{"v":0,"d":"R0.00"}]
["6.2.22",null,"BS FOOTPRINT THREE PHASE SMART SPLIT METER WITH CIU + EXTERNAL GSM MODEM","Ea",{"$nulls":3},{"v":0,"d":"R0.00"},{"v":0,"d":"R0.00"},{"v":0,"d":"R0.00"},null,null,{"v":0,"d":"R0.00"},{"v":0,"d":"R0.00"},{"v":0,"d":"R0.00"},null,null,{"v":0,"d":"R0.00"},{"v":0,"d":"R0.00"},{"v":0,"d":"R0.00"},null,null,{"v":0,"d":"R0.00"},{"v":0,"d":"R0.00"},{"v":0,"d":"R0.00"}]
["6.2.23","1878/0639","GATEWAY/DATA CONCENTRATORS (DCU) + INTERNAL/PLUG-IN GSM MODEM ","Ea",{"$nulls":3},{"v":0,"d":"R0.00"},{"v":0,"d":"R0.00"},{"v":0,"d":"R0.00"},null,null,{"v":0,"d":"R0.00"},{"v":0,"d":"R0.00"},{"v":0,"d":"R0.00"},null,null,{"v":0,"d":"R0.00"},{"v":0,"d":"R0.00"},{"v":0,"d":"R0.00"},null,null,{"v":0,"d":"R0.00"},{"v":0,"d":"R0.00"},{"v":0,"d":"R0.00"}]
["6.2.24","1878/0639","GATEWAY/DATA CONCENTRATORS (DCU) + EXTERNAL GSM MODEM ","Ea",{"$nulls":3},{"v":0,"d":"R0.00"},{"v":0,"d":"R0.00"},{"v":0,"d":"R0.00"},null,null,{"v":0,"d":"R0.00"},{"v":0,"d":"R0.00"},{"v":0,"d":"R0.00"},null,null,{"v":0,"d":"R0.00"},{"v":0,"d":"R0.00"},{"v":0,"d":"R0.00"},null,null,{"v":0,"d":"R0.00"},{"v":0,"d":"R0.00"},{"v":0,"d":"R0.00"}]
["6.2.25",3145,"CUSTOMER INTERFACE UNIT(CIU)  WS","Ea",{"$nulls":3},{"v":0,"d":"R0.00"},{"v":0,"d":"R0.00"},{"v":0,"d":"R0.00"},null,null,{"v":0,"d":"R0.00"},{"v":0,"d":"R0.00"},{"v":0,"d":"R0.00"},null,null,{"v":0,"d":"R0.00"},{"v":0,"d":"R0.00"},{"v":0,"d":"R0.00"},null,null,{"v":0,"d":"R0.00"},{"v":0,"d":"R0.00"},{"v":0,"d":"R0.00"}]
["6.2.26",3145,"CUSTOMER INTERFACE UNIT(CIU) PLC","Ea",{"$nulls":3},{"v":0,"d":"R0.00"},{"v":0,"d":"R0.00"},{"v":0,"d":"R0.00"},null,null,{"$f":"K38*F38","v":{"v":0,"d":"R0.00"}},{"$f":"L38*G38","v":{"v":0,"d":"R0.00"}},{"$f":"SUM(K38*F38)+(L38*G38)","v":{"v":0,"d":"R0.00"}},null,null,{"$f":"P38*F38","v":{"v":0,"d":"R0.00"}},{"$f":"Q38*G38","v":{"v":0,"d":"R0.00"}},{"$f":"SUM(P38*F38)+(Q38*G38)","v":{"v":0,"d":"R0.00"}},null,null,{"$f":"U38*F38","v":{"v":0,"d":"R0.00"}},{"$f":"V38*G38","v":{"v":0,"d":"R0.00"}},{"$f":"SUM(U38*F38)+(V38*G38)","v":{"v":0,"d":"R0.00"}}]
["6.2.27",3145,"CUSTOMER INTERFACE UNIT(CIU) RF","Ea",{"$nulls":3},{"v":0,"d":"R0.00"},{"v":0,"d":"R0.00"},{"v":0,"d":"R0.00"},null,null,{"v":0,"d":"R0.00"},{"v":0,"d":"R0.00"},{"v":0,"d":"R0.00"},null,null,{"v":0,"d":"R0.00"},{"v":0,"d":"R0.00"},{"v":0,"d":"R0.00"},null,null,{"v":0,"d":"R0.00"},{"v":0,"d":"R0.00"},{"v":0,"d":"R0.00"}]
["SERVICE CABLE",null," Install conductor.  Material quantity to allow for 5% sag in addition to actual  conductor length quantity.  Installation includes handling, stringing and final sagging.  The quantity shall be conductor length.   "]
[6.3]
["6.3.1","3140","CABLE 1kV 2C 10SQ CU CONC ","m",{"$nulls":4},{"$f":"E42*G42","v":{"v":0,"d":"R0.00"}},{"$f":"(E42*F42)+(E42*G42)","v":{"v":0,"d":"R0.00"}},{"$nulls":3},{"$f":"L42*G42","v":{"v":0,"d":"R0.00"}},{"v":0,"d":"R0.00"},null,null,{"$f":"P42*F42","v":{"v":0,"d":"R0.00"}},null,{"v":0,"d":"R0.00"},{"$nulls":3},{"$f":"V42*G42","v":{"v":0,"d":"R0.00"}},{"v":0,"d":"R0.00"}]
["6.3.2","3140","CABLE ELECT:1000 V; TCU GSW;10 MM2","m",{"$nulls":4},{"v":0,"d":"R0.00"},{"v":0,"d":"R0.00"},{"$nulls":3},{"v":0,"d":"R0.00"},{"v":0,"d":"R0.00"},null,null,{"v":0,"d":"R0.00"},null,{"v":0,"d":"R0.00"},{"$nulls":3},{"v":0,"d":"R0.00"},{"v":0,"d":"R0.00"}]
["6.3.3","3140","CABLE,ELECT:1000 V ;TCU GSW;6 MM2","m",{"$nulls":4},{"v":0,"d":"R0.00"},{"v":0,"d":"R0.00"},{"$nulls":3},{"v":0,"d":"R0.00"},{"v":0,"d":"R0.00"},null,null,{"v":0,"d":"R0.00"},null,{"v":0,"d":"R0.00"},{"$nulls":3},{"v":0,"d":"R0.00"},{"v":0,"d":"R0.00"}]
["CUSTOMER DATA COLLECTION",null,"Capturing and handing over of customer data and updated PCS file",{"$nulls":10},{"v":0,"d":"R0.00"},{"v":0,"d":"R0.00"},null,null,{"v":0,"d":"R0.00"},null,{"v":0,"d":"R0.00"},{"$nulls":3},{"v":0,"d":"R0.00"},{"v":0,"d":"R0.00"}]
[6.4,{"$nulls":12},{"v":0,"d":"R0.00"},{"v":0,"d":"R0.00"},null,null,{"v":0,"d":"R0.00"},null,{"v":0,"d":"R0.00"},{"$nulls":3},{"v":0,"d":"R0.00"},{"v":0,"d":"R0.00"}]
["6.4.1",null,"Customer data capturing of coordinates, customer application form and safety form and to be presented to the Project Manager in the required PCS file format.","Ea",{"$nulls":4},{"$f":"E47*G47","v":{"v":0,"d":"R0.00"}},{"$f":"(E47*F47)+(E47*G47)","v":{"v":0,"d":"R0.00"}},{"$nulls":3},{"v":0,"d":"R0.00"},{"v":0,"d":"R0.00"},null,null,{"v":0,"d":"R0.00"},null,{"v":0,"d":"R0.00"},{"$nulls":3},{"v":0,"d":"R0.00"},{"v":0,"d":"R0.00"}]
["Testing",{"$nulls":12},{"v":0,"d":"R0.00"},{"v":0,"d":"R0.00"},null,null,{"v":0,"d":"R0.00"},null,{"v":0,"d":"R0.00"},{"$nulls":3},{"v":0,"d":"R0.00"},{"v":0,"d":"R0.00"}]
[6.5,null,"Test",{"$nulls":10},{"v":0,"d":"R0.00"},{"v":0,"d":"R0.00"},null,null,{"v":0,"d":"R0.00"},null,{"v":0,"d":"R0.00"},{"$nulls":3},{"v":0,"d":"R0.00"},{"v":0,"d":"R0.00"}]
["6.5.1",null,"Smart Split meter or split meter  communication test",{"$nulls":5},{"$f":"E50*G50","v":{"v":0,"d":"R0.00"}},{"$f":"(E50*F50)+(E50*G50)","v":{"v":0,"d":"R0.00"}},{"$nulls":3},{"v":0,"d":"R0.00"},{"v":0,"d":"R0.00"},null,null,{"v":0,"d":"R0.00"},null,{"v":0,"d":"R0.00"},{"$nulls":3},{"v":0,"d":"R0.00"},{"v":0,"d":"R0.00"}]
[null,null,"TOTAL CARRIED TO SUMMARY PAGE",{"$nulls":4},{"$f":"SUM(H5:H50)","v":{"v":0,"d":"R0.00"}},{"$f":"SUM(I5:I50)","v":{"v":0,"d":"R0.00"}},{"$f":"SUM(J5:J50)","v":{"v":0,"d":"R0.00"}},null,null,{"$f":"SUM(M5:M50)","v":{"v":0,"d":"R0.00"}},{"$f":"SUM(N5:N50)","v":{"v":0,"d":"R0.00"}},{"$f":"SUM(O5:O50)","v":{"v":0,"d":"R0.00"}},null,null,{"$f":"SUM(R5:R50)","v":{"v":0,"d":"R0.00"}},{"$f":"SUM(S5:S50)","v":{"v":0,"d":"R0.00"}},{"$f":"SUM(T5:T50)","v":{"v":0,"d":"R0.00"}},null,null,{"$f":"SUM(W5:W50)","v":{"v":0,"d":"R0.00"}},{"$f":"SUM(X5:X50)","v":{"v":0,"d":"R0.00"}},{"$f":"SUM(Y5:Y50)","v":{"v":0,"d":"R0.00"}}]
["Verified By:",null,null,"DATE"]
["Clerk of Works"]
["Cost Checked by:",null,null,"DATE"]
["Quantity Surveyor"]
["Accepted By:",null,null,"DATE"]
["Contractor"]
["Approved By:",null,null,"DATE"]
["Programme Manager"]

{"sheet":"LV Cable","index":11,"n_rows":237,"n_cols":25,"rows_kept":237,"merged":[[0,1,0,3],[0,4,1,9],[0,10,1,14],[0,15,1,19],[0,20,1,24],[1,1,1,3],[214,0,214,1],[215,0,215,1],[229,3,230,3],[231,3,232,3],[233,3,234,3],[235,3,236,3]]}
["BILL NO: 7","LV UNDERGROUND CABLE WORK, TRENCHING & INSTALLATION",null,null,"PROJECT TOTALS",{"$nulls":5},"CLAIM 1",{"$nulls":4},"CLAIM 2",{"$nulls":4},"CLAIM 3"]
[null,"Note: \na)All installations, assemblies and activities shall be as per Eskom DDT series, Eskom  national or Eskom local technical instructions  where applicable\nb) Eskom will advise what is free issue material and what is contractor supplied material"]
["NO.","D-D-T","DESCRIPTION","UNIT","QTY","SUPPLY RATE","LABOUR RATE","SUPPLY TOTAL","LABOUR  TOTAL","TOTAL","SUPPLY QTY","LABOUR QTY","SUPPLY TOTAL","LABOUR  TOTAL","TOTAL","SUPPLY QTY","LABOUR QTY","SUPPLY TOTAL","LABOUR  TOTAL","TOTAL","SUPPLY QTY","LABOUR QTY","SUPPLY TOTAL","LABOUR  TOTAL","TOTAL"]
[null,null,"LV CABLE"]
[null,null,"Take delivery of and safely store LV cables on site. Install LV cable in trench.  Excavations, joints and terminations are measured elsewhere.  Cable rollers are required to pull cable into and in trench. This activity is only for the laying of the cable into the trench and postioning the cable in the trench.  "]
[7.1]
["7.1.1",null,"CABLE ELECT:1 KV;2C;CU;16 MM2;  ","m",{"$nulls":4},{"$f":"E7*G7","v":{"v":0,"d":"R0.00"}},{"$f":"(E7*F7)+(E7*G7)","v":{"v":0,"d":"R0.00"}},{"$nulls":3},{"$f":"L7*G7","v":{"v":0,"d":"R0.00"}},{"$f":"SUM(K7*F7)+(L7*G7)","v":{"v":0,"d":"R0.00"}},{"$nulls":3},{"$f":"Q7*G7","v":{"v":0,"d":"R0.00"}},{"$f":"SUM(P7*F7)+(Q7*G7)","v":{"v":0,"d":"R0.00"}},{"$nulls":3},{"$f":"V7*G7","v":{"v":0,"d":"R0.00"}},{"$f":"SUM(U7*F7)+(V7*G7)","v":{"v":0,"d":"R0.00"}}]
["7.1.2",null,"CABLE ELECT:1 KV;2C;CU;25 MM2;  ","m",{"$nulls":4},{"v":0,"d":"R0.00"},{"v":0,"d":"R0.00"},{"$nulls":3},{"v":0,"d":"R0.00"},{"v":0,"d":"R0.00"},{"$nulls":3},{"v":0,"d":"R0.00"},{"v":0,"d":"R0.00"},{"$nulls":3},{"v":0,"d":"R0.00"},{"v":0,"d":"R0.00"}]
["7.1.3",null,"CABLE ELECT:1 KV;2C;CU;35 MM2;  ","m",{"$nulls":4},{"v":0,"d":"R0.00"},{"v":0,"d":"R0.00"},{"$nulls":3},{"v":0,"d":"R0.00"},{"v":0,"d":"R0.00"},{"$nulls":3},{"v":0,"d":"R0.00"},{"v":0,"d":"R0.00"},{"$nulls":3},{"v":0,"d":"R0.00"},{"v":0,"d":"R0.00"}]
["7.1.4",null,"CABLE ELECT:1 KV;3C;CU;16 MM2;  ","m",{"$nulls":4},{"v":0,"d":"R0.00"},{"v":0,"d":"R0.00"},{"$nulls":3},{"v":0,"d":"R0.00"},{"v":0,"d":"R0.00"},{"$nulls":3},{"v":0,"d":"R0.00"},{"v":0,"d":"R0.00"},{"$nulls":3},{"v":0,"d":"R0.00"},{"v":0,"d":"R0.00"}]
["7.1.5",null,"CABLE ELECT:1 KV;3C;CU;25 MM2;  ","m",{"$nulls":4},{"v":0,"d":"R0.00"},{"v":0,"d":"R0.00"},{"$nulls":3},{"v":0,"d":"R0.00"},{"v":0,"d":"R0.00"},{"$nulls":3},{"v":0,"d":"R0.00"},{"v":0,"d":"R0.00"},{"$nulls":3},{"v":0,"d":"R0.00"},{"v":0,"d":"R0.00"}]
["7.1.6",null,"CABLE ELECT:1 KV;3C;CU;35 MM2;  ","m",{"$nulls":4},{"v":0,"d":"R0.00"},{"v":0,"d":"R0.00"},{"$nulls":3},{"v":0,"d":"R0.00"},{"v":0,"d":"R0.00"},{"$nulls":3},{"v":0,"d":"R0.00"},{"v":0,"d":"R0.00"},{"$nulls":3},{"v":0,"d":"R0.00"},{"v":0,"d":"R0.00"}]
["7.1.7",null,"CABLE ELECT:1 KV;3C;CU;70 MM2;  ","m",{"$nulls":4},{"v":0,"d":"R0.00"},{"v":0,"d":"R0.00"},{"$nulls":3},{"v":0,"d":"R0.00"},{"v":0,"d":"R0.00"},{"$nulls":3},{"v":0,"d":"R0.00"},{"v":0,"d":"R0.00"},{"$nulls":3},{"v":0,"d":"R0.00"},{"v":0,"d":"R0.00"}]
["7.1.8",null,"CABLE ELECT:1 KV;4C;CU;16 MM2;  ","m",{"$nulls":4},{"v":0,"d":"R0.00"},{"v":0,"d":"R0.00"},{"$nulls":3},{"v":0,"d":"R0.00"},{"v":0,"d":"R0.00"},{"$nulls":3},{"v":0,"d":"R0.00"},{"v":0,"d":"R0.00"},{"$nulls":3},{"v":0,"d":"R0.00"},{"v":0,"d":"R0.00"}]
["7.1.9",null,"CABLE ELECT:1 KV;4C;CU;25 MM2;","m",{"$nulls":4},{"v":0,"d":"R0.00"},{"v":0,"d":"R0.00"},{"$nulls":3},{"v":0,"d":"R0.00"},{"v":0,"d":"R0.00"},{"$nulls":3},{"v":0,"d":"R0.00"},{"v":0,"d":"R0.00"},{"$nulls":3},{"v":0,"d":"R0.00"},{"v":0,"d":"R0.00"}]
["7.1.10",null,"CABLE ELECT:1 KV;4C;CU;35 MM2;  ","m",{"$nulls":4},{"v":0,"d":"R0.00"},{"v":0,"d":"R0.00"},{"$nulls":3},{"v":0,"d":"R0.00"},{"v":0,"d":"R0.00"},{"$nulls":3},{"v":0,"d":"R0.00"},{"v":0,"d":"R0.00"},{"$nulls":3},{"v":0,"d":"R0.00"},{"v":0,"d":"R0.00"}]
["7.1.11",null,"CABLE ELECT:1 KV;4C;CU;50 MM2;  ","m",{"$nulls":4},{"v":0,"d":"R0.00"},{"v":0,"d":"R0.00"},{"$nulls":3},{"$f":"L17*G17","v":{"v":0,"d":"R0.00"}},{"$f":"SUM(K17*F17)+(L17*G17)","v":{"v":0,"d":"R0.00"}},{"$nulls":3},{"$f":"Q17*G17","v":{"v":0,"d":"R0.00"}},{"$f":"SUM(P17*F17)+(Q17*G17)","v":{"v":0,"d":"R0.00"}},{"$nulls":3},{"$f":"V17*G17","v":{"v":0,"d":"R0.00"}},{"$f":"SUM(U17*F17)+(V17*G17)","v":{"v":0,"d":"R0.00"}}]
["7.1.12",null,"CABLE ELECT:1 KV;4C;CU;70 MM2;  ","m",{"$nulls":4},{"v":0,"d":"R0.00"},{"v":0,"d":"R0.00"},{"$nulls":3},{"v":0,"d":"R0.00"},{"v":0,"d":"R0.00"},{"$nulls":3},{"v":0,"d":"R0.00"},{"v":0,"d":"R0.00"},{"$nulls":3},{"v":0,"d":"R0.00"},{"v":0,"d":"R0.00"}]
["7.1.13",null,"CABLE,ELECT 1,0KV 4C;CU;95 MM2  ","m",{"$nulls":4},{"v":0,"d":"R0.00"},{"v":0,"d":"R0.00"},{"$nulls":3},{"v":0,"d":"R0.00"},{"v":0,"d":"R0.00"},{"$nulls":3},{"v":0,"d":"R0.00"},{"v":0,"d":"R0.00"},{"$nulls":3},{"v":0,"d":"R0.00"},{"v":0,"d":"R0.00"}]
["7.1.14",null,"CABLE ELECT:1 KV;4C;CU;120 MM2;  ","m",{"$nulls":4},{"v":0,"d":"R0.00"},{"v":0,"d":"R0.00"},{"$nulls":3},{"v":0,"d":"R0.00"},{"v":0,"d":"R0.00"},{"$nulls":3},{"v":0,"d":"R0.00"},{"v":0,"d":"R0.00"},{"$nulls":3},{"v":0,"d":"R0.00"},{"v":0,"d":"R0.00"}]
["7.1.15",null,"CABLE ELECT:1 KV;4C;CU;150 MM2;  ","m",{"$nulls":4},{"v":0,"d":"R0.00"},{"v":0,"d":"R0.00"},{"$nulls":3},{"v":0,"d":"R0.00"},{"v":0,"d":"R0.00"},{"$nulls":3},{"v":0,"d":"R0.00"},{"v":0,"d":"R0.00"},{"$nulls":3},{"v":0,"d":"R0.00"},{"v":0,"d":"R0.00"}]
["A.5.2.1.",null,"CABLE ELECT:1 KV;4C;CU;185 MM2;  ","m",{"$nulls":4},{"v":0,"d":"R0.00"},{"v":0,"d":"R0.00"},{"$nulls":3},{"v":0,"d":"R0.00"},{"v":0,"d":"R0.00"},{"$nulls":3},{"v":0,"d":"R0.00"},{"v":0,"d":"R0.00"},{"$nulls":3},{"v":0,"d":"R0.00"},{"v":0,"d":"R0.00"}]
["A.5.2.2.",null,"CABLE ELECT:1 KV;4C;CU;240 MM2;","m",{"$nulls":4},{"v":0,"d":"R0.00"},{"v":0,"d":"R0.00"},{"$nulls":3},{"v":0,"d":"R0.00"},{"v":0,"d":"R0.00"},{"$nulls":3},{"v":0,"d":"R0.00"},{"v":0,"d":"R0.00"},{"$nulls":3},{"v":0,"d":"R0.00"},{"v":0,"d":"R0.00"}]
["A.5.2.3.",null,"CABLE,ELECT:1,0 KV;PVC;35 MM2;4C;AL  ","m",{"$nulls":4},{"v":0,"d":"R0.00"},{"v":0,"d":"R0.00"},{"$nulls":3},{"v":0,"d":"R0.00"},{"v":0,"d":"R0.00"},{"$nulls":3},{"v":0,"d":"R0.00"},{"v":0,"d":"R0.00"},{"$nulls":3},{"v":0,"d":"R0.00"},{"v":0,"d":"R0.00"}]
["A.5.2.4.",null,"CABLE,ELECT:1,0 KV;PVC;50 MM2;4C;AL","m",{"$nulls":4},{"v":0,"d":"R0.00"},{"v":0,"d":"R0.00"},{"$nulls":3},{"v":0,"d":"R0.00"},{"v":0,"d":"R0.00"},{"$nulls":3},{"v":0,"d":"R0.00"},{"v":0,"d":"R0.00"},{"$nulls":3},{"v":0,"d":"R0.00"},{"v":0,"d":"R0.00"}]
["7.1.20",null,"CABLE,ELECT:1,0 KV;PVC;70 MM2;4C;AL  ","m",{"$nulls":4},{"v":0,"d":"R0.00"},{"v":0,"d":"R0.00"},{"$nulls":3},{"v":0,"d":"R0.00"},{"v":0,"d":"R0.00"},{"$nulls":3},{"v":0,"d":"R0.00"},{"v":0,"d":"R0.00"},{"$nulls":3},{"v":0,"d":"R0.00"},{"v":0,"d":"R0.00"}]
["7.1.21",null,"CABLE,ELECT:1,0 KV;PVC;95 MM2;4C;AL  ","m",{"$nulls":4},{"v":0,"d":"R0.00"},{"v":0,"d":"R0.00"},{"$nulls":3},{"v":0,"d":"R0.00"},{"v":0,"d":"R0.00"},{"$nulls":3},{"v":0,"d":"R0.00"},{"v":0,"d":"R0.00"},{"$nulls":3},{"v":0,"d":"R0.00"},{"v":0,"d":"R0.00"}]
["7.1.22",null,"CABLE,ELECT:1,0 KV;PVC;120 MM2;4C;AL  ","m",{"$nulls":4},{"v":0,"d":"R0.00"},{"v":0,"d":"R0.00"},{"$nulls":3},{"v":0,"d":"R0.00"},{"v":0,"d":"R0.00"},{"$nulls":3},{"v":0,"d":"R0.00"},{"v":0,"d":"R0.00"},{"$nulls":3},{"v":0,"d":"R0.00"},{"v":0,"d":"R0.00"}]
["7.1.23",null,"CABLE,ELECT:1,0 KV;PVC;150 MM2;4C;AL  ","m",{"$nulls":4},{"v":0,"d":"R0.00"},{"v":0,"d":"R0.00"},{"$nulls":3},{"$f":"L29*G29","v":{"v":0,"d":"R0.00"}},{"$f":"SUM(K29*F29)+(L29*G29)","v":{"v":0,"d":"R0.00"}},{"$nulls":3},{"$f":"Q29*G29","v":{"v":0,"d":"R0.00"}},{"$f":"SUM(P29*F29)+(Q29*G29)","v":{"v":0,"d":"R0.00"}},{"$nulls":3},{"$f":"V29*G29","v":{"v":0,"d":"R0.00"}},{"$f":"SUM(U29*F29)+(V29*G29)","v":{"v":0,"d":"R0.00"}}]
["7.1.24",null,"CABLE,ELECT:1,0 KV;PVC;185 MM2;4C;AL  ","m",{"$nulls":4},{"v":0,"d":"R0.00"},{"v":0,"d":"R0.00"},{"$nulls":3},{"v":0,"d":"R0.00"},{"v":0,"d":"R0.00"},{"$nulls":3},{"v":0,"d":"R0.00"},{"v":0,"d":"R0.00"},{"$nulls":3},{"v":0,"d":"R0.00"},{"v":0,"d":"R0.00"}]
["7.1.25",null,"CABLE,ELECT:1,0 KV;PVC;240 MM2;4C;AL  ","m",{"$nulls":4},{"v":0,"d":"R0.00"},{"v":0,"d":"R0.00"},{"$nulls":3},{"v":0,"d":"R0.00"},{"v":0,"d":"R0.00"},{"$nulls":3},{"v":0,"d":"R0.00"},{"v":0,"d":"R0.00"},{"$nulls":3},{"v":0,"d":"R0.00"},{"v":0,"d":"R0.00"}]
["7.1.26",null,"CABLE ELECT:1 KV;1C;CU;240 MM2;","m",{"$nulls":4},{"v":0,"d":"R0.00"},{"v":0,"d":"R0.00"},{"$nulls":3},{"v":0,"d":"R0.00"},{"v":0,"d":"R0.00"},{"$nulls":3},{"v":0,"d":"R0.00"},{"v":0,"d":"R0.00"},{"$nulls":3},{"v":0,"d":"R0.00"},{"v":0,"d":"R0.00"}]
["7.1.27",null,"CABLE ELECT:1 KV;1C;CU;500 MM2;","m",{"$nulls":4},{"v":0,"d":"R0.00"},{"v":0,"d":"R0.00"},{"$nulls":3},{"v":0,"d":"R0.00"},{"v":0,"d":"R0.00"},{"$nulls":3},{"v":0,"d":"R0.00"},{"v":0,"d":"R0.00"},{"$nulls":3},{"v":0,"d":"R0.00"},{"v":0,"d":"R0.00"}]
[7.2,null,"LV Metering kiosks and Data concentrator installations"]
[null,null,"Allow for the complete installation of ground and pole mounted metering kiosks . If an empty kiosk or kiosk without meters is installed then allowance  for installation and wiring of components have been made.   LV cable terminations with glands is measured elsewhere."]
["7.2.1","DDT 3214","KIOSK,DIST. 12 WAY HIGH RISK D3214  -GROUND MOUNT","Ea",{"$nulls":3},{"$f":"F36*E36","v":{"v":0,"d":"R0.00"}},{"$f":"E36*G36","v":{"v":0,"d":"R0.00"}},{"$f":"(E36*F36)+(E36*G36)","v":{"v":0,"d":"R0.00"}},null,null,{"$f":"K36*F36","v":{"v":0,"d":"R0.00"}},{"$f":"L36*G36","v":{"v":0,"d":"R0.00"}},{"$f":"SUM(K36*F36)+(L36*G36)","v":{"v":0,"d":"R0.00"}},null,null,{"$f":"P36*F36","v":{"v":0,"d":"R0.00"}},{"$f":"Q36*G36","v":{"v":0,"d":"R0.00"}},{"$f":"SUM(P36*F36)+(Q36*G36)","v":{"v":0,"d":"R0.00"}},null,null,{"$f":"U36*F36","v":{"v":0,"d":"R0.00"}},{"$f":"V36*G36","v":{"v":0,"d":"R0.00"}},{"$f":"SUM(U36*F36)+(V36*G36)","v":{"v":0,"d":"R0.00"}}]
["7.2.2","DDT 3214","KIOSK,DIST. LOAD MNGMNT.16 WAY D3214  -GROUND MOUNT","Ea",{"$nulls":3},{"v":0,"d":"R0.00"},{"v":0,"d":"R0.00"},{"v":0,"d":"R0.00"},null,null,{"v":0,"d":"R0.00"},{"v":0,"d":"R0.00"},{"v":0,"d":"R0.00"},null,null,{"v":0,"d":"R0.00"},{"v":0,"d":"R0.00"},{"v":0,"d":"R0.00"},null,null,{"v":0,"d":"R0.00"},{"v":0,"d":"R0.00"},{"v":0,"d":"R0.00"}]
["7.2.3","DDT 3214","KIOSK,DIST. LOAD MNGMNT.24 WAY D3214- GROUND MOUNT","Ea",{"$nulls":3},{"v":0,"d":"R0.00"},{"v":0,"d":"R0.00"},{"v":0,"d":"R0.00"},null,null,{"v":0,"d":"R0.00"},{"v":0,"d":"R0.00"},{"v":0,"d":"R0.00"},null,null,{"v":0,"d":"R0.00"},{"v":0,"d":"R0.00"},{"v":0,"d":"R0.00"},null,null,{"v":0,"d":"R0.00"},{"v":0,"d":"R0.00"},{"v":0,"d":"R0.00"}]
["7.2.4","DDT 3236","KIOSK METER:1PH ;16 KVA ;EMPTY-POLE MOUNT ","Ea",{"$nulls":3},{"v":0,"d":"R0.00"},{"v":0,"d":"R0.00"},{"v":0,"d":"R0.00"},null,null,{"v":0,"d":"R0.00"},{"v":0,"d":"R0.00"},{"v":0,"d":"R0.00"},null,null,{"v":0,"d":"R0.00"},{"v":0,"d":"R0.00"},{"v":0,"d":"R0.00"},null,null,{"v":0,"d":"R0.00"},{"v":0,"d":"R0.00"},{"v":0,"d":"R0.00"}]
["7.2.5","DDT 3236","KIOSK METER:1PH;16 KVA;SPU-POLE MOUNT ","Ea",{"$nulls":3},{"v":0,"d":"R0.00"},{"v":0,"d":"R0.00"},{"v":0,"d":"R0.00"},null,null,{"v":0,"d":"R0.00"},{"v":0,"d":"R0.00"},{"v":0,"d":"R0.00"},null,null,{"v":0,"d":"R0.00"},{"v":0,"d":"R0.00"},{"v":0,"d":"R0.00"},null,null,{"v":0,"d":"R0.00"},{"v":0,"d":"R0.00"},{"v":0,"d":"R0.00"}]
["7.2.6","DDT 3236","KSK MTR:1PH,16 KVA,SPU NO METER","Ea",{"$nulls":3},{"v":0,"d":"R0.00"},{"v":0,"d":"R0.00"},{"v":0,"d":"R0.00"},null,null,{"v":0,"d":"R0.00"},{"v":0,"d":"R0.00"},{"v":0,"d":"R0.00"},null,null,{"v":0,"d":"R0.00"},{"v":0,"d":"R0.00"},{"v":0,"d":"R0.00"},null,null,{"v":0,"d":"R0.00"},{"v":0,"d":"R0.00"},{"v":0,"d":"R0.00"}]
["7.2.7","DDT 3236","KIOSK METER:3PH;25 KVA;EMPTY-POLE MOUNT","Ea",{"$nulls":3},{"v":0,"d":"R0.00"},{"v":0,"d":"R0.00"},{"v":0,"d":"R0.00"},null,null,{"v":0,"d":"R0.00"},{"v":0,"d":"R0.00"},{"v":0,"d":"R0.00"},null,null,{"v":0,"d":"R0.00"},{"v":0,"d":"R0.00"},{"v":0,"d":"R0.00"},null,null,{"v":0,"d":"R0.00"},{"v":0,"d":"R0.00"},{"v":0,"d":"R0.00"}]
["7.2.8","DDT 3236","KIOSK METER:3PH;25 KVA;EMPTY-GROUND  MOUNT","Ea",{"$nulls":3},{"v":0,"d":"R0.00"},{"v":0,"d":"R0.00"},{"v":0,"d":"R0.00"},null,null,{"v":0,"d":"R0.00"},{"v":0,"d":"R0.00"},{"v":0,"d":"R0.00"},null,null,{"v":0,"d":"R0.00"},{"v":0,"d":"R0.00"},{"v":0,"d":"R0.00"},null,null,{"v":0,"d":"R0.00"},{"v":0,"d":"R0.00"},{"v":0,"d":"R0.00"}]
["7.2.9","DDT 3236","KIOSK METER:3PH ;25 KVA ;SPU-POLE MOUNT","Ea",{"$nulls":3},{"v":0,"d":"R0.00"},{"v":0,"d":"R0.00"},{"v":0,"d":"R0.00"},null,null,{"v":0,"d":"R0.00"},{"v":0,"d":"R0.00"},{"v":0,"d":"R0.00"},null,null,{"v":0,"d":"R0.00"},{"v":0,"d":"R0.00"},{"v":0,"d":"R0.00"},null,null,{"v":0,"d":"R0.00"},{"v":0,"d":"R0.00"},{"v":0,"d":"R0.00"}]
["7.2.10","DDT 3236","KIOSK METER:3PH ;25 KVA ;SPU-GROUND MOUNT ","Ea",{"$nulls":3},{"v":0,"d":"R0.00"},{"v":0,"d":"R0.00"},{"v":0,"d":"R0.00"},null,null,{"v":0,"d":"R0.00"},{"v":0,"d":"R0.00"},{"v":0,"d":"R0.00"},null,null,{"v":0,"d":"R0.00"},{"v":0,"d":"R0.00"},{"v":0,"d":"R0.00"},null,null,{"v":0,"d":"R0.00"},{"v":0,"d":"R0.00"},{"v":0,"d":"R0.00"}]
["7.2.11","DDT 3236","KIOSK METER:3PH ;50 KVA ;SPU-POLE MOUNT","Ea",{"$nulls":3},{"v":0,"d":"R0.00"},{"v":0,"d":"R0.00"},{"v":0,"d":"R0.00"},null,null,{"v":0,"d":"R0.00"},{"v":0,"d":"R0.00"},{"v":0,"d":"R0.00"},null,null,{"v":0,"d":"R0.00"},{"v":0,"d":"R0.00"},{"v":0,"d":"R0.00"},null,null,{"v":0,"d":"R0.00"},{"v":0,"d":"R0.00"},{"v":0,"d":"R0.00"}]
["7.2.12","DDT 3236","KIOSK METER:3PH ;50 KVA ;SPU-GROUND MOUNT ","Ea",{"$nulls":3},{"v":0,"d":"R0.00"},{"v":0,"d":"R0.00"},{"v":0,"d":"R0.00"},null,null,{"v":0,"d":"R0.00"},{"v":0,"d":"R0.00"},{"v":0,"d":"R0.00"},null,null,{"v":0,"d":"R0.00"},{"v":0,"d":"R0.00"},{"v":0,"d":"R0.00"},null,null,{"v":0,"d":"R0.00"},{"v":0,"d":"R0.00"},{"v":0,"d":"R0.00"}]
["7.2.13","DDT 3236","KIOSK METER:3PH ;25 KVA ;RURAFLEX-POLE MOIUNT","Ea",{"$nulls":3},{"v":0,"d":"R0.00"},{"v":0,"d":"R0.00"},{"v":0,"d":"R0.00"},null,null,{"v":0,"d":"R0.00"},{"v":0,"d":"R0.00"},{"v":0,"d":"R0.00"},null,null,{"v":0,"d":"R0.00"},{"v":0,"d":"R0.00"},{"v":0,"d":"R0.00"},null,null,{"v":0,"d":"R0.00"},{"v":0,"d":"R0.00"},{"v":0,"d":"R0.00"}]
["7.2.14","DDT 3236","KIOSK METER:3PH ;25 KVA ;RURAFLEX-GROUND MOIUNT","Ea",{"$nulls":3},{"v":0,"d":"R0.00"},{"v":0,"d":"R0.00"},{"v":0,"d":"R0.00"},null,null,{"v":0,"d":"R0.00"},{"v":0,"d":"R0.00"},{"v":0,"d":"R0.00"},null,null,{"v":0,"d":"R0.00"},{"v":0,"d":"R0.00"},{"v":0,"d":"R0.00"},null,null,{"v":0,"d":"R0.00"},{"v":0,"d":"R0.00"},{"v":0,"d":"R0.00"}]
["7.2.15","DDT 3236","KIOSK METER:3PH ;50 KVA ;RURAFLEX-POLE MOIUNT","Ea",{"$nulls":3},{"v":0,"d":"R0.00"},{"v":0,"d":"R0.00"},{"v":0,"d":"R0.00"},null,null,{"v":0,"d":"R0.00"},{"v":0,"d":"R0.00"},{"v":0,"d":"R0.00"},null,null,{"v":0,"d":"R0.00"},{"v":0,"d":"R0.00"},{"v":0,"d":"R0.00"},null,null,{"v":0,"d":"R0.00"},{"v":0,"d":"R0.00"},{"v":0,"d":"R0.00"}]
["7.2.16","DDT 3236","KIOSK METER:3PH ;50KVA ;RURAFLEX-GROUND MOIUNT","Ea",{"$nulls":3},{"v":0,"d":"R0.00"},{"v":0,"d":"R0.00"},{"v":0,"d":"R0.00"},null,null,{"v":0,"d":"R0.00"},{"v":0,"d":"R0.00"},{"v":0,"d":"R0.00"},null,null,{"v":0,"d":"R0.00"},{"v":0,"d":"R0.00"},{"v":0,"d":"R0.00"},null,null,{"v":0,"d":"R0.00"},{"v":0,"d":"R0.00"},{"v":0,"d":"R0.00"}]
["7.2.17","DDT 3236","KSK MTR:3PH,25 KVA,SPU NO METER-POLE MOUNT","Ea",{"$nulls":3},{"v":0,"d":"R0.00"},{"v":0,"d":"R0.00"},{"v":0,"d":"R0.00"},null,null,{"v":0,"d":"R0.00"},{"v":0,"d":"R0.00"},{"v":0,"d":"R0.00"},null,null,{"v":0,"d":"R0.00"},{"v":0,"d":"R0.00"},{"v":0,"d":"R0.00"},null,null,{"v":0,"d":"R0.00"},{"v":0,"d":"R0.00"},{"v":0,"d":"R0.00"}]
["7.2.18","DDT 3236","KSK MTR:3PH,25 KVA,SPU NO METER-GROUND MOUNT","Ea",{"$nulls":3},{"v":0,"d":"R0.00"},{"v":0,"d":"R0.00"},{"v":0,"d":"R0.00"},null,null,{"v":0,"d":"R0.00"},{"v":0,"d":"R0.00"},{"v":0,"d":"R0.00"},null,null,{"v":0,"d":"R0.00"},{"v":0,"d":"R0.00"},{"v":0,"d":"R0.00"},null,null,{"v":0,"d":"R0.00"},{"v":0,"d":"R0.00"},{"v":0,"d":"R0.00"}]
["7.2.19","DDT 3236","KSK MTR:3PH,50 KVA,SPU NO METER-POLE MOUNT","Ea",{"$nulls":3},{"v":0,"d":"R0.00"},{"v":0,"d":"R0.00"},{"v":0,"d":"R0.00"},null,null,{"v":0,"d":"R0.00"},{"v":0,"d":"R0.00"},{"v":0,"d":"R0.00"},null,null,{"v":0,"d":"R0.00"},{"v":0,"d":"R0.00"},{"v":0,"d":"R0.00"},null,null,{"v":0,"d":"R0.00"},{"v":0,"d":"R0.00"},{"v":0,"d":"R0.00"}]
["7.2.20","DDT 3236","KSK MTR:3PH,50 KVA,SPU NO METER-GROUND MOUNT","Ea",{"$nulls":3},{"v":0,"d":"R0.00"},{"v":0,"d":"R0.00"},{"v":0,"d":"R0.00"},null,null,{"v":0,"d":"R0.00"},{"v":0,"d":"R0.00"},{"v":0,"d":"R0.00"},null,null,{"v":0,"d":"R0.00"},{"v":0,"d":"R0.00"},{"v":0,"d":"R0.00"},null,null,{"v":0,"d":"R0.00"},{"v":0,"d":"R0.00"},{"v":0,"d":"R0.00"}]
["7.2.21","DDT 3236","KSK MTR:3PH,50 KVA,SPU DC & METER-POLE MOUNT","Ea",{"$nulls":3},{"v":0,"d":"R0.00"},{"v":0,"d":"R0.00"},{"v":0,"d":"R0.00"},null,null,{"v":0,"d":"R0.00"},{"v":0,"d":"R0.00"},{"v":0,"d":"R0.00"},null,null,{"v":0,"d":"R0.00"},{"v":0,"d":"R0.00"},{"v":0,"d":"R0.00"},null,null,{"v":0,"d":"R0.00"},{"v":0,"d":"R0.00"},{"v":0,"d":"R0.00"}]
["7.2.22","DDT 3236","KSK MTR:3PH,100 KVA,SPU DC & METER","Ea",{"$nulls":3},{"v":0,"d":"R0.00"},{"v":0,"d":"R0.00"},{"v":0,"d":"R0.00"},null,null,{"v":0,"d":"R0.00"},{"v":0,"d":"R0.00"},{"v":0,"d":"R0.00"},null,null,{"v":0,"d":"R0.00"},{"v":0,"d":"R0.00"},{"v":0,"d":"R0.00"},null,null,{"v":0,"d":"R0.00"},{"v":0,"d":"R0.00"},{"v":0,"d":"R0.00"}]
["7.2.23","DDT 3236","KIOSK METER:3PH ;100 KVA ;SPU-POLE MOUNT","Ea",{"$nulls":3},{"v":0,"d":"R0.00"},{"v":0,"d":"R0.00"},{"v":0,"d":"R0.00"},null,null,{"v":0,"d":"R0.00"},{"v":0,"d":"R0.00"},{"v":0,"d":"R0.00"},null,null,{"v":0,"d":"R0.00"},{"v":0,"d":"R0.00"},{"v":0,"d":"R0.00"},null,null,{"v":0,"d":"R0.00"},{"v":0,"d":"R0.00"},{"v":0,"d":"R0.00"}]
["7.2.24","DDT 3236","KIOSK METER:3PH ;100 KVA ;SPU-GROUND MOUNT","Ea",{"$nulls":3},{"v":0,"d":"R0.00"},{"v":0,"d":"R0.00"},{"v":0,"d":"R0.00"},null,null,{"v":0,"d":"R0.00"},{"v":0,"d":"R0.00"},{"v":0,"d":"R0.00"},null,null,{"v":0,"d":"R0.00"},{"v":0,"d":"R0.00"},{"v":0,"d":"R0.00"},null,null,{"v":0,"d":"R0.00"},{"v":0,"d":"R0.00"},{"v":0,"d":"R0.00"}]
["7.2.25","DDT 3236","KIOSK METER:3PH;100 KVA;EMPTY-POLE MOUNT","Ea",{"$nulls":3},{"v":0,"d":"R0.00"},{"v":0,"d":"R0.00"},{"v":0,"d":"R0.00"},null,null,{"v":0,"d":"R0.00"},{"v":0,"d":"R0.00"},{"v":0,"d":"R0.00"},null,null,{"v":0,"d":"R0.00"},{"v":0,"d":"R0.00"},{"v":0,"d":"R0.00"},null,null,{"v":0,"d":"R0.00"},{"v":0,"d":"R0.00"},{"v":0,"d":"R0.00"}]
["7.2.26","DDT 3236","KIOSK METER:3PH;100 KVA;EMPTY-GROUND MOUNT","Ea",{"$nulls":3},{"v":0,"d":"R0.00"},{"v":0,"d":"R0.00"},{"v":0,"d":"R0.00"},null,null,{"v":0,"d":"R0.00"},{"v":0,"d":"R0.00"},{"v":0,"d":"R0.00"},null,null,{"v":0,"d":"R0.00"},{"v":0,"d":"R0.00"},{"v":0,"d":"R0.00"},null,null,{"v":0,"d":"R0.00"},{"v":0,"d":"R0.00"},{"v":0,"d":"R0.00"}]
["7.2.27","DDT 3236","KSK MTR:3PH,100 KVA,SPU NO METER-POLE MOUNT","Ea",{"$nulls":3},{"v":0,"d":"R0.00"},{"v":0,"d":"R0.00"},{"v":0,"d":"R0.00"},null,null,{"v":0,"d":"R0.00"},{"v":0,"d":"R0.00"},{"v":0,"d":"R0.00"},null,null,{"v":0,"d":"R0.00"},{"v":0,"d":"R0.00"},{"v":0,"d":"R0.00"},null,null,{"v":0,"d":"R0.00"},{"v":0,"d":"R0.00"},{"v":0,"d":"R0.00"}]
["7.2.28","DDT 3236","KSK MTR:3PH,100 KVA,SPU NO METER-GROUND MOUNT","Ea",{"$nulls":3},{"v":0,"d":"R0.00"},{"v":0,"d":"R0.00"},{"v":0,"d":"R0.00"},null,null,{"v":0,"d":"R0.00"},{"v":0,"d":"R0.00"},{"v":0,"d":"R0.00"},null,null,{"v":0,"d":"R0.00"},{"v":0,"d":"R0.00"},{"v":0,"d":"R0.00"},null,null,{"v":0,"d":"R0.00"},{"v":0,"d":"R0.00"},{"v":0,"d":"R0.00"}]
["7.2.29","DDT 3236","KIOSK METER:1PH ;16 KVA ;2 WAY ; BS METERS-GROUND MOUNT","Ea",{"$nulls":3},{"v":0,"d":"R0.00"},{"v":0,"d":"R0.00"},{"v":0,"d":"R0.00"},null,null,{"v":0,"d":"R0.00"},{"v":0,"d":"R0.00"},{"v":0,"d":"R0.00"},null,null,{"v":0,"d":"R0.00"},{"v":0,"d":"R0.00"},{"v":0,"d":"R0.00"},null,null,{"v":0,"d":"R0.00"},{"v":0,"d":"R0.00"},{"v":0,"d":"R0.00"}]
["7.2.30","DDT 3236","KIOSK METER:1PH ;16 KVA ;3 WAY ; BS METERS-GROUND MOUNT","Ea",{"$nulls":3},{"v":0,"d":"R0.00"},{"v":0,"d":"R0.00"},{"v":0,"d":"R0.00"},null,null,{"v":0,"d":"R0.00"},{"v":0,"d":"R0.00"},{"v":0,"d":"R0.00"},null,null,{"v":0,"d":"R0.00"},{"v":0,"d":"R0.00"},{"v":0,"d":"R0.00"},null,null,{"v":0,"d":"R0.00"},{"v":0,"d":"R0.00"},{"v":0,"d":"R0.00"}]
["7.2.31","DDT 3236","KIOSK METER:1PH ;16 KVA ;4 WAY ; BS METERS-GROUND MOUNT","Ea",{"$nulls":3},{"v":0,"d":"R0.00"},{"v":0,"d":"R0.00"},{"v":0,"d":"R0.00"},null,null,{"v":0,"d":"R0.00"},{"v":0,"d":"R0.00"},{"v":0,"d":"R0.00"},null,null,{"v":0,"d":"R0.00"},{"v":0,"d":"R0.00"},{"v":0,"d":"R0.00"},null,null,{"v":0,"d":"R0.00"},{"v":0,"d":"R0.00"},{"v":0,"d":"R0.00"}]
["7.2.32","DDT 3236","KIOSK METER:1PH ;16 KVA ;6 WAY ; BS METERS-GROUND MOUNT","Ea",{"$nulls":3},{"v":0,"d":"R0.00"},{"v":0,"d":"R0.00"},{"v":0,"d":"R0.00"},null,null,{"v":0,"d":"R0.00"},{"v":0,"d":"R0.00"},{"v":0,"d":"R0.00"},null,null,{"v":0,"d":"R0.00"},{"v":0,"d":"R0.00"},{"v":0,"d":"R0.00"},null,null,{"v":0,"d":"R0.00"},{"v":0,"d":"R0.00"},{"v":0,"d":"R0.00"}]
["7.2.33","DDT 3236","KIOSK METER:1PH ;16 KVA ;15 WAY-GROUND MOUNT","Ea",{"$nulls":3},{"v":0,"d":"R0.00"},{"v":0,"d":"R0.00"},{"v":0,"d":"R0.00"},null,null,{"v":0,"d":"R0.00"},{"v":0,"d":"R0.00"},{"v":0,"d":"R0.00"},null,null,{"v":0,"d":"R0.00"},{"v":0,"d":"R0.00"},{"v":0,"d":"R0.00"},null,null,{"v":0,"d":"R0.00"},{"v":0,"d":"R0.00"},{"v":0,"d":"R0.00"}]
["7.2.34","DDT 3236","KIOSK METER:1PH ;2 WAY ;EMPTY ; BS METERS-GROUND MOUNT","Ea",{"$nulls":3},{"v":0,"d":"R0.00"},{"v":0,"d":"R0.00"},{"v":0,"d":"R0.00"},null,null,{"v":0,"d":"R0.00"},{"v":0,"d":"R0.00"},{"v":0,"d":"R0.00"},null,null,{"v":0,"d":"R0.00"},{"v":0,"d":"R0.00"},{"v":0,"d":"R0.00"},null,null,{"v":0,"d":"R0.00"},{"v":0,"d":"R0.00"},{"v":0,"d":"R0.00"}]
["7.2.35","DDT 3236","KIOSK METER:1PH ;4 WAY ;EMPTY ; BS METERS-GROUND MOUNT","Ea",{"$nulls":3},{"v":0,"d":"R0.00"},{"v":0,"d":"R0.00"},{"v":0,"d":"R0.00"},null,null,{"v":0,"d":"R0.00"},{"v":0,"d":"R0.00"},{"v":0,"d":"R0.00"},null,null,{"v":0,"d":"R0.00"},{"v":0,"d":"R0.00"},{"v":0,"d":"R0.00"},null,null,{"v":0,"d":"R0.00"},{"v":0,"d":"R0.00"},{"v":0,"d":"R0.00"}]
["7.2.36","DDT 3236","KIOSK METER:1PH ;6 WAY ;EMPTY ; BS METERS-GROUND MOUNT","Ea",{"$nulls":3},{"v":0,"d":"R0.00"},{"v":0,"d":"R0.00"},{"v":0,"d":"R0.00"},null,null,{"v":0,"d":"R0.00"},{"v":0,"d":"R0.00"},{"v":0,"d":"R0.00"},null,null,{"v":0,"d":"R0.00"},{"v":0,"d":"R0.00"},{"v":0,"d":"R0.00"},null,null,{"v":0,"d":"R0.00"},{"v":0,"d":"R0.00"},{"v":0,"d":"R0.00"}]
["7.2.37","DDT 3236","KSK MTR:1PH,16 KVA,2 WAY NO BS METERS-GROUND MOUNT","Ea",{"$nulls":3},{"v":0,"d":"R0.00"},{"v":0,"d":"R0.00"},{"v":0,"d":"R0.00"},null,null,{"v":0,"d":"R0.00"},{"v":0,"d":"R0.00"},{"v":0,"d":"R0.00"},null,null,{"v":0,"d":"R0.00"},{"v":0,"d":"R0.00"},{"v":0,"d":"R0.00"},null,null,{"v":0,"d":"R0.00"},{"v":0,"d":"R0.00"},{"v":0,"d":"R0.00"}]
["7.2.38","DDT 3236","KSK MTR:1PH,16 KVA,3 WAY NO BS METERS-GROUND MOUNT","Ea",{"$nulls":3},{"v":0,"d":"R0.00"},{"v":0,"d":"R0.00"},{"v":0,"d":"R0.00"},null,null,{"v":0,"d":"R0.00"},{"v":0,"d":"R0.00"},{"v":0,"d":"R0.00"},null,null,{"v":0,"d":"R0.00"},{"v":0,"d":"R0.00"},{"v":0,"d":"R0.00"},null,null,{"v":0,"d":"R0.00"},{"v":0,"d":"R0.00"},{"v":0,"d":"R0.00"}]
["7.2.39","DDT 3236","KSK MTR:1PH,16 KVA,4 WAY NO BS METERS-GROUND MOUNT","Ea",{"$nulls":3},{"v":0,"d":"R0.00"},{"v":0,"d":"R0.00"},{"v":0,"d":"R0.00"},null,null,{"v":0,"d":"R0.00"},{"v":0,"d":"R0.00"},{"v":0,"d":"R0.00"},null,null,{"v":0,"d":"R0.00"},{"v":0,"d":"R0.00"},{"v":0,"d":"R0.00"},null,null,{"v":0,"d":"R0.00"},{"v":0,"d":"R0.00"},{"v":0,"d":"R0.00"}]
["7.2.40","DDT 3236","KSK MTR:1PH,16 KVA,6 WAY NO BS METERS-GROUND MOUNT","Ea",{"$nulls":3},{"v":0,"d":"R0.00"},{"v":0,"d":"R0.00"},{"v":0,"d":"R0.00"},null,null,{"v":0,"d":"R0.00"},{"v":0,"d":"R0.00"},{"v":0,"d":"R0.00"},null,null,{"v":0,"d":"R0.00"},{"v":0,"d":"R0.00"},{"v":0,"d":"R0.00"},null,null,{"v":0,"d":"R0.00"},{"v":0,"d":"R0.00"},{"v":0,"d":"R0.00"}]
["7.2.41","DDT 3236","KSK MTR:1PH,16 KVA,15 WAY NO BS METERS-GROUND METERS","Ea",{"$nulls":3},{"v":0,"d":"R0.00"},{"v":0,"d":"R0.00"},{"v":0,"d":"R0.00"},null,null,{"v":0,"d":"R0.00"},{"v":0,"d":"R0.00"},{"v":0,"d":"R0.00"},null,null,{"v":0,"d":"R0.00"},{"v":0,"d":"R0.00"},{"v":0,"d":"R0.00"},null,null,{"v":0,"d":"R0.00"},{"v":0,"d":"R0.00"},{"v":0,"d":"R0.00"}]
["7.2.42","DDT 3236","KIOSK METER:3PH ;25 KVA ;2 WAY- FULLY WIRED - GROUND MOUNT","Ea",{"$nulls":3},{"v":0,"d":"R0.00"},{"v":0,"d":"R0.00"},{"v":0,"d":"R0.00"},null,null,{"v":0,"d":"R0.00"},{"v":0,"d":"R0.00"},{"v":0,"d":"R0.00"},null,null,{"v":0,"d":"R0.00"},{"v":0,"d":"R0.00"},{"v":0,"d":"R0.00"},null,null,{"v":0,"d":"R0.00"},{"v":0,"d":"R0.00"},{"v":0,"d":"R0.00"}]
["7.2.43","DDT 3236","KIOSK METER:3PH ;50 KVA ;2 WAY- FULLY WIRED - GROUND MOUNT","Ea",{"$nulls":3},{"v":0,"d":"R0.00"},{"v":0,"d":"R0.00"},{"v":0,"d":"R0.00"},null,null,{"v":0,"d":"R0.00"},{"v":0,"d":"R0.00"},{"v":0,"d":"R0.00"},null,null,{"v":0,"d":"R0.00"},{"v":0,"d":"R0.00"},{"v":0,"d":"R0.00"},null,null,{"v":0,"d":"R0.00"},{"v":0,"d":"R0.00"},{"v":0,"d":"R0.00"}]
["7.2.44","DDT 3236","KIOSK METER:3PH ;2 WAY ;EMPTY-GROUND MOUNT","Ea",{"$nulls":3},{"v":0,"d":"R0.00"},{"v":0,"d":"R0.00"},{"v":0,"d":"R0.00"},null,null,{"v":0,"d":"R0.00"},{"v":0,"d":"R0.00"},{"v":0,"d":"R0.00"},null,null,{"v":0,"d":"R0.00"},{"v":0,"d":"R0.00"},{"v":0,"d":"R0.00"},null,null,{"v":0,"d":"R0.00"},{"v":0,"d":"R0.00"},{"v":0,"d":"R0.00"}]
["7.2.45","DDT 3236","KIOSK METER:3PH ;25 KVA ;4 WAY-GROUND MOUNT","Ea",{"$nulls":3},{"v":0,"d":"R0.00"},{"v":0,"d":"R0.00"},{"v":0,"d":"R0.00"},null,null,{"v":0,"d":"R0.00"},{"v":0,"d":"R0.00"},{"v":0,"d":"R0.00"},null,null,{"v":0,"d":"R0.00"},{"v":0,"d":"R0.00"},{"v":0,"d":"R0.00"},null,null,{"v":0,"d":"R0.00"},{"v":0,"d":"R0.00"},{"v":0,"d":"R0.00"}]
["7.2.46","DDT 3236","KIOSK METER:3PH ;50 KVA ;4 WAY-GROUND MOUNT","Ea",{"$nulls":3},{"v":0,"d":"R0.00"},{"v":0,"d":"R0.00"},{"v":0,"d":"R0.00"},null,null,{"v":0,"d":"R0.00"},{"v":0,"d":"R0.00"},{"v":0,"d":"R0.00"},null,null,{"v":0,"d":"R0.00"},{"v":0,"d":"R0.00"},{"v":0,"d":"R0.00"},null,null,{"v":0,"d":"R0.00"},{"v":0,"d":"R0.00"},{"v":0,"d":"R0.00"}]
["7.2.47","DDT 3236","KIOSK METER:3PH ;4 WAY ;EMPTY-GROUND MOUNT","Ea",{"$nulls":3},{"v":0,"d":"R0.00"},{"v":0,"d":"R0.00"},{"v":0,"d":"R0.00"},null,null,{"v":0,"d":"R0.00"},{"v":0,"d":"R0.00"},{"v":0,"d":"R0.00"},null,null,{"v":0,"d":"R0.00"},{"v":0,"d":"R0.00"},{"v":0,"d":"R0.00"},null,null,{"v":0,"d":"R0.00"},{"v":0,"d":"R0.00"},{"v":0,"d":"R0.00"}]
["7.2.48","DDT 3236","KSK MTR:3PH,25 KVA,2 WAY NO BS METERS-GROUND MOUNT","Ea",{"$nulls":3},{"v":0,"d":"R0.00"},{"v":0,"d":"R0.00"},{"v":0,"d":"R0.00"},null,null,{"v":0,"d":"R0.00"},{"v":0,"d":"R0.00"},{"v":0,"d":"R0.00"},null,null,{"v":0,"d":"R0.00"},{"v":0,"d":"R0.00"},{"v":0,"d":"R0.00"},null,null,{"v":0,"d":"R0.00"},{"v":0,"d":"R0.00"},{"v":0,"d":"R0.00"}]
["7.2.49","DDT 3236","KSK MTR:3PH,50 KVA,2 WAY NO BS METERS-GROUND MOUNT","Ea",{"$nulls":3},{"v":0,"d":"R0.00"},{"v":0,"d":"R0.00"},{"v":0,"d":"R0.00"},null,null,{"v":0,"d":"R0.00"},{"v":0,"d":"R0.00"},{"v":0,"d":"R0.00"},null,null,{"v":0,"d":"R0.00"},{"v":0,"d":"R0.00"},{"v":0,"d":"R0.00"},null,null,{"v":0,"d":"R0.00"},{"v":0,"d":"R0.00"},{"v":0,"d":"R0.00"}]
["7.2.50","DDT 3236","KSK MTR:3PH,25 KVA,4 WAY NO BS METERS-GROUND MOUNT","Ea",{"$nulls":3},{"v":0,"d":"R0.00"},{"v":0,"d":"R0.00"},{"v":0,"d":"R0.00"},null,null,{"v":0,"d":"R0.00"},{"v":0,"d":"R0.00"},{"v":0,"d":"R0.00"},null,null,{"v":0,"d":"R0.00"},{"v":0,"d":"R0.00"},{"v":0,"d":"R0.00"},null,null,{"v":0,"d":"R0.00"},{"v":0,"d":"R0.00"},{"v":0,"d":"R0.00"}]
["7.2.51","DDT 3236","KSK MTR:3PH,50 KVA,4 WAY NO BS METERS-GROUND MOUNT","Ea",{"$nulls":3},{"v":0,"d":"R0.00"},{"v":0,"d":"R0.00"},{"v":0,"d":"R0.00"},null,null,{"v":0,"d":"R0.00"},{"v":0,"d":"R0.00"},{"v":0,"d":"R0.00"},null,null,{"v":0,"d":"R0.00"},{"v":0,"d":"R0.00"},{"v":0,"d":"R0.00"},null,null,{"v":0,"d":"R0.00"},{"v":0,"d":"R0.00"},{"v":0,"d":"R0.00"}]
["7.2.52","DDT 3236","KIOSK METER:3PH ;200 KVA ;EMPTY POLE MOUNT","Ea",{"$nulls":3},{"v":0,"d":"R0.00"},{"v":0,"d":"R0.00"},{"v":0,"d":"R0.00"},null,null,{"v":0,"d":"R0.00"},{"v":0,"d":"R0.00"},{"v":0,"d":"R0.00"},null,null,{"v":0,"d":"R0.00"},{"v":0,"d":"R0.00"},{"v":0,"d":"R0.00"},null,null,{"v":0,"d":"R0.00"},{"v":0,"d":"R0.00"},{"v":0,"d":"R0.00"}]
["7.2.53","DDT 3236","KIOSK METER:3PH ;100 KVA ;LPU -POLE MOUNT","Ea",{"$nulls":3},{"v":0,"d":"R0.00"},{"v":0,"d":"R0.00"},{"v":0,"d":"R0.00"},null,null,{"v":0,"d":"R0.00"},{"v":0,"d":"R0.00"},{"v":0,"d":"R0.00"},null,null,{"v":0,"d":"R0.00"},{"v":0,"d":"R0.00"},{"v":0,"d":"R0.00"},null,null,{"v":0,"d":"R0.00"},{"v":0,"d":"R0.00"},{"v":0,"d":"R0.00"}]
["7.2.54","DDT 3236","KIOSK METER:3PH ;200 KVA ;LPU POLE MOUNT","Ea",{"$nulls":3},{"v":0,"d":"R0.00"},{"v":0,"d":"R0.00"},{"v":0,"d":"R0.00"},null,null,{"v":0,"d":"R0.00"},{"v":0,"d":"R0.00"},{"v":0,"d":"R0.00"},null,null,{"v":0,"d":"R0.00"},{"v":0,"d":"R0.00"},{"v":0,"d":"R0.00"},null,null,{"v":0,"d":"R0.00"},{"v":0,"d":"R0.00"},{"v":0,"d":"R0.00"}]
["7.2.55","DDT 3236","KIOSK METER:3PH ;315 KVA ;LPU POLE MOUNT","Ea",{"$nulls":3},{"v":0,"d":"R0.00"},{"v":0,"d":"R0.00"},{"v":0,"d":"R0.00"},null,null,{"v":0,"d":"R0.00"},{"v":0,"d":"R0.00"},{"v":0,"d":"R0.00"},null,null,{"v":0,"d":"R0.00"},{"v":0,"d":"R0.00"},{"v":0,"d":"R0.00"},null,null,{"v":0,"d":"R0.00"},{"v":0,"d":"R0.00"},{"v":0,"d":"R0.00"}]
["7.2.56","DDT 3236","KIOSK METER:3PH ;500 KVA ;LPU POLE MOUNT","Ea",{"$nulls":3},{"v":0,"d":"R0.00"},{"v":0,"d":"R0.00"},{"v":0,"d":"R0.00"},null,null,{"v":0,"d":"R0.00"},{"v":0,"d":"R0.00"},{"v":0,"d":"R0.00"},null,null,{"v":0,"d":"R0.00"},{"v":0,"d":"R0.00"},{"v":0,"d":"R0.00"},null,null,{"v":0,"d":"R0.00"},{"v":0,"d":"R0.00"},{"v":0,"d":"R0.00"}]
["7.2.57","DDT 3236","KIOSK METER:3PH ;CT/VT-POLE MOUNT","Ea",{"$nulls":3},{"v":0,"d":"R0.00"},{"v":0,"d":"R0.00"},{"v":0,"d":"R0.00"},null,null,{"v":0,"d":"R0.00"},{"v":0,"d":"R0.00"},{"v":0,"d":"R0.00"},null,null,{"v":0,"d":"R0.00"},{"v":0,"d":"R0.00"},{"v":0,"d":"R0.00"},null,null,{"v":0,"d":"R0.00"},{"v":0,"d":"R0.00"},{"v":0,"d":"R0.00"}]
["7.2.58","DDT 3236","KIOSK METER:3PH ;CT/VT-GROUND MOUNT","Ea",{"$nulls":3},{"v":0,"d":"R0.00"},{"v":0,"d":"R0.00"},{"v":0,"d":"R0.00"},null,null,{"v":0,"d":"R0.00"},{"v":0,"d":"R0.00"},{"v":0,"d":"R0.00"},null,null,{"v":0,"d":"R0.00"},{"v":0,"d":"R0.00"},{"v":0,"d":"R0.00"},null,null,{"v":0,"d":"R0.00"},{"v":0,"d":"R0.00"},{"v":0,"d":"R0.00"}]
["7.2.59","DDT 3236","KIOSK METER:3PH ;800 KVA ;GROUND MOUNT","Ea",{"$nulls":3},{"v":0,"d":"R0.00"},{"v":0,"d":"R0.00"},{"v":0,"d":"R0.00"},null,null,{"v":0,"d":"R0.00"},{"v":0,"d":"R0.00"},{"v":0,"d":"R0.00"},null,null,{"v":0,"d":"R0.00"},{"v":0,"d":"R0.00"},{"v":0,"d":"R0.00"},null,null,{"v":0,"d":"R0.00"},{"v":0,"d":"R0.00"},{"v":0,"d":"R0.00"}]
["7.2.60","DDT 3236","KIOSK METER:3PH ;1000 KVA ;GROUND MOUNT","Ea",{"$nulls":3},{"v":0,"d":"R0.00"},{"v":0,"d":"R0.00"},{"v":0,"d":"R0.00"},null,null,{"v":0,"d":"R0.00"},{"v":0,"d":"R0.00"},{"v":0,"d":"R0.00"},null,null,{"v":0,"d":"R0.00"},{"v":0,"d":"R0.00"},{"v":0,"d":"R0.00"},null,null,{"v":0,"d":"R0.00"},{"v":0,"d":"R0.00"},{"v":0,"d":"R0.00"}]
["7.2.61","DDT 3236","KIOSK METER:3PH ;100 KVA ;GROUND MOUNT","Ea",{"$nulls":3},{"v":0,"d":"R0.00"},{"v":0,"d":"R0.00"},{"v":0,"d":"R0.00"},null,null,{"v":0,"d":"R0.00"},{"v":0,"d":"R0.00"},{"v":0,"d":"R0.00"},null,null,{"v":0,"d":"R0.00"},{"v":0,"d":"R0.00"},{"v":0,"d":"R0.00"},null,null,{"v":0,"d":"R0.00"},{"v":0,"d":"R0.00"},{"v":0,"d":"R0.00"}]
["7.2.62","DDT 3236","KIOSK METER:3PH ;200 KVA ;GROUND MOUNT","Ea",{"$nulls":3},{"v":0,"d":"R0.00"},{"v":0,"d":"R0.00"},{"v":0,"d":"R0.00"},null,null,{"v":0,"d":"R0.00"},{"v":0,"d":"R0.00"},{"v":0,"d":"R0.00"},null,null,{"v":0,"d":"R0.00"},{"v":0,"d":"R0.00"},{"v":0,"d":"R0.00"},null,null,{"v":0,"d":"R0.00"},{"v":0,"d":"R0.00"},{"v":0,"d":"R0.00"}]
["7.2.63","DDT 3236","KIOSK METER:3PH ;315 KVA ;GROUND MOUNT","Ea",{"$nulls":3},{"v":0,"d":"R0.00"},{"v":0,"d":"R0.00"},{"v":0,"d":"R0.00"},null,null,{"v":0,"d":"R0.00"},{"v":0,"d":"R0.00"},{"v":0,"d":"R0.00"},null,null,{"v":0,"d":"R0.00"},{"v":0,"d":"R0.00"},{"v":0,"d":"R0.00"},null,null,{"v":0,"d":"R0.00"},{"v":0,"d":"R0.00"},{"v":0,"d":"R0.00"}]
["7.2.64","DDT 3236","KIOSK METER:3PH ;500 KVA ;GROUND MOUNT","Ea",{"$nulls":3},{"v":0,"d":"R0.00"},{"v":0,"d":"R0.00"},{"v":0,"d":"R0.00"},null,null,{"v":0,"d":"R0.00"},{"v":0,"d":"R0.00"},{"v":0,"d":"R0.00"},null,null,{"v":0,"d":"R0.00"},{"v":0,"d":"R0.00"},{"v":0,"d":"R0.00"},null,null,{"v":0,"d":"R0.00"},{"v":0,"d":"R0.00"},{"v":0,"d":"R0.00"}]
["7.2.65","DDT 3236","KSK MTR:3PH;50 KVA;2 WAY SECURE GRND MNT","Ea",{"$nulls":3},{"$f":"F100*E100","v":{"v":0,"d":"R0.00"}},{"$f":"E100*G100","v":{"v":0,"d":"R0.00"}},{"$f":"(E100*F100)+(E100*G100)","v":{"v":0,"d":"R0.00"}},null,null,{"$f":"K100*F100","v":{"v":0,"d":"R0.00"}},{"$f":"L100*G100","v":{"v":0,"d":"R0.00"}},{"$f":"SUM(K100*F100)+(L100*G100)","v":{"v":0,"d":"R0.00"}},null,null,{"$f":"P100*F100","v":{"v":0,"d":"R0.00"}},{"$f":"Q100*G100","v":{"v":0,"d":"R0.00"}},{"$f":"SUM(P100*F100)+(Q100*G100)","v":{"v":0,"d":"R0.00"}},null,null,{"$f":"U100*F100","v":{"v":0,"d":"R0.00"}},{"$f":"V100*G100","v":{"v":0,"d":"R0.00"}},{"$f":"SUM(U100*F100)+(V100*G100)","v":{"v":0,"d":"R0.00"}}]
["7.2.66","DDT 3236","KSK MTR:3PH;50 KVA;4 WAY SECURE GRND MNT","Ea",{"$nulls":3},{"v":0,"d":"R0.00"},{"v":0,"d":"R0.00"},{"v":0,"d":"R0.00"},null,null,{"v":0,"d":"R0.00"},{"v":0,"d":"R0.00"},{"v":0,"d":"R0.00"},null,null,{"v":0,"d":"R0.00"},{"v":0,"d":"R0.00"},{"v":0,"d":"R0.00"},null,null,{"v":0,"d":"R0.00"},{"v":0,"d":"R0.00"},{"v":0,"d":"R0.00"}]
["7.2.67",1013,"DATA CONCENTRATOR INSTALLATION IN MINISUB","Ea",{"$nulls":3},{"v":0,"d":"R0.00"},{"v":0,"d":"R0.00"},{"v":0,"d":"R0.00"},null,null,{"v":0,"d":"R0.00"},{"v":0,"d":"R0.00"},{"v":0,"d":"R0.00"},null,null,{"v":0,"d":"R0.00"},{"v":0,"d":"R0.00"},{"v":0,"d":"R0.00"},null,null,{"v":0,"d":"R0.00"},{"v":0,"d":"R0.00"},{"v":0,"d":"R0.00"}]
["7.2.68","1047/1048","DATA CONCENTRATOR INSTALLATION FOR  MINISUB WITH KIOSK NEXT TO MINISUB","Ea",{"$nulls":3},{"v":0,"d":"R0.00"},{"v":0,"d":"R0.00"},{"v":0,"d":"R0.00"},null,null,{"v":0,"d":"R0.00"},{"v":0,"d":"R0.00"},{"v":0,"d":"R0.00"},null,null,{"v":0,"d":"R0.00"},{"v":0,"d":"R0.00"},{"v":0,"d":"R0.00"},null,null,{"v":0,"d":"R0.00"},{"v":0,"d":"R0.00"},{"v":0,"d":"R0.00"}]
["7.2.69",1034,"DATA CONCENTRATOR INSTALLATION FOR MINISUB WITH KIOSK NEXT TO MINISUB ON A POLE","Ea",{"$nulls":3},{"v":0,"d":"R0.00"},{"v":0,"d":"R0.00"},{"v":0,"d":"R0.00"},null,null,{"v":0,"d":"R0.00"},{"v":0,"d":"R0.00"},{"v":0,"d":"R0.00"},null,null,{"v":0,"d":"R0.00"},{"v":0,"d":"R0.00"},{"v":0,"d":"R0.00"},null,null,{"v":0,"d":"R0.00"},{"v":0,"d":"R0.00"},{"v":0,"d":"R0.00"}]
[7.3,null,"Install Outdoor LV Cable Terminations"]
[null,null,"Install Cable Termination onto LV structure with ABC, openwire or trf.  Perform the necessary connections as required.  This activity does not include performing the cable termination, that is measured elsewhere."]
["7.3.1",831,"Single phase LV cable termination and connection onto LV ABC- unfused","Ea",{"$nulls":3},{"$f":"F107*E107","v":{"v":0,"d":"R0.00"}},{"$f":"E107*G107","v":{"v":0,"d":"R0.00"}},{"$f":"(E107*F107)+(E107*G107)","v":{"v":0,"d":"R0.00"}},null,null,{"v":0,"d":"R0.00"},{"v":0,"d":"R0.00"},{"v":0,"d":"R0.00"},null,null,{"v":0,"d":"R0.00"},{"v":0,"d":"R0.00"},{"v":0,"d":"R0.00"},null,null,{"v":0,"d":"R0.00"},{"v":0,"d":"R0.00"},{"v":0,"d":"R0.00"}]
["7.3.2",831,"Dual phase LV cable termination and connection onto LV ABC- unfused","Ea",{"$nulls":3},{"v":0,"d":"R0.00"},{"v":0,"d":"R0.00"},{"v":0,"d":"R0.00"},null,null,{"v":0,"d":"R0.00"},{"v":0,"d":"R0.00"},{"v":0,"d":"R0.00"},null,null,{"v":0,"d":"R0.00"},{"v":0,"d":"R0.00"},{"v":0,"d":"R0.00"},null,null,{"v":0,"d":"R0.00"},{"v":0,"d":"R0.00"},{"v":0,"d":"R0.00"}]
["7.3.3",831,"Three phase LV cable termination and connection onto LV ABC- unfused","Ea",{"$nulls":3},{"v":0,"d":"R0.00"},{"v":0,"d":"R0.00"},{"v":0,"d":"R0.00"},null,null,{"v":0,"d":"R0.00"},{"v":0,"d":"R0.00"},{"v":0,"d":"R0.00"},null,null,{"v":0,"d":"R0.00"},{"v":0,"d":"R0.00"},{"v":0,"d":"R0.00"},null,null,{"v":0,"d":"R0.00"},{"v":0,"d":"R0.00"},{"v":0,"d":"R0.00"}]
["7.3.4",832,"Single phase LV cable termination and connection onto LV Bare wire- unfused","Ea",{"$nulls":3},{"v":0,"d":"R0.00"},{"v":0,"d":"R0.00"},{"v":0,"d":"R0.00"},null,null,{"v":0,"d":"R0.00"},{"v":0,"d":"R0.00"},{"v":0,"d":"R0.00"},null,null,{"v":0,"d":"R0.00"},{"v":0,"d":"R0.00"},{"v":0,"d":"R0.00"},null,null,{"v":0,"d":"R0.00"},{"v":0,"d":"R0.00"},{"v":0,"d":"R0.00"}]
["7.3.5",832,"Dual phase LV cable termination and connection onto LV Bare wire- unfused","Ea",{"$nulls":3},{"v":0,"d":"R0.00"},{"v":0,"d":"R0.00"},{"v":0,"d":"R0.00"},null,null,{"v":0,"d":"R0.00"},{"v":0,"d":"R0.00"},{"v":0,"d":"R0.00"},null,null,{"v":0,"d":"R0.00"},{"v":0,"d":"R0.00"},{"v":0,"d":"R0.00"},null,null,{"v":0,"d":"R0.00"},{"v":0,"d":"R0.00"},{"v":0,"d":"R0.00"}]
["7.3.6",832,"Three phase LV cable termination and connection onto LV Bare wire- unfused","Ea",{"$nulls":3},{"v":0,"d":"R0.00"},{"v":0,"d":"R0.00"},{"v":0,"d":"R0.00"},null,null,{"v":0,"d":"R0.00"},{"v":0,"d":"R0.00"},{"v":0,"d":"R0.00"},null,null,{"v":0,"d":"R0.00"},{"v":0,"d":"R0.00"},{"v":0,"d":"R0.00"},null,null,{"v":0,"d":"R0.00"},{"v":0,"d":"R0.00"},{"v":0,"d":"R0.00"}]
["7.3.7",833,"Single phase LV cable termination onto transformer- unfused","Ea",{"$nulls":3},{"v":0,"d":"R0.00"},{"v":0,"d":"R0.00"},{"v":0,"d":"R0.00"},null,null,{"v":0,"d":"R0.00"},{"v":0,"d":"R0.00"},{"v":0,"d":"R0.00"},null,null,{"v":0,"d":"R0.00"},{"v":0,"d":"R0.00"},{"v":0,"d":"R0.00"},null,null,{"v":0,"d":"R0.00"},{"v":0,"d":"R0.00"},{"v":0,"d":"R0.00"}]
["7.3.8",833,"Dual phase LV cable termination onto transformer- unfused","Ea",{"$nulls":3},{"v":0,"d":"R0.00"},{"v":0,"d":"R0.00"},{"v":0,"d":"R0.00"},null,null,{"v":0,"d":"R0.00"},{"v":0,"d":"R0.00"},{"v":0,"d":"R0.00"},null,null,{"v":0,"d":"R0.00"},{"v":0,"d":"R0.00"},{"v":0,"d":"R0.00"},null,null,{"v":0,"d":"R0.00"},{"v":0,"d":"R0.00"},{"v":0,"d":"R0.00"}]
["7.3.9",833,"Three phaseLV cable termination onto transformer- unfused","Ea",{"$nulls":3},{"v":0,"d":"R0.00"},{"v":0,"d":"R0.00"},{"v":0,"d":"R0.00"},null,null,{"v":0,"d":"R0.00"},{"v":0,"d":"R0.00"},{"v":0,"d":"R0.00"},null,null,{"v":0,"d":"R0.00"},{"v":0,"d":"R0.00"},{"v":0,"d":"R0.00"},null,null,{"v":0,"d":"R0.00"},{"v":0,"d":"R0.00"},{"v":0,"d":"R0.00"}]
["7.3.10",834,"Single phase  LV cable termination onto LV ABC- fused,","Ea",{"$nulls":3},{"v":0,"d":"R0.00"},{"v":0,"d":"R0.00"},{"v":0,"d":"R0.00"},null,null,{"v":0,"d":"R0.00"},{"v":0,"d":"R0.00"},{"v":0,"d":"R0.00"},null,null,{"v":0,"d":"R0.00"},{"v":0,"d":"R0.00"},{"v":0,"d":"R0.00"},null,null,{"v":0,"d":"R0.00"},{"v":0,"d":"R0.00"},{"v":0,"d":"R0.00"}]
["7.3.11",834,"Dual phase  LV cable termination onto LV ABC- fused,","Ea",{"$nulls":3},{"v":0,"d":"R0.00"},{"v":0,"d":"R0.00"},{"v":0,"d":"R0.00"},null,null,{"v":0,"d":"R0.00"},{"v":0,"d":"R0.00"},{"v":0,"d":"R0.00"},null,null,{"v":0,"d":"R0.00"},{"v":0,"d":"R0.00"},{"v":0,"d":"R0.00"},null,null,{"v":0,"d":"R0.00"},{"v":0,"d":"R0.00"},{"v":0,"d":"R0.00"}]
["7.3.12",834,"Three phase  LV cable termination onto LV ABC- fused,","Ea",{"$nulls":3},{"v":0,"d":"R0.00"},{"v":0,"d":"R0.00"},{"v":0,"d":"R0.00"},null,null,{"v":0,"d":"R0.00"},{"v":0,"d":"R0.00"},{"v":0,"d":"R0.00"},null,null,{"v":0,"d":"R0.00"},{"v":0,"d":"R0.00"},{"v":0,"d":"R0.00"},null,null,{"v":0,"d":"R0.00"},{"v":0,"d":"R0.00"},{"v":0,"d":"R0.00"}]
["7.3.13",836,"Single phase  LV cable termination onto transformer-fused, ","Ea",{"$nulls":3},{"v":0,"d":"R0.00"},{"v":0,"d":"R0.00"},{"v":0,"d":"R0.00"},null,null,{"v":0,"d":"R0.00"},{"v":0,"d":"R0.00"},{"v":0,"d":"R0.00"},null,null,{"v":0,"d":"R0.00"},{"v":0,"d":"R0.00"},{"v":0,"d":"R0.00"},null,null,{"v":0,"d":"R0.00"},{"v":0,"d":"R0.00"},{"v":0,"d":"R0.00"}]
["7.3.14",836," Dual phase LV cable termination onto transformer-fused, ","Ea",{"$nulls":3},{"v":0,"d":"R0.00"},{"v":0,"d":"R0.00"},{"v":0,"d":"R0.00"},null,null,{"v":0,"d":"R0.00"},{"v":0,"d":"R0.00"},{"v":0,"d":"R0.00"},null,null,{"v":0,"d":"R0.00"},{"v":0,"d":"R0.00"},{"v":0,"d":"R0.00"},null,null,{"v":0,"d":"R0.00"},{"v":0,"d":"R0.00"},{"v":0,"d":"R0.00"}]
["7.3.15",836," Three phase LV cable termination onto transformer-fused, ","Ea",{"$nulls":3},{"v":0,"d":"R0.00"},{"v":0,"d":"R0.00"},{"v":0,"d":"R0.00"},null,null,{"v":0,"d":"R0.00"},{"v":0,"d":"R0.00"},{"v":0,"d":"R0.00"},null,null,{"v":0,"d":"R0.00"},{"v":0,"d":"R0.00"},{"v":0,"d":"R0.00"},null,null,{"v":0,"d":"R0.00"},{"v":0,"d":"R0.00"},{"v":0,"d":"R0.00"}]
[7.4,null,"Perform outdoor termination on cable"]
[null,null,"Supply and Complete an outdoortermination on the LV cable.  This is only performing the termination by a cable jointer.  LV terminations less than 70mmsq shall use phase cover tubes as per Eskom DDT 3138 and a cable end from DDT 3148.  Three phase Cables 70mmsq and larger shall use LV OD term kits as per Eskom 3147"]
[null,null,"Terminations less than 70mmsq "]
["7.4.1","3138/3148","TUBING SET 16-25 SQ 2C LV CABLE D3138  AND CABLE END ","Ea",{"$nulls":3},{"$f":"F125*E125","v":{"v":0,"d":"R0.00"}},{"$f":"E125*G125","v":{"v":0,"d":"R0.00"}},{"$f":"(E125*F125)+(E125*G125)","v":{"v":0,"d":"R0.00"}},null,null,{"v":0,"d":"R0.00"},{"v":0,"d":"R0.00"},{"v":0,"d":"R0.00"},null,null,{"v":0,"d":"R0.00"},{"v":0,"d":"R0.00"},{"v":0,"d":"R0.00"},null,null,{"v":0,"d":"R0.00"},{"v":0,"d":"R0.00"},{"v":0,"d":"R0.00"}]
["7.4.2","3138/3148","TUBING SET 16-25 SQ 3C LV CABLE D3138  AND CABLE END ","Ea",{"$nulls":3},{"v":0,"d":"R0.00"},{"v":0,"d":"R0.00"},{"v":0,"d":"R0.00"},null,null,{"v":0,"d":"R0.00"},{"v":0,"d":"R0.00"},{"v":0,"d":"R0.00"},null,null,{"v":0,"d":"R0.00"},{"v":0,"d":"R0.00"},{"v":0,"d":"R0.00"},null,null,{"v":0,"d":"R0.00"},{"v":0,"d":"R0.00"},{"v":0,"d":"R0.00"}]
["7.4.3","3138/3148","TUBING SET 16-25 SQ 4C LV CABLE D3138  AND CABLE END ","Ea",{"$nulls":3},{"v":0,"d":"R0.00"},{"v":0,"d":"R0.00"},{"v":0,"d":"R0.00"},null,null,{"v":0,"d":"R0.00"},{"v":0,"d":"R0.00"},{"v":0,"d":"R0.00"},null,null,{"v":0,"d":"R0.00"},{"v":0,"d":"R0.00"},{"v":0,"d":"R0.00"},null,null,{"v":0,"d":"R0.00"},{"v":0,"d":"R0.00"},{"v":0,"d":"R0.00"}]
["7.4.4","3138/3148","TUBING SET 35-50 SQ 2C LV CABLE D3138  AND CABLE END ","Ea",{"$nulls":3},{"v":0,"d":"R0.00"},{"v":0,"d":"R0.00"},{"v":0,"d":"R0.00"},null,null,{"v":0,"d":"R0.00"},{"v":0,"d":"R0.00"},{"v":0,"d":"R0.00"},null,null,{"v":0,"d":"R0.00"},{"v":0,"d":"R0.00"},{"v":0,"d":"R0.00"},null,null,{"v":0,"d":"R0.00"},{"v":0,"d":"R0.00"},{"v":0,"d":"R0.00"}]
["7.4.5","3138/3148","TUBING SET 35-50 SQ 3C LV CABLE D3138  AND CABLE END ","Ea",{"$nulls":3},{"v":0,"d":"R0.00"},{"v":0,"d":"R0.00"},{"v":0,"d":"R0.00"},null,null,{"v":0,"d":"R0.00"},{"v":0,"d":"R0.00"},{"v":0,"d":"R0.00"},null,null,{"v":0,"d":"R0.00"},{"v":0,"d":"R0.00"},{"v":0,"d":"R0.00"},null,null,{"v":0,"d":"R0.00"},{"v":0,"d":"R0.00"},{"v":0,"d":"R0.00"}]
["7.4.6","3138/3148","TUBING SET 35-50 SQ 4C LV CABLE D3138  AND CABLE END ","Ea",{"$nulls":3},{"v":0,"d":"R0.00"},{"v":0,"d":"R0.00"},{"v":0,"d":"R0.00"},null,null,{"v":0,"d":"R0.00"},{"v":0,"d":"R0.00"},{"v":0,"d":"R0.00"},null,null,{"v":0,"d":"R0.00"},{"v":0,"d":"R0.00"},{"v":0,"d":"R0.00"},null,null,{"v":0,"d":"R0.00"},{"v":0,"d":"R0.00"},{"v":0,"d":"R0.00"}]
["7.4.7","3138/3148","TUBING SET 70-95 SQ 3C LV CABLE D3138 AND CABLE END ","Ea",{"$nulls":3},{"v":0,"d":"R0.00"},{"v":0,"d":"R0.00"},{"v":0,"d":"R0.00"},null,null,{"v":0,"d":"R0.00"},{"v":0,"d":"R0.00"},{"v":0,"d":"R0.00"},null,null,{"v":0,"d":"R0.00"},{"v":0,"d":"R0.00"},{"v":0,"d":"R0.00"},null,null,{"v":0,"d":"R0.00"},{"v":0,"d":"R0.00"},{"v":0,"d":"R0.00"}]
[null,null,"Terminations less than 70mmsq "]
["7.4.8",3147,"TERM KIT 4CORE 1kV 70-95 SQ OD HSH D3147","Ea",{"$nulls":3},{"$f":"F133*E133","v":{"v":0,"d":"R0.00"}},{"$f":"E133*G133","v":{"v":0,"d":"R0.00"}},{"$f":"(E133*F133)+(E133*G133)","v":{"v":0,"d":"R0.00"}},null,null,{"v":0,"d":"R0.00"},{"v":0,"d":"R0.00"},{"v":0,"d":"R0.00"},null,null,{"v":0,"d":"R0.00"},{"v":0,"d":"R0.00"},{"v":0,"d":"R0.00"},null,null,{"v":0,"d":"R0.00"},{"v":0,"d":"R0.00"},{"v":0,"d":"R0.00"}]
["7.4.9",3147,"TERM KIT 4CCORE 1kV 120-150 SQ OD HSH D3147","Ea",{"$nulls":3},{"v":0,"d":"R0.00"},{"v":0,"d":"R0.00"},{"v":0,"d":"R0.00"},null,null,{"v":0,"d":"R0.00"},{"v":0,"d":"R0.00"},{"v":0,"d":"R0.00"},null,null,{"v":0,"d":"R0.00"},{"v":0,"d":"R0.00"},{"v":0,"d":"R0.00"},null,null,{"v":0,"d":"R0.00"},{"v":0,"d":"R0.00"},{"v":0,"d":"R0.00"}]
["7.4.10",3147,"TERM KIT 4CORE 1kV 185-240 SQ OD HSH D3147","Ea",{"$nulls":3},{"v":0,"d":"R0.00"},{"v":0,"d":"R0.00"},{"v":0,"d":"R0.00"},null,null,{"v":0,"d":"R0.00"},{"v":0,"d":"R0.00"},{"v":0,"d":"R0.00"},null,null,{"v":0,"d":"R0.00"},{"v":0,"d":"R0.00"},{"v":0,"d":"R0.00"},null,null,{"v":0,"d":"R0.00"},{"v":0,"d":"R0.00"},{"v":0,"d":"R0.00"}]
[7.5,null,"Perform indoor  termination on cable"]
[null,null,"Perform LV cable terminations and install into ground mounted kiosks and m/subs.  LV cables shall be terminated using mechanical glands & cable gland reducers where neccessary.  The rate includes performing the termination on the cable, mounting it to the equipment.  Allow for  backfilling of trench, screeding."]
["7.5.1",null,"16 mmsq 2-core - gland size = No.2","Ea",{"$nulls":3},{"$f":"F138*E138","v":{"v":0,"d":"R0.00"}},{"$f":"E138*G138","v":{"v":0,"d":"R0.00"}},{"$f":"(E138*F138)+(E138*G138)","v":{"v":0,"d":"R0.00"}},null,null,{"v":0,"d":"R0.00"},{"v":0,"d":"R0.00"},{"v":0,"d":"R0.00"},null,null,{"v":0,"d":"R0.00"},{"v":0,"d":"R0.00"},{"v":0,"d":"R0.00"},null,null,{"v":0,"d":"R0.00"},{"v":0,"d":"R0.00"},{"v":0,"d":"R0.00"}]
["7.5.2",null,"16 or 25 mmsq 4-core, 3 core 25mmsq , 2 core 35mmsq 4 core 35mmsq -gland size = No.3","Ea",{"$nulls":3},{"$f":"F139*E139","v":{"v":0,"d":"R0.00"}},{"$f":"E139*G139","v":{"v":0,"d":"R0.00"}},{"$f":"(E139*F139)+(E139*G139)","v":{"v":0,"d":"R0.00"}},null,null,{"v":0,"d":"R0.00"},{"v":0,"d":"R0.00"},{"v":0,"d":"R0.00"},null,null,{"v":0,"d":"R0.00"},{"v":0,"d":"R0.00"},{"v":0,"d":"R0.00"},null,null,{"v":0,"d":"R0.00"},{"v":0,"d":"R0.00"},{"v":0,"d":"R0.00"}]
["7.5.3",null,"70 mmsq 3-core -gland size = No.4","Ea",{"$nulls":3},{"v":0,"d":"R0.00"},{"v":0,"d":"R0.00"},{"v":0,"d":"R0.00"},null,null,{"v":0,"d":"R0.00"},{"v":0,"d":"R0.00"},{"v":0,"d":"R0.00"},null,null,{"v":0,"d":"R0.00"},{"v":0,"d":"R0.00"},{"v":0,"d":"R0.00"},null,null,{"v":0,"d":"R0.00"},{"v":0,"d":"R0.00"},{"v":0,"d":"R0.00"}]
["7.5.4",null,"70 mmsq 4-core -gland size = No.5 ","Ea",{"$nulls":3},{"v":0,"d":"R0.00"},{"v":0,"d":"R0.00"},{"v":0,"d":"R0.00"},null,null,{"v":0,"d":"R0.00"},{"v":0,"d":"R0.00"},{"v":0,"d":"R0.00"},null,null,{"v":0,"d":"R0.00"},{"v":0,"d":"R0.00"},{"v":0,"d":"R0.00"},null,null,{"v":0,"d":"R0.00"},{"v":0,"d":"R0.00"},{"v":0,"d":"R0.00"}]
["7.5.5",null,"70mmsq 4 core - gland =No.5 gland reducer =M63-M50","Ea",{"$nulls":3},{"v":0,"d":"R0.00"},{"v":0,"d":"R0.00"},{"v":0,"d":"R0.00"},null,null,{"v":0,"d":"R0.00"},{"v":0,"d":"R0.00"},{"v":0,"d":"R0.00"},null,null,{"v":0,"d":"R0.00"},{"v":0,"d":"R0.00"},{"v":0,"d":"R0.00"},null,null,{"v":0,"d":"R0.00"},{"v":0,"d":"R0.00"},{"v":0,"d":"R0.00"}]
["7.5.6",null,"120mmsq 4 core- gland =No.5 gland reducer =M63-M50","Ea",{"$nulls":3},{"v":0,"d":"R0.00"},{"v":0,"d":"R0.00"},{"v":0,"d":"R0.00"},null,null,{"v":0,"d":"R0.00"},{"v":0,"d":"R0.00"},{"v":0,"d":"R0.00"},null,null,{"v":0,"d":"R0.00"},{"v":0,"d":"R0.00"},{"v":0,"d":"R0.00"},null,null,{"v":0,"d":"R0.00"},{"v":0,"d":"R0.00"},{"v":0,"d":"R0.00"}]
["7.5.7",null,"150mmsq 4 core - gland =No.6","Ea",{"$nulls":3},{"v":0,"d":"R0.00"},{"v":0,"d":"R0.00"},{"v":0,"d":"R0.00"},null,null,{"v":0,"d":"R0.00"},{"v":0,"d":"R0.00"},{"v":0,"d":"R0.00"},null,null,{"v":0,"d":"R0.00"},{"v":0,"d":"R0.00"},{"v":0,"d":"R0.00"},null,null,{"v":0,"d":"R0.00"},{"v":0,"d":"R0.00"},{"v":0,"d":"R0.00"}]
["7.5.8",null,"185mmsq 4 core - gland =No.6","Ea",{"$nulls":3},{"v":0,"d":"R0.00"},{"v":0,"d":"R0.00"},{"v":0,"d":"R0.00"},null,null,{"v":0,"d":"R0.00"},{"v":0,"d":"R0.00"},{"v":0,"d":"R0.00"},null,null,{"v":0,"d":"R0.00"},{"v":0,"d":"R0.00"},{"v":0,"d":"R0.00"},null,null,{"v":0,"d":"R0.00"},{"v":0,"d":"R0.00"},{"v":0,"d":"R0.00"}]
["7.5.9",null,"240 mmsq 4 core - gland No 7","Ea",{"$nulls":3},{"v":0,"d":"R0.00"},{"v":0,"d":"R0.00"},{"v":0,"d":"R0.00"},null,null,{"v":0,"d":"R0.00"},{"v":0,"d":"R0.00"},{"v":0,"d":"R0.00"},null,null,{"v":0,"d":"R0.00"},{"v":0,"d":"R0.00"},{"v":0,"d":"R0.00"},null,null,{"v":0,"d":"R0.00"},{"v":0,"d":"R0.00"},{"v":0,"d":"R0.00"}]
[7.6,null,"LV Earthing"]
[null,null,"Install equipment earthing.  All auxiliary equipment such as earth electrodes, earth connectors and conductor to be included.   All  excavations are measured elsewhere.   The MV and LV earth installation shall be split into two activities, activity one is to connect the earth conductors electrically to the equipment and take the conductor down to the ground and then activtiy two is to lay the conductor in the trench and install earth electrodes(earth spikes) and connect the earth electrodes to the earthing conductor."]
["7.6.1",null,"LV earth ","m",{"$nulls":3},{"$f":"F149*E149","v":{"v":0,"d":"R0.00"}},{"$f":"E149*G149","v":{"v":0,"d":"R0.00"}},{"$f":"(E149*F149)+(E149*G149)","v":{"v":0,"d":"R0.00"}},null,null,{"v":0,"d":"R0.00"},{"v":0,"d":"R0.00"},{"v":0,"d":"R0.00"},null,null,{"v":0,"d":"R0.00"},{"v":0,"d":"R0.00"},{"v":0,"d":"R0.00"},null,null,{"v":0,"d":"R0.00"},{"v":0,"d":"R0.00"},{"v":0,"d":"R0.00"}]
[7.7,null,"LV Joints"]
[null,null,"Install resin cast and or heatshrink LV joint kits for jointing of all LV cables as per Eskom DDT Standards.  Joint bay excavation, backfilling and compaction should be costed separate as excavations.  "]
["7.7.1"," 8014","JOINT KIT,2 CORE  600/1000V 16 SQ D8014- RESIN CAST","Ea",{"$nulls":3},{"$f":"F152*E152","v":{"v":0,"d":"R0.00"}},{"$f":"E152*G152","v":{"v":0,"d":"R0.00"}},{"$f":"(E152*F152)+(E152*G152)","v":{"v":0,"d":"R0.00"}},null,null,{"v":0,"d":"R0.00"},{"v":0,"d":"R0.00"},{"v":0,"d":"R0.00"},null,null,{"v":0,"d":"R0.00"},{"v":0,"d":"R0.00"},{"v":0,"d":"R0.00"},null,null,{"v":0,"d":"R0.00"},{"v":0,"d":"R0.00"},{"v":0,"d":"R0.00"}]
["7.7.2"," 8014","JOINT KIT,2 CORE 600/1000V 25 SQ D8014- RESIN CAST","Ea",{"$nulls":3},{"v":0,"d":"R0.00"},{"v":0,"d":"R0.00"},{"v":0,"d":"R0.00"},null,null,{"v":0,"d":"R0.00"},{"v":0,"d":"R0.00"},{"v":0,"d":"R0.00"},null,null,{"v":0,"d":"R0.00"},{"v":0,"d":"R0.00"},{"v":0,"d":"R0.00"},null,null,{"v":0,"d":"R0.00"},{"v":0,"d":"R0.00"},{"v":0,"d":"R0.00"}]
["7.7.3"," 8014","JOINT KIT,2 CORE  600/1000V 35 SQ D8014- RESIN CAST","Ea",{"$nulls":3},{"v":0,"d":"R0.00"},{"v":0,"d":"R0.00"},{"v":0,"d":"R0.00"},null,null,{"v":0,"d":"R0.00"},{"v":0,"d":"R0.00"},{"v":0,"d":"R0.00"},null,null,{"v":0,"d":"R0.00"},{"v":0,"d":"R0.00"},{"v":0,"d":"R0.00"},null,null,{"v":0,"d":"R0.00"},{"v":0,"d":"R0.00"},{"v":0,"d":"R0.00"}]
["7.7.4"," 8014","JOINT KIT,3 CORE 600/1000V 16 SQ D8014- RESIN CAST","Ea",{"$nulls":3},{"v":0,"d":"R0.00"},{"v":0,"d":"R0.00"},{"v":0,"d":"R0.00"},null,null,{"v":0,"d":"R0.00"},{"v":0,"d":"R0.00"},{"v":0,"d":"R0.00"},null,null,{"v":0,"d":"R0.00"},{"v":0,"d":"R0.00"},{"v":0,"d":"R0.00"},null,null,{"v":0,"d":"R0.00"},{"v":0,"d":"R0.00"},{"v":0,"d":"R0.00"}]
["7.7.5"," 8014","JOINT KIT,3 CORE 600/1000V 25 SQ D8014- RESIN CAST","Ea",{"$nulls":3},{"v":0,"d":"R0.00"},{"v":0,"d":"R0.00"},{"v":0,"d":"R0.00"},null,null,{"v":0,"d":"R0.00"},{"v":0,"d":"R0.00"},{"v":0,"d":"R0.00"},null,null,{"v":0,"d":"R0.00"},{"v":0,"d":"R0.00"},{"v":0,"d":"R0.00"},null,null,{"v":0,"d":"R0.00"},{"v":0,"d":"R0.00"},{"v":0,"d":"R0.00"}]
["7.7.6"," 8014","JOINT KIT,3 CORE 600/1000V 35 SQ D8014- RESIN CAST","Ea",{"$nulls":3},{"v":0,"d":"R0.00"},{"v":0,"d":"R0.00"},{"v":0,"d":"R0.00"},null,null,{"v":0,"d":"R0.00"},{"v":0,"d":"R0.00"},{"v":0,"d":"R0.00"},null,null,{"v":0,"d":"R0.00"},{"v":0,"d":"R0.00"},{"v":0,"d":"R0.00"},null,null,{"v":0,"d":"R0.00"},{"v":0,"d":"R0.00"},{"v":0,"d":"R0.00"}]
["7.7.7"," 8014","JOINT KIT, 4 CORE 600/1000V 35SQ D8014- RESIN CAST","Ea",{"$nulls":3},{"v":0,"d":"R0.00"},{"v":0,"d":"R0.00"},{"v":0,"d":"R0.00"},null,null,{"v":0,"d":"R0.00"},{"v":0,"d":"R0.00"},{"v":0,"d":"R0.00"},null,null,{"v":0,"d":"R0.00"},{"v":0,"d":"R0.00"},{"v":0,"d":"R0.00"},null,null,{"v":0,"d":"R0.00"},{"v":0,"d":"R0.00"},{"v":0,"d":"R0.00"}]
["7.7.8"," 8014","JOINT KIT,4 CORE 600/1000V 50 SQ D8014- RESIN CAST","Ea",{"$nulls":3},{"v":0,"d":"R0.00"},{"v":0,"d":"R0.00"},{"v":0,"d":"R0.00"},null,null,{"v":0,"d":"R0.00"},{"v":0,"d":"R0.00"},{"v":0,"d":"R0.00"},null,null,{"v":0,"d":"R0.00"},{"v":0,"d":"R0.00"},{"v":0,"d":"R0.00"},null,null,{"v":0,"d":"R0.00"},{"v":0,"d":"R0.00"},{"v":0,"d":"R0.00"}]
["7.7.9"," 8014","JOINT KIT,3 CORE 600/1000V 70 SQ D8014- RESIN CAST","Ea",{"$nulls":3},{"v":0,"d":"R0.00"},{"v":0,"d":"R0.00"},{"v":0,"d":"R0.00"},null,null,{"v":0,"d":"R0.00"},{"v":0,"d":"R0.00"},{"v":0,"d":"R0.00"},null,null,{"v":0,"d":"R0.00"},{"v":0,"d":"R0.00"},{"v":0,"d":"R0.00"},null,null,{"v":0,"d":"R0.00"},{"v":0,"d":"R0.00"},{"v":0,"d":"R0.00"}]
["7.7.10"," 8014","JOINT KIT,4 CORE  600/1000V 70  SQ D8014- RESIN CAST","Ea",{"$nulls":3},{"v":0,"d":"R0.00"},{"v":0,"d":"R0.00"},{"v":0,"d":"R0.00"},null,null,{"v":0,"d":"R0.00"},{"v":0,"d":"R0.00"},{"v":0,"d":"R0.00"},null,null,{"v":0,"d":"R0.00"},{"v":0,"d":"R0.00"},{"v":0,"d":"R0.00"},null,null,{"v":0,"d":"R0.00"},{"v":0,"d":"R0.00"},{"v":0,"d":"R0.00"}]
["7.7.11"," 8014","JOINT KIT, 4 CORE 600/1000V 95 SQ D8014- RESIN CAST","Ea",{"$nulls":3},{"v":0,"d":"R0.00"},{"v":0,"d":"R0.00"},{"v":0,"d":"R0.00"},null,null,{"v":0,"d":"R0.00"},{"v":0,"d":"R0.00"},{"v":0,"d":"R0.00"},null,null,{"v":0,"d":"R0.00"},{"v":0,"d":"R0.00"},{"v":0,"d":"R0.00"},null,null,{"v":0,"d":"R0.00"},{"v":0,"d":"R0.00"},{"v":0,"d":"R0.00"}]
["7.7.12"," 8014","JOINT KIT, 4 CORE 600/1000V 120 SQ D8014- RESIN CAST","Ea",{"$nulls":3},{"v":0,"d":"R0.00"},{"v":0,"d":"R0.00"},{"v":0,"d":"R0.00"},null,null,{"v":0,"d":"R0.00"},{"v":0,"d":"R0.00"},{"v":0,"d":"R0.00"},null,null,{"v":0,"d":"R0.00"},{"v":0,"d":"R0.00"},{"v":0,"d":"R0.00"},null,null,{"v":0,"d":"R0.00"},{"v":0,"d":"R0.00"},{"v":0,"d":"R0.00"}]
["7.7.13"," 8014","JOINT KIT, 4 CORE 600/1000V 150 SQ D8014- RESIN CAST","Ea",{"$nulls":3},{"v":0,"d":"R0.00"},{"v":0,"d":"R0.00"},{"v":0,"d":"R0.00"},null,null,{"$f":"K164*F164","v":{"v":0,"d":"R0.00"}},{"$f":"L164*G164","v":{"v":0,"d":"R0.00"}},{"$f":"SUM(K164*F164)+(L164*G164)","v":{"v":0,"d":"R0.00"}},null,null,{"$f":"P164*F164","v":{"v":0,"d":"R0.00"}},{"$f":"Q164*G164","v":{"v":0,"d":"R0.00"}},{"$f":"SUM(P164*F164)+(Q164*G164)","v":{"v":0,"d":"R0.00"}},null,null,{"$f":"U164*F164","v":{"v":0,"d":"R0.00"}},{"$f":"V164*G164","v":{"v":0,"d":"R0.00"}},{"$f":"SUM(U164*F164)+(V164*G164)","v":{"v":0,"d":"R0.00"}}]
["7.7.14"," 8014","JOINT KIT, 4 CORE 600/1000V 185 SQ D8014- RESIN CAST","Ea",{"$nulls":3},{"v":0,"d":"R0.00"},{"v":0,"d":"R0.00"},{"v":0,"d":"R0.00"},null,null,{"v":0,"d":"R0.00"},{"v":0,"d":"R0.00"},{"v":0,"d":"R0.00"},null,null,{"v":0,"d":"R0.00"},{"v":0,"d":"R0.00"},{"v":0,"d":"R0.00"},null,null,{"v":0,"d":"R0.00"},{"v":0,"d":"R0.00"},{"v":0,"d":"R0.00"}]
["7.7.15"," 8014","JOINT KIT, 4 CORE 600/1000V 240 SQ D8014- RESIN CAST","Ea",{"$nulls":3},{"v":0,"d":"R0.00"},{"v":0,"d":"R0.00"},{"v":0,"d":"R0.00"},null,null,{"v":0,"d":"R0.00"},{"v":0,"d":"R0.00"},{"v":0,"d":"R0.00"},null,null,{"v":0,"d":"R0.00"},{"v":0,"d":"R0.00"},{"v":0,"d":"R0.00"},null,null,{"v":0,"d":"R0.00"},{"v":0,"d":"R0.00"},{"v":0,"d":"R0.00"}]
["7.7.16",8031,"KIT CABLE JOINT:1C;1000 V;500 MM2; PVC- HEATSHRINK","Ea",{"$nulls":3},{"v":0,"d":"R0.00"},{"v":0,"d":"R0.00"},{"v":0,"d":"R0.00"},null,null,{"v":0,"d":"R0.00"},{"v":0,"d":"R0.00"},{"v":0,"d":"R0.00"},null,null,{"v":0,"d":"R0.00"},{"v":0,"d":"R0.00"},{"v":0,"d":"R0.00"},null,null,{"v":0,"d":"R0.00"},{"v":0,"d":"R0.00"},{"v":0,"d":"R0.00"}]
["7.7.17",8031,"KIT CABLE JOINT:1C;1000 V;120-240 MM2- HEATSHRINK","Ea",{"$nulls":3},{"v":0,"d":"R0.00"},{"v":0,"d":"R0.00"},{"v":0,"d":"R0.00"},null,null,{"v":0,"d":"R0.00"},{"v":0,"d":"R0.00"},{"v":0,"d":"R0.00"},null,null,{"v":0,"d":"R0.00"},{"v":0,"d":"R0.00"},{"v":0,"d":"R0.00"},null,null,{"v":0,"d":"R0.00"},{"v":0,"d":"R0.00"},{"v":0,"d":"R0.00"}]
["7.7.18",8031,"KIT CABLE JOINT:2C;1000 V;16 MM2; PVC-HEATSHRINK","Ea",{"$nulls":3},{"v":0,"d":"R0.00"},{"v":0,"d":"R0.00"},{"v":0,"d":"R0.00"},null,null,{"v":0,"d":"R0.00"},{"v":0,"d":"R0.00"},{"v":0,"d":"R0.00"},null,null,{"v":0,"d":"R0.00"},{"v":0,"d":"R0.00"},{"v":0,"d":"R0.00"},null,null,{"v":0,"d":"R0.00"},{"v":0,"d":"R0.00"},{"v":0,"d":"R0.00"}]
["7.7.19",8031,"KIT CABLE JOINT:2C;1000 V;25 MM2; PVC-HEATSHRINK","Ea",{"$nulls":3},{"v":0,"d":"R0.00"},{"v":0,"d":"R0.00"},{"v":0,"d":"R0.00"},null,null,{"v":0,"d":"R0.00"},{"v":0,"d":"R0.00"},{"v":0,"d":"R0.00"},null,null,{"v":0,"d":"R0.00"},{"v":0,"d":"R0.00"},{"v":0,"d":"R0.00"},null,null,{"v":0,"d":"R0.00"},{"v":0,"d":"R0.00"},{"v":0,"d":"R0.00"}]
["7.7.20",8031,"KIT CABLE JOINT:2C;1000 V;35 MM2; PVC-HEATSHRINK","Ea",{"$nulls":3},{"v":0,"d":"R0.00"},{"v":0,"d":"R0.00"},{"v":0,"d":"R0.00"},null,null,{"v":0,"d":"R0.00"},{"v":0,"d":"R0.00"},{"v":0,"d":"R0.00"},null,null,{"v":0,"d":"R0.00"},{"v":0,"d":"R0.00"},{"v":0,"d":"R0.00"},null,null,{"v":0,"d":"R0.00"},{"v":0,"d":"R0.00"},{"v":0,"d":"R0.00"}]
["7.7.21",8031,"KIT CABLE JOINT:4C;1000 V;50 MM2- HEATSHRINK","Ea",{"$nulls":3},{"v":0,"d":"R0.00"},{"v":0,"d":"R0.00"},{"v":0,"d":"R0.00"},null,null,{"v":0,"d":"R0.00"},{"v":0,"d":"R0.00"},{"v":0,"d":"R0.00"},null,null,{"v":0,"d":"R0.00"},{"v":0,"d":"R0.00"},{"v":0,"d":"R0.00"},null,null,{"v":0,"d":"R0.00"},{"v":0,"d":"R0.00"},{"v":0,"d":"R0.00"}]
["7.7.22",8031,"KIT CABLE JOINT:4C;1000 V;150 MM2- HEATSHRINK","Ea",{"$nulls":3},{"v":0,"d":"R0.00"},{"v":0,"d":"R0.00"},{"v":0,"d":"R0.00"},null,null,{"v":0,"d":"R0.00"},{"v":0,"d":"R0.00"},{"v":0,"d":"R0.00"},null,null,{"v":0,"d":"R0.00"},{"v":0,"d":"R0.00"},{"v":0,"d":"R0.00"},null,null,{"v":0,"d":"R0.00"},{"v":0,"d":"R0.00"},{"v":0,"d":"R0.00"}]
["7.7.23",8031,"KIT CABLE JOINT:4C;1000 V;16 MM2; PVC-HEATSHRINK","Ea",{"$nulls":3},{"v":0,"d":"R0.00"},{"v":0,"d":"R0.00"},{"v":0,"d":"R0.00"},null,null,{"v":0,"d":"R0.00"},{"v":0,"d":"R0.00"},{"v":0,"d":"R0.00"},null,null,{"v":0,"d":"R0.00"},{"v":0,"d":"R0.00"},{"v":0,"d":"R0.00"},null,null,{"v":0,"d":"R0.00"},{"v":0,"d":"R0.00"},{"v":0,"d":"R0.00"}]
["7.7.24",8031,"KIT CABLE JOINT:4C;1000 V; 25 MM2; PVC-HEATSHRINK","Ea",{"$nulls":3},{"v":0,"d":"R0.00"},{"v":0,"d":"R0.00"},{"v":0,"d":"R0.00"},null,null,{"v":0,"d":"R0.00"},{"v":0,"d":"R0.00"},{"v":0,"d":"R0.00"},null,null,{"v":0,"d":"R0.00"},{"v":0,"d":"R0.00"},{"v":0,"d":"R0.00"},null,null,{"v":0,"d":"R0.00"},{"v":0,"d":"R0.00"},{"v":0,"d":"R0.00"}]
["7.7.25",8031,"KIT CABLE JOINT:4C;1000 V; 35 MM2; PVC-HEATSHRINK","Ea",{"$nulls":3},{"v":0,"d":"R0.00"},{"v":0,"d":"R0.00"},{"v":0,"d":"R0.00"},null,null,{"v":0,"d":"R0.00"},{"v":0,"d":"R0.00"},{"v":0,"d":"R0.00"},null,null,{"v":0,"d":"R0.00"},{"v":0,"d":"R0.00"},{"v":0,"d":"R0.00"},null,null,{"v":0,"d":"R0.00"},{"v":0,"d":"R0.00"},{"v":0,"d":"R0.00"}]
["7.7.26",8031,"KIT CABLE JOINT:4C;1000 V;70 MM2; PVC-HEATSHRINK","Ea",{"$nulls":3},{"v":0,"d":"R0.00"},{"v":0,"d":"R0.00"},{"v":0,"d":"R0.00"},null,null,{"v":0,"d":"R0.00"},{"v":0,"d":"R0.00"},{"v":0,"d":"R0.00"},null,null,{"v":0,"d":"R0.00"},{"v":0,"d":"R0.00"},{"v":0,"d":"R0.00"},null,null,{"v":0,"d":"R0.00"},{"v":0,"d":"R0.00"},{"v":0,"d":"R0.00"}]
["7.7.27",8031,"KIT CABLE JOINT:3C;1000 V;16 MM2; PVC-HEATSHRINK","Ea",{"$nulls":3},{"v":0,"d":"R0.00"},{"v":0,"d":"R0.00"},{"v":0,"d":"R0.00"},null,null,{"v":0,"d":"R0.00"},{"v":0,"d":"R0.00"},{"v":0,"d":"R0.00"},null,null,{"v":0,"d":"R0.00"},{"v":0,"d":"R0.00"},{"v":0,"d":"R0.00"},null,null,{"v":0,"d":"R0.00"},{"v":0,"d":"R0.00"},{"v":0,"d":"R0.00"}]
["7.7.28",8031,"KIT CABLE JOINT:3C;1000 V;25 MM2; PVC-HEATSHRINK","Ea",{"$nulls":3},{"v":0,"d":"R0.00"},{"v":0,"d":"R0.00"},{"v":0,"d":"R0.00"},null,null,{"v":0,"d":"R0.00"},{"v":0,"d":"R0.00"},{"v":0,"d":"R0.00"},null,null,{"v":0,"d":"R0.00"},{"v":0,"d":"R0.00"},{"v":0,"d":"R0.00"},null,null,{"v":0,"d":"R0.00"},{"v":0,"d":"R0.00"},{"v":0,"d":"R0.00"}]
["7.7.29",8031,"KIT CABLE JOINT:3C;1000 V;35 MM2; PVC-HEATSHRINK","Ea",{"$nulls":3},{"v":0,"d":"R0.00"},{"v":0,"d":"R0.00"},{"v":0,"d":"R0.00"},null,null,{"v":0,"d":"R0.00"},{"v":0,"d":"R0.00"},{"v":0,"d":"R0.00"},null,null,{"v":0,"d":"R0.00"},{"v":0,"d":"R0.00"},{"v":0,"d":"R0.00"},null,null,{"v":0,"d":"R0.00"},{"v":0,"d":"R0.00"},{"v":0,"d":"R0.00"}]
["7.7.30",8031,"KIT CABLE JOINT:3C;1000 V;70 MM2; PVC-HEATSHRINK","Ea",{"$nulls":3},{"v":0,"d":"R0.00"},{"v":0,"d":"R0.00"},{"v":0,"d":"R0.00"},null,null,{"v":0,"d":"R0.00"},{"v":0,"d":"R0.00"},{"v":0,"d":"R0.00"},null,null,{"v":0,"d":"R0.00"},{"v":0,"d":"R0.00"},{"v":0,"d":"R0.00"},null,null,{"v":0,"d":"R0.00"},{"v":0,"d":"R0.00"},{"v":0,"d":"R0.00"}]
[7.8,null,"LV Cable Trenching"]
[null,null,"Excavate LV cable Trenches, backfilling and compacting.   Any damage to existing services shall be made good by the Contractor at his own expense and to the approval of the appointed Project Manager or Project Co-ordinator.  Soil types are defined as Class1, class 2, class3 and class 4 as per Eskom standard 240-75883148."]
["7.8.1","0854","Class 1 - non road crossing","m",{"$nulls":4},{"$f":"E184*G184","v":{"v":0,"d":"R0.00"}},{"$f":"(E184*F184)+(E184*G184)","v":{"v":0,"d":"R0.00"}},{"$nulls":3},{"v":0,"d":"R0.00"},{"v":0,"d":"R0.00"},{"$nulls":3},{"v":0,"d":"R0.00"},{"v":0,"d":"R0.00"},{"$nulls":3},{"v":0,"d":"R0.00"},{"v":0,"d":"R0.00"}]
["7.8.2","0854","Class 2- non road crossing","m",{"$nulls":4},{"v":0,"d":"R0.00"},{"v":0,"d":"R0.00"},{"$nulls":3},{"v":0,"d":"R0.00"},{"v":0,"d":"R0.00"},{"$nulls":3},{"v":0,"d":"R0.00"},{"v":0,"d":"R0.00"},{"$nulls":3},{"v":0,"d":"R0.00"},{"v":0,"d":"R0.00"}]
["7.8.3","0854","Class 3 - non road crossing","m",{"$nulls":4},{"v":0,"d":"R0.00"},{"v":0,"d":"R0.00"},{"$nulls":3},{"v":0,"d":"R0.00"},{"v":0,"d":"R0.00"},{"$nulls":3},{"v":0,"d":"R0.00"},{"v":0,"d":"R0.00"},{"$nulls":3},{"v":0,"d":"R0.00"},{"v":0,"d":"R0.00"}]
["7.8.4","0854","Class 4 - non road crossing","m",{"$nulls":4},{"v":0,"d":"R0.00"},{"v":0,"d":"R0.00"},{"$nulls":3},{"v":0,"d":"R0.00"},{"v":0,"d":"R0.00"},{"$nulls":3},{"v":0,"d":"R0.00"},{"v":0,"d":"R0.00"},{"$nulls":3},{"v":0,"d":"R0.00"},{"v":0,"d":"R0.00"}]
["7.8.5","0854","Class 1 - rail/ road crossing","m",{"$nulls":4},{"v":0,"d":"R0.00"},{"v":0,"d":"R0.00"},{"$nulls":3},{"v":0,"d":"R0.00"},{"v":0,"d":"R0.00"},{"$nulls":3},{"v":0,"d":"R0.00"},{"v":0,"d":"R0.00"},{"$nulls":3},{"v":0,"d":"R0.00"},{"v":0,"d":"R0.00"}]
["7.8.6","0854","Class 2- rail/road crossing","m",{"$nulls":4},{"v":0,"d":"R0.00"},{"v":0,"d":"R0.00"},{"$nulls":3},{"v":0,"d":"R0.00"},{"v":0,"d":"R0.00"},{"$nulls":3},{"v":0,"d":"R0.00"},{"v":0,"d":"R0.00"},{"$nulls":3},{"v":0,"d":"R0.00"},{"v":0,"d":"R0.00"}]
["7.8.7","0854","Class 3 - rail/ road crossing","m",{"$nulls":4},{"v":0,"d":"R0.00"},{"v":0,"d":"R0.00"},{"$nulls":3},{"v":0,"d":"R0.00"},{"v":0,"d":"R0.00"},{"$nulls":3},{"v":0,"d":"R0.00"},{"v":0,"d":"R0.00"},{"$nulls":3},{"v":0,"d":"R0.00"},{"v":0,"d":"R0.00"}]
["7.8.8","0854","Class 4 - rail/ road crossing","m",{"$nulls":4},{"v":0,"d":"R0.00"},{"v":0,"d":"R0.00"},{"$nulls":3},{"v":0,"d":"R0.00"},{"v":0,"d":"R0.00"},{"$nulls":3},{"v":0,"d":"R0.00"},{"v":0,"d":"R0.00"},{"$nulls":3},{"v":0,"d":"R0.00"},{"v":0,"d":"R0.00"}]
[7.9,null,"Equipment Labelling :Supply where required and install equipment labels on  LV kiosks and LV cable according to Eskom KZN OU labelling standard KZN16SGS017"]
["7.9.1",null,"Labels in LV compartment at fuses","Ea",{"$nulls":3},{"$f":"F193*E193","v":{"v":0,"d":"R0.00"}},{"$f":"E193*G193","v":{"v":0,"d":"R0.00"}},{"$f":"(E193*F193)+(E193*G193)","v":{"v":0,"d":"R0.00"}},null,null,{"v":0,"d":"R0.00"},{"v":0,"d":"R0.00"},{"v":0,"d":"R0.00"},null,null,{"v":0,"d":"R0.00"},{"v":0,"d":"R0.00"},{"v":0,"d":"R0.00"},null,null,{"v":0,"d":"R0.00"},{"v":0,"d":"R0.00"},{"v":0,"d":"R0.00"}]
["7.9.2",null,"Labels on LV cable ends and joints\n","Ea",{"$nulls":3},{"v":0,"d":"R0.00"},{"v":0,"d":"R0.00"},{"v":0,"d":"R0.00"},null,null,{"v":0,"d":"R0.00"},{"v":0,"d":"R0.00"},{"v":0,"d":"R0.00"},null,null,{"v":0,"d":"R0.00"},{"v":0,"d":"R0.00"},{"v":0,"d":"R0.00"},null,null,{"v":0,"d":"R0.00"},{"v":0,"d":"R0.00"},{"v":0,"d":"R0.00"}]
["7.9.3",null,"Kiosk labels","Ea",{"$nulls":3},{"v":0,"d":"R0.00"},{"v":0,"d":"R0.00"},{"v":0,"d":"R0.00"},null,null,{"v":0,"d":"R0.00"},{"v":0,"d":"R0.00"},{"v":0,"d":"R0.00"},null,null,{"v":0,"d":"R0.00"},{"v":0,"d":"R0.00"},{"v":0,"d":"R0.00"},null,null,{"v":0,"d":"R0.00"},{"v":0,"d":"R0.00"},{"v":0,"d":"R0.00"}]
[{"v":7.1,"d":"7.10"},null," LV Fuses"]
[null,null,"Supply and install LV fuses, veritcal fuse pillars  for LV fuse configured  m/subs as follows and LV MCCB's for LV breaker configured minisubs"]
["7.10.1",3181,"Fuse, 200A 500V 120kA Size NH 2 ","Ea",{"$nulls":3},{"$f":"F198*E198","v":{"v":0,"d":"R0.00"}},{"$f":"E198*G198","v":{"v":0,"d":"R0.00"}},{"$f":"(E198*F198)+(E198*G198)","v":{"v":0,"d":"R0.00"}},null,null,{"v":0,"d":"R0.00"},{"v":0,"d":"R0.00"},{"v":0,"d":"R0.00"},null,null,{"v":0,"d":"R0.00"},{"v":0,"d":"R0.00"},{"v":0,"d":"R0.00"},null,null,{"v":0,"d":"R0.00"},{"v":0,"d":"R0.00"},{"v":0,"d":"R0.00"}]
["7.10.2",3181,"Fuse, 250A 500V 120kA Size NH 2 ","Ea",{"$nulls":3},{"v":0,"d":"R0.00"},{"v":0,"d":"R0.00"},{"v":0,"d":"R0.00"},null,null,{"v":0,"d":"R0.00"},{"v":0,"d":"R0.00"},{"v":0,"d":"R0.00"},null,null,{"v":0,"d":"R0.00"},{"v":0,"d":"R0.00"},{"v":0,"d":"R0.00"},null,null,{"v":0,"d":"R0.00"},{"v":0,"d":"R0.00"},{"v":0,"d":"R0.00"}]
["7.10.3",3181,"Fuse, 315A 500V 120kA Size NH 2 ","Ea",{"$nulls":3},{"v":0,"d":"R0.00"},{"v":0,"d":"R0.00"},{"v":0,"d":"R0.00"},null,null,{"v":0,"d":"R0.00"},{"v":0,"d":"R0.00"},{"v":0,"d":"R0.00"},null,null,{"v":0,"d":"R0.00"},{"v":0,"d":"R0.00"},{"v":0,"d":"R0.00"},null,null,{"v":0,"d":"R0.00"},{"v":0,"d":"R0.00"},{"v":0,"d":"R0.00"}]
["7.10.4",3181,"Fuse, 355A 500V 120kA Size NH 2 ","Ea",{"$nulls":3},{"v":0,"d":"R0.00"},{"v":0,"d":"R0.00"},{"v":0,"d":"R0.00"},null,null,{"v":0,"d":"R0.00"},{"v":0,"d":"R0.00"},{"v":0,"d":"R0.00"},null,null,{"v":0,"d":"R0.00"},{"v":0,"d":"R0.00"},{"v":0,"d":"R0.00"},null,null,{"v":0,"d":"R0.00"},{"v":0,"d":"R0.00"},{"v":0,"d":"R0.00"}]
["7.10.5",3409,"LV cable vertical fuse pillar","Ea",{"$nulls":3},{"v":0,"d":"R0.00"},{"v":0,"d":"R0.00"},{"v":0,"d":"R0.00"},null,null,{"v":0,"d":"R0.00"},{"v":0,"d":"R0.00"},{"v":0,"d":"R0.00"},null,null,{"v":0,"d":"R0.00"},{"v":0,"d":"R0.00"},{"v":0,"d":"R0.00"},null,null,{"v":0,"d":"R0.00"},{"v":0,"d":"R0.00"},{"v":0,"d":"R0.00"}]
["7.10.6",3034,"CB 225A 400V 20kA 3P J25S/EQUIV. D3034","Ea",{"$nulls":3},{"v":0,"d":"R0.00"},{"v":0,"d":"R0.00"},{"v":0,"d":"R0.00"},null,null,{"v":0,"d":"R0.00"},{"v":0,"d":"R0.00"},{"v":0,"d":"R0.00"},null,null,{"v":0,"d":"R0.00"},{"v":0,"d":"R0.00"},{"v":0,"d":"R0.00"},null,null,{"v":0,"d":"R0.00"},{"v":0,"d":"R0.00"},{"v":0,"d":"R0.00"}]
["7.10.7",3034,"CB 300A 400V 20kA 3P L20B/EQUIV. D3034","Ea",{"$nulls":3},{"v":0,"d":"R0.00"},{"v":0,"d":"R0.00"},{"v":0,"d":"R0.00"},null,null,{"v":0,"d":"R0.00"},{"v":0,"d":"R0.00"},{"v":0,"d":"R0.00"},null,null,{"v":0,"d":"R0.00"},{"v":0,"d":"R0.00"},{"v":0,"d":"R0.00"},null,null,{"v":0,"d":"R0.00"},{"v":0,"d":"R0.00"},{"v":0,"d":"R0.00"}]
["7.10.8",3034,"CB 350A 400V 20kA 3P L20B/EQUIV. D3034","Ea",{"$nulls":3},{"v":0,"d":"R0.00"},{"v":0,"d":"R0.00"},{"v":0,"d":"R0.00"},null,null,{"v":0,"d":"R0.00"},{"v":0,"d":"R0.00"},{"v":0,"d":"R0.00"},null,null,{"v":0,"d":"R0.00"},{"v":0,"d":"R0.00"},{"v":0,"d":"R0.00"},null,null,{"v":0,"d":"R0.00"},{"v":0,"d":"R0.00"},{"v":0,"d":"R0.00"}]
["LV  Testing",null,"Allow for the complete testing and commissioning of the LV underground system,  feeder continuity tests, phasing, etc. Included are test certificates and all documentation required to hand-over the system."]
[7.11]
["7.11.1",null,"LV feeder cables shall be subjected to a 3 kV d.c. (or 2 kV rms a.c.) test voltage in accordance with table C-2 of SANS 1507-1.","Ea",{"$nulls":3},{"$f":"F208*E208","v":{"v":0,"d":"R0.00"}},{"$f":"E208*G208","v":{"v":0,"d":"R0.00"}},{"$f":"(E208*F208)+(E208*G208)","v":{"v":0,"d":"R0.00"}},null,null,{"v":0,"d":"R0.00"},{"v":0,"d":"R0.00"},{"v":0,"d":"R0.00"},null,null,{"v":0,"d":"R0.00"},{"v":0,"d":"R0.00"},{"v":0,"d":"R0.00"},null,null,{"v":0,"d":"R0.00"},{"v":0,"d":"R0.00"},{"v":0,"d":"R0.00"}]
["7.11.2",null,"Phase rotation test","Ea",{"$nulls":3},{"v":0,"d":"R0.00"},{"v":0,"d":"R0.00"},{"v":0,"d":"R0.00"},null,null,{"v":0,"d":"R0.00"},{"v":0,"d":"R0.00"},{"v":0,"d":"R0.00"},null,null,{"v":0,"d":"R0.00"},{"v":0,"d":"R0.00"},{"v":0,"d":"R0.00"},null,null,{"v":0,"d":"R0.00"},{"v":0,"d":"R0.00"},{"v":0,"d":"R0.00"}]
["7.11.3",null,"Continuity test","Ea",{"$nulls":3},{"v":0,"d":"R0.00"},{"v":0,"d":"R0.00"},{"v":0,"d":"R0.00"},null,null,{"v":0,"d":"R0.00"},{"v":0,"d":"R0.00"},{"v":0,"d":"R0.00"},null,null,{"v":0,"d":"R0.00"},{"v":0,"d":"R0.00"},{"v":0,"d":"R0.00"},null,null,{"v":0,"d":"R0.00"},{"v":0,"d":"R0.00"},{"v":0,"d":"R0.00"}]
["7.11.4",null,"Insulation resistance (between neutral and live conductor);","Ea",{"$nulls":3},{"v":0,"d":"R0.00"},{"v":0,"d":"R0.00"},{"v":0,"d":"R0.00"},null,null,{"v":0,"d":"R0.00"},{"v":0,"d":"R0.00"},{"v":0,"d":"R0.00"},null,null,{"v":0,"d":"R0.00"},{"v":0,"d":"R0.00"},{"v":0,"d":"R0.00"},null,null,{"v":0,"d":"R0.00"},{"v":0,"d":"R0.00"},{"v":0,"d":"R0.00"}]
["7.11.5",null,"LV phasing  test","Ea",{"$nulls":3},{"v":0,"d":"R0.00"},{"v":0,"d":"R0.00"},{"v":0,"d":"R0.00"},null,null,{"v":0,"d":"R0.00"},{"v":0,"d":"R0.00"},{"v":0,"d":"R0.00"},null,null,{"v":0,"d":"R0.00"},{"v":0,"d":"R0.00"},{"v":0,"d":"R0.00"},null,null,{"v":0,"d":"R0.00"},{"v":0,"d":"R0.00"},{"v":0,"d":"R0.00"}]
["7.11.6",null,"Voltage available at the load.","Ea",{"$nulls":3},{"v":0,"d":"R0.00"},{"v":0,"d":"R0.00"},{"v":0,"d":"R0.00"},null,null,{"v":0,"d":"R0.00"},{"v":0,"d":"R0.00"},{"v":0,"d":"R0.00"},null,null,{"v":0,"d":"R0.00"},{"v":0,"d":"R0.00"},{"v":0,"d":"R0.00"},null,null,{"v":0,"d":"R0.00"},{"v":0,"d":"R0.00"},{"v":0,"d":"R0.00"}]
["7.11.7",null,"LV earth electrode test ","Ea",{"$nulls":3},{"v":0,"d":"R0.00"},{"v":0,"d":"R0.00"},{"v":0,"d":"R0.00"},null,null,{"v":0,"d":"R0.00"},{"v":0,"d":"R0.00"},{"v":0,"d":"R0.00"},null,null,{"v":0,"d":"R0.00"},{"v":0,"d":"R0.00"},{"v":0,"d":"R0.00"},null,null,{"v":0,"d":"R0.00"},{"v":0,"d":"R0.00"},{"v":0,"d":"R0.00"}]
["MISCELLANEOUS",null,"Allow for the following end items to be applied."]
[7.12]
["7.12.1",null,"Installation of  waterproofing and sealant","m",{"$nulls":3},{"$f":"F217*E217","v":{"v":0,"d":"R0.00"}},{"$f":"E217*G217","v":{"v":0,"d":"R0.00"}},{"$f":"(E217*F217)+(E217*G217)","v":{"v":0,"d":"R0.00"}},null,null,{"v":0,"d":"R0.00"},{"v":0,"d":"R0.00"},{"v":0,"d":"R0.00"},null,null,{"v":0,"d":"R0.00"},{"v":0,"d":"R0.00"},{"v":0,"d":"R0.00"},null,null,{"v":0,"d":"R0.00"},{"v":0,"d":"R0.00"},{"v":0,"d":"R0.00"}]
["7.12.2",null,"Asphalt ","m",{"$nulls":3},{"v":0,"d":"R0.00"},{"v":0,"d":"R0.00"},{"v":0,"d":"R0.00"},null,null,{"v":0,"d":"R0.00"},{"v":0,"d":"R0.00"},{"v":0,"d":"R0.00"},null,null,{"v":0,"d":"R0.00"},{"v":0,"d":"R0.00"},{"v":0,"d":"R0.00"},null,null,{"v":0,"d":"R0.00"},{"v":0,"d":"R0.00"},{"v":0,"d":"R0.00"}]
["7.12.3",null,"Paving","m",{"$nulls":3},{"v":0,"d":"R0.00"},{"v":0,"d":"R0.00"},{"v":0,"d":"R0.00"},null,null,{"v":0,"d":"R0.00"},{"v":0,"d":"R0.00"},{"v":0,"d":"R0.00"},null,null,{"v":0,"d":"R0.00"},{"v":0,"d":"R0.00"},{"v":0,"d":"R0.00"},null,null,{"v":0,"d":"R0.00"},{"v":0,"d":"R0.00"},{"v":0,"d":"R0.00"}]
["7.12.4",null,"Concrete","m",{"$nulls":3},{"v":0,"d":"R0.00"},{"v":0,"d":"R0.00"},{"v":0,"d":"R0.00"},null,null,{"v":0,"d":"R0.00"},{"v":0,"d":"R0.00"},{"v":0,"d":"R0.00"},null,null,{"v":0,"d":"R0.00"},{"v":0,"d":"R0.00"},{"v":0,"d":"R0.00"},null,null,{"v":0,"d":"R0.00"},{"v":0,"d":"R0.00"},{"v":0,"d":"R0.00"}]
["7.12.5",8018,"Lay PVC piping, 110mm, 6 metre length’s","Ea",{"$nulls":3},{"v":0,"d":"R0.00"},{"v":0,"d":"R0.00"},{"v":0,"d":"R0.00"},null,null,{"v":0,"d":"R0.00"},{"v":0,"d":"R0.00"},{"v":0,"d":"R0.00"},null,null,{"v":0,"d":"R0.00"},{"v":0,"d":"R0.00"},{"v":0,"d":"R0.00"},null,null,{"v":0,"d":"R0.00"},{"v":0,"d":"R0.00"},{"v":0,"d":"R0.00"}]
["7.12.6",8018,"Lay PVC piping, 160mm, 6 metre length’s","Ea",{"$nulls":3},{"v":0,"d":"R0.00"},{"v":0,"d":"R0.00"},{"v":0,"d":"R0.00"},null,null,{"v":0,"d":"R0.00"},{"v":0,"d":"R0.00"},{"v":0,"d":"R0.00"},null,null,{"v":0,"d":"R0.00"},{"v":0,"d":"R0.00"},{"v":0,"d":"R0.00"},null,null,{"v":0,"d":"R0.00"},{"v":0,"d":"R0.00"},{"v":0,"d":"R0.00"}]
["7.12.7",8018,"Lay PVC piping, 250mm, 6 metre length’s","Ea",{"$nulls":3},{"v":0,"d":"R0.00"},{"v":0,"d":"R0.00"},{"v":0,"d":"R0.00"},null,null,{"v":0,"d":"R0.00"},{"v":0,"d":"R0.00"},{"v":0,"d":"R0.00"},null,null,{"v":0,"d":"R0.00"},{"v":0,"d":"R0.00"},{"v":0,"d":"R0.00"},null,null,{"v":0,"d":"R0.00"},{"v":0,"d":"R0.00"},{"v":0,"d":"R0.00"}]
["7.12.8",8076,"Concrete slabs, pre-cast cable cover ","Ea",{"$nulls":3},{"v":0,"d":"R0.00"},{"v":0,"d":"R0.00"},{"v":0,"d":"R0.00"},null,null,{"v":0,"d":"R0.00"},{"v":0,"d":"R0.00"},{"v":0,"d":"R0.00"},null,null,{"v":0,"d":"R0.00"},{"v":0,"d":"R0.00"},{"v":0,"d":"R0.00"},null,null,{"v":0,"d":"R0.00"},{"v":0,"d":"R0.00"},{"v":0,"d":"R0.00"}]
["7.12.9",null,"Install Shoring for trenches as required ","m",{"$nulls":3},{"v":0,"d":"R0.00"},{"v":0,"d":"R0.00"},{"v":0,"d":"R0.00"},null,null,{"v":0,"d":"R0.00"},{"v":0,"d":"R0.00"},{"v":0,"d":"R0.00"},null,null,{"v":0,"d":"R0.00"},{"v":0,"d":"R0.00"},{"v":0,"d":"R0.00"},null,null,{"v":0,"d":"R0.00"},{"v":0,"d":"R0.00"},{"v":0,"d":"R0.00"}]
["7.12.10",null,"Barricading","m",{"$nulls":3},{"v":0,"d":"R0.00"},{"v":0,"d":"R0.00"},{"v":0,"d":"R0.00"},null,null,{"v":0,"d":"R0.00"},{"v":0,"d":"R0.00"},{"v":0,"d":"R0.00"},null,null,{"v":0,"d":"R0.00"},{"v":0,"d":"R0.00"},{"v":0,"d":"R0.00"},null,null,{"v":0,"d":"R0.00"},{"v":0,"d":"R0.00"},{"v":0,"d":"R0.00"}]
["7.12.11",null,"Barricading - High Speed","m",{"$nulls":3},{"v":0,"d":"R0.00"},{"v":0,"d":"R0.00"},{"v":0,"d":"R0.00"},null,null,{"v":0,"d":"R0.00"},{"v":0,"d":"R0.00"},{"v":0,"d":"R0.00"},null,null,{"v":0,"d":"R0.00"},{"v":0,"d":"R0.00"},{"v":0,"d":"R0.00"},null,null,{"v":0,"d":"R0.00"},{"v":0,"d":"R0.00"},{"v":0,"d":"R0.00"}]
["7.12.12",null,"Installation of trench covers","Ea",{"$nulls":3},{"v":0,"d":"R0.00"},{"v":0,"d":"R0.00"},{"v":0,"d":"R0.00"},null,null,{"$f":"K228*F228","v":{"v":0,"d":"R0.00"}},{"$f":"L228*G228","v":{"v":0,"d":"R0.00"}},{"$f":"SUM(K228*F228)+(L228*G228)","v":{"v":0,"d":"R0.00"}},null,null,{"$f":"P228*F228","v":{"v":0,"d":"R0.00"}},{"$f":"Q228*G228","v":{"v":0,"d":"R0.00"}},{"$f":"SUM(P228*F228)+(Q228*G228)","v":{"v":0,"d":"R0.00"}},null,null,{"$f":"U228*F228","v":{"v":0,"d":"R0.00"}},{"$f":"V228*G228","v":{"v":0,"d":"R0.00"}},{"$f":"SUM(U228*F228)+(V228*G228)","v":{"v":0,"d":"R0.00"}}]
[null,null,"TOTAL CARRIED TO SUMMARY PAGE",{"$nulls":4},{"$f":"SUM(H7:H228)","v":{"v":0,"d":"R0.00"}},{"$f":"SUM(I7:I228)","v":{"v":0,"d":"R0.00"}},{"$f":"SUM(J7:J228)","v":{"v":0,"d":"R0.00"}},null,null,{"$f":"SUM(M7:M228)","v":{"v":0,"d":"R0.00"}},{"$f":"SUM(N7:N228)","v":{"v":0,"d":"R0.00"}},{"$f":"SUM(O7:O228)","v":{"v":0,"d":"R0.00"}},null,null,{"$f":"SUM(R7:R228)","v":{"v":0,"d":"R0.00"}},{"$f":"SUM(S7:S228)","v":{"v":0,"d":"R0.00"}},{"$f":"SUM(T7:T228)","v":{"v":0,"d":"R0.00"}},null,null,{"$f":"SUM(W7:W228)","v":{"v":0,"d":"R0.00"}},{"$f":"SUM(X7:X228)","v":{"v":0,"d":"R0.00"}},{"$f":"SUM(Y7:Y228)","v":{"v":0,"d":"R0.00"}}]
["Verified By:",null,null,"DATE"]
["Clerk of Works"]
["Cost Checked by:",null,null,"DATE"]
["Quantity Surveyor"]
["Accepted By:",null,null,"DATE"]
["Contractor"]
["Approved By:",null,null,"DATE"]
["Programme Manager"]

{"sheet":"MV Cable","index":12,"n_rows":377,"n_cols":25,"rows_kept":377,"merged":[[0,1,0,3],[0,4,1,9],[0,10,1,14],[0,15,1,19],[0,20,1,24],[1,0,1,3],[369,3,370,3],[371,3,372,3],[373,3,374,3],[375,3,376,3]]}
["BILL NO: 8","MV UNDERGROUND CABLE WORK, TRENCHING & INSTALLATION",null,null,"PROJECT TOTALS",{"$nulls":5},"CLAIM 1",{"$nulls":4},"CLAIM 2",{"$nulls":4},"CLAIM 3"]
["Note: \na)All installations, assemblies and activities shall be as per Eskom DDT series, Eskom  national or Eskom local technical instructions  where applicable\nb) Eskom will advise what is free issue material and what is contractor supplied material"]
["NO.","D-D-T","DESCRIPTION","UNIT","QTY","SUPPLY RATE","LABOUR RATE","SUPPLY TOTAL","LABOUR  TOTAL","TOTAL","SUPPLY QTY","LABOUR QTY","SUPPLY TOTAL","LABOUR  TOTAL","TOTAL","SUPPLY QTY","LABOUR QTY","SUPPLY TOTAL","LABOUR  TOTAL","TOTAL","SUPPLY QTY","LABOUR QTY","SUPPLY TOTAL","LABOUR  TOTAL","TOTAL"]
[8.1,null,"Miniature Substations and Plinths "]
[null,null,"Take delivery of and safely store on site miniature substations and pre-cast plinths.  Install miniature substations.  All civil work to be included. Cable terminations and earthing are measured elsewhere.  "]
["8.1.1",8052,"M/Sub 200kVA, 11kV/420V Type A FH CSTL","Ea",{"$nulls":3},{"$f":"F6*E6","v":{"v":0,"d":"R0.00"}},{"$f":"E6*G6","v":{"v":0,"d":"R0.00"}},{"$f":"(E6*F6)+(E6*G6)","v":{"v":0,"d":"R0.00"}},null,null,{"$f":"K6*F6","v":{"v":0,"d":"R0.00"}},{"$f":"L6*G6","v":{"v":0,"d":"R0.00"}},{"$f":"SUM(K6*F6)+(L6*G6)","v":{"v":0,"d":"R0.00"}},null,null,{"$f":"P6*F6","v":{"v":0,"d":"R0.00"}},{"$f":"Q6*G6","v":{"v":0,"d":"R0.00"}},{"$f":"SUM(P6*F6)+(Q6*G6)","v":{"v":0,"d":"R0.00"}},null,null,{"$f":"U6*F6","v":{"v":0,"d":"R0.00"}},{"$f":"V6*G6","v":{"v":0,"d":"R0.00"}},{"$f":"SUM(U6*F6)+(V6*G6)","v":{"v":0,"d":"R0.00"}}]
["8.1.2",8052,"M/Sub 315kVA, 11kV/420V Type A FH CSTL","Ea",{"$nulls":3},{"v":0,"d":"R0.00"},{"v":0,"d":"R0.00"},{"v":0,"d":"R0.00"},null,null,{"$f":"K7*F7","v":{"v":0,"d":"R0.00"}},{"$f":"L7*G7","v":{"v":0,"d":"R0.00"}},{"$f":"SUM(K7*F7)+(L7*G7)","v":{"v":0,"d":"R0.00"}},null,null,{"$f":"P7*F7","v":{"v":0,"d":"R0.00"}},{"$f":"Q7*G7","v":{"v":0,"d":"R0.00"}},{"$f":"SUM(P7*F7)+(Q7*G7)","v":{"v":0,"d":"R0.00"}},null,null,{"$f":"U7*F7","v":{"v":0,"d":"R0.00"}},{"$f":"V7*G7","v":{"v":0,"d":"R0.00"}},{"$f":"SUM(U7*F7)+(V7*G7)","v":{"v":0,"d":"R0.00"}}]
["8.1.3",8052,"M/Sub 500kVA, 11kV/420V Type A FH CSTL","Ea",{"$nulls":3},{"v":0,"d":"R0.00"},{"v":0,"d":"R0.00"},{"v":0,"d":"R0.00"},null,null,{"v":0,"d":"R0.00"},{"v":0,"d":"R0.00"},{"v":0,"d":"R0.00"},null,null,{"v":0,"d":"R0.00"},{"v":0,"d":"R0.00"},{"v":0,"d":"R0.00"},null,null,{"v":0,"d":"R0.00"},{"v":0,"d":"R0.00"},{"v":0,"d":"R0.00"}]
["8.1.4",8052,"M/Sub 1000kVA, 11kV/420V Type A FH CSTL","Ea",{"$nulls":3},{"v":0,"d":"R0.00"},{"v":0,"d":"R0.00"},{"v":0,"d":"R0.00"},null,null,{"v":0,"d":"R0.00"},{"v":0,"d":"R0.00"},{"v":0,"d":"R0.00"},null,null,{"v":0,"d":"R0.00"},{"v":0,"d":"R0.00"},{"v":0,"d":"R0.00"},null,null,{"v":0,"d":"R0.00"},{"v":0,"d":"R0.00"},{"v":0,"d":"R0.00"}]
["8.1.5",8053,"M/Sub 200kVA, 22kV/420V Type A FH CSTL","Ea",{"$nulls":3},{"v":0,"d":"R0.00"},{"v":0,"d":"R0.00"},{"v":0,"d":"R0.00"},null,null,{"v":0,"d":"R0.00"},{"v":0,"d":"R0.00"},{"v":0,"d":"R0.00"},null,null,{"v":0,"d":"R0.00"},{"v":0,"d":"R0.00"},{"v":0,"d":"R0.00"},null,null,{"v":0,"d":"R0.00"},{"v":0,"d":"R0.00"},{"v":0,"d":"R0.00"}]
["8.1.6",8053,"M/Sub 315kVA, 22kV/420V Type A FH CSTL","Ea",{"$nulls":3},{"v":0,"d":"R0.00"},{"v":0,"d":"R0.00"},{"v":0,"d":"R0.00"},null,null,{"v":0,"d":"R0.00"},{"v":0,"d":"R0.00"},{"v":0,"d":"R0.00"},null,null,{"v":0,"d":"R0.00"},{"v":0,"d":"R0.00"},{"v":0,"d":"R0.00"},null,null,{"v":0,"d":"R0.00"},{"v":0,"d":"R0.00"},{"v":0,"d":"R0.00"}]
["8.1.7",8053,"M/Sub 500kVA, 22kV/420V Type A FH CSTL","Ea",{"$nulls":3},{"v":0,"d":"R0.00"},{"v":0,"d":"R0.00"},{"v":0,"d":"R0.00"},null,null,{"v":0,"d":"R0.00"},{"v":0,"d":"R0.00"},{"v":0,"d":"R0.00"},null,null,{"v":0,"d":"R0.00"},{"v":0,"d":"R0.00"},{"v":0,"d":"R0.00"},null,null,{"v":0,"d":"R0.00"},{"v":0,"d":"R0.00"},{"v":0,"d":"R0.00"}]
["8.1.8",8053,"M/Sub 1000kVA, 22kV/420V Type A FH CSTL","Ea",{"$nulls":3},{"v":0,"d":"R0.00"},{"v":0,"d":"R0.00"},{"v":0,"d":"R0.00"},null,null,{"v":0,"d":"R0.00"},{"v":0,"d":"R0.00"},{"v":0,"d":"R0.00"},null,null,{"v":0,"d":"R0.00"},{"v":0,"d":"R0.00"},{"v":0,"d":"R0.00"},null,null,{"v":0,"d":"R0.00"},{"v":0,"d":"R0.00"},{"v":0,"d":"R0.00"}]
["8.1.9",8050,"M/Sub 315kVA, 11kV/420V Type B CSTL","Ea",{"$nulls":3},{"v":0,"d":"R0.00"},{"v":0,"d":"R0.00"},{"v":0,"d":"R0.00"},null,null,{"v":0,"d":"R0.00"},{"v":0,"d":"R0.00"},{"v":0,"d":"R0.00"},null,null,{"v":0,"d":"R0.00"},{"v":0,"d":"R0.00"},{"v":0,"d":"R0.00"},null,null,{"v":0,"d":"R0.00"},{"v":0,"d":"R0.00"},{"v":0,"d":"R0.00"}]
["8.1.10",8050,"M/Sub 500kVA, 11kV/420V Type B CSTL","Ea",{"$nulls":3},{"v":0,"d":"R0.00"},{"v":0,"d":"R0.00"},{"v":0,"d":"R0.00"},null,null,{"v":0,"d":"R0.00"},{"v":0,"d":"R0.00"},{"v":0,"d":"R0.00"},null,null,{"v":0,"d":"R0.00"},{"v":0,"d":"R0.00"},{"v":0,"d":"R0.00"},null,null,{"v":0,"d":"R0.00"},{"v":0,"d":"R0.00"},{"v":0,"d":"R0.00"}]
["8.1.11",8050,"M/Sub 1000kVA, 11kV/420V Type B CSTL","Ea",{"$nulls":3},{"v":0,"d":"R0.00"},{"v":0,"d":"R0.00"},{"v":0,"d":"R0.00"},null,null,{"v":0,"d":"R0.00"},{"v":0,"d":"R0.00"},{"v":0,"d":"R0.00"},null,null,{"v":0,"d":"R0.00"},{"v":0,"d":"R0.00"},{"v":0,"d":"R0.00"},null,null,{"v":0,"d":"R0.00"},{"v":0,"d":"R0.00"},{"v":0,"d":"R0.00"}]
["8.1.12",8051,"M/Sub 315kVA, 22kV/420V Type B CSTL","Ea",{"$nulls":3},{"v":0,"d":"R0.00"},{"v":0,"d":"R0.00"},{"v":0,"d":"R0.00"},null,null,{"v":0,"d":"R0.00"},{"v":0,"d":"R0.00"},{"v":0,"d":"R0.00"},null,null,{"v":0,"d":"R0.00"},{"v":0,"d":"R0.00"},{"v":0,"d":"R0.00"},null,null,{"v":0,"d":"R0.00"},{"v":0,"d":"R0.00"},{"v":0,"d":"R0.00"}]
["8.1.13",8051,"M/Sub 500kVA, 22kV/420V Type B CSTL","Ea",{"$nulls":3},{"v":0,"d":"R0.00"},{"v":0,"d":"R0.00"},{"v":0,"d":"R0.00"},null,null,{"v":0,"d":"R0.00"},{"v":0,"d":"R0.00"},{"v":0,"d":"R0.00"},null,null,{"v":0,"d":"R0.00"},{"v":0,"d":"R0.00"},{"v":0,"d":"R0.00"},null,null,{"v":0,"d":"R0.00"},{"v":0,"d":"R0.00"},{"v":0,"d":"R0.00"}]
["8.1.14",8051,"M/Sub 1000kVA, 22kV/420V Type B CSTL","Ea",{"$nulls":3},{"v":0,"d":"R0.00"},{"v":0,"d":"R0.00"},{"v":0,"d":"R0.00"},null,null,{"v":0,"d":"R0.00"},{"v":0,"d":"R0.00"},{"v":0,"d":"R0.00"},null,null,{"v":0,"d":"R0.00"},{"v":0,"d":"R0.00"},{"v":0,"d":"R0.00"},null,null,{"v":0,"d":"R0.00"},{"v":0,"d":"R0.00"},{"v":0,"d":"R0.00"}]
["8.1.15",8054,"HIGHRISK M/SUB WITH  RTU 500kVA 1C;B CSTL;CB;11kV  ","Ea",{"$nulls":3},{"v":0,"d":"R0.00"},{"v":0,"d":"R0.00"},{"v":0,"d":"R0.00"},null,null,{"v":0,"d":"R0.00"},{"v":0,"d":"R0.00"},{"v":0,"d":"R0.00"},null,null,{"v":0,"d":"R0.00"},{"v":0,"d":"R0.00"},{"v":0,"d":"R0.00"},null,null,{"v":0,"d":"R0.00"},{"v":0,"d":"R0.00"},{"v":0,"d":"R0.00"}]
["8.1.16",8054,"HIGHRISK M/SUB WITH RTU 500kVA 3C;B CSTL;CB;11kV  ","Ea",{"$nulls":3},{"v":0,"d":"R0.00"},{"v":0,"d":"R0.00"},{"v":0,"d":"R0.00"},null,null,{"v":0,"d":"R0.00"},{"v":0,"d":"R0.00"},{"v":0,"d":"R0.00"},null,null,{"v":0,"d":"R0.00"},{"v":0,"d":"R0.00"},{"v":0,"d":"R0.00"},null,null,{"v":0,"d":"R0.00"},{"v":0,"d":"R0.00"},{"v":0,"d":"R0.00"}]
["A.5.2.1.",8054,"HIGHRISK M/SUB WITH RTU 1MVA 1C;B CSTL;CB;11kV  ","Ea",{"$nulls":3},{"v":0,"d":"R0.00"},{"v":0,"d":"R0.00"},{"v":0,"d":"R0.00"},null,null,{"v":0,"d":"R0.00"},{"v":0,"d":"R0.00"},{"v":0,"d":"R0.00"},null,null,{"v":0,"d":"R0.00"},{"v":0,"d":"R0.00"},{"v":0,"d":"R0.00"},null,null,{"v":0,"d":"R0.00"},{"v":0,"d":"R0.00"},{"v":0,"d":"R0.00"}]
["A.5.2.2.",8054,"HIGHRISK M/SUB WITH RTU 1MVA 3C;B CSTL;CB;11kV  ","Ea",{"$nulls":3},{"v":0,"d":"R0.00"},{"v":0,"d":"R0.00"},{"v":0,"d":"R0.00"},null,null,{"v":0,"d":"R0.00"},{"v":0,"d":"R0.00"},{"v":0,"d":"R0.00"},null,null,{"v":0,"d":"R0.00"},{"v":0,"d":"R0.00"},{"v":0,"d":"R0.00"},null,null,{"v":0,"d":"R0.00"},{"v":0,"d":"R0.00"},{"v":0,"d":"R0.00"}]
["A.5.2.3.",8055,"HIGHRISK M/SUB WITH  RTU 500kVA 1C;B CSTL;CB;22kV  ","Ea",{"$nulls":3},{"v":0,"d":"R0.00"},{"v":0,"d":"R0.00"},{"v":0,"d":"R0.00"},null,null,{"v":0,"d":"R0.00"},{"v":0,"d":"R0.00"},{"v":0,"d":"R0.00"},null,null,{"v":0,"d":"R0.00"},{"v":0,"d":"R0.00"},{"v":0,"d":"R0.00"},null,null,{"v":0,"d":"R0.00"},{"v":0,"d":"R0.00"},{"v":0,"d":"R0.00"}]
["A.5.2.4.",8055,"HIGHRISK M/SUB WITH RTU 500kVA 3C;B CSTL;CB;22kV  ","Ea",{"$nulls":3},{"v":0,"d":"R0.00"},{"v":0,"d":"R0.00"},{"v":0,"d":"R0.00"},null,null,{"v":0,"d":"R0.00"},{"v":0,"d":"R0.00"},{"v":0,"d":"R0.00"},null,null,{"v":0,"d":"R0.00"},{"v":0,"d":"R0.00"},{"v":0,"d":"R0.00"},null,null,{"v":0,"d":"R0.00"},{"v":0,"d":"R0.00"},{"v":0,"d":"R0.00"}]
["8.1.21",8055,"HIGHRISK M/SUB WITH RTU 1MVA 1C;B CSTL;CB;22kV  ","Ea",{"$nulls":3},{"v":0,"d":"R0.00"},{"v":0,"d":"R0.00"},{"v":0,"d":"R0.00"},null,null,{"v":0,"d":"R0.00"},{"v":0,"d":"R0.00"},{"v":0,"d":"R0.00"},null,null,{"v":0,"d":"R0.00"},{"v":0,"d":"R0.00"},{"v":0,"d":"R0.00"},null,null,{"v":0,"d":"R0.00"},{"v":0,"d":"R0.00"},{"v":0,"d":"R0.00"}]
["8.1.22",8055,"HIGHRISK M/SUB WITH RTU 1MVA 3C;B CSTL;CB;22kV  ","Ea",{"$nulls":3},{"v":0,"d":"R0.00"},{"v":0,"d":"R0.00"},{"v":0,"d":"R0.00"},null,null,{"v":0,"d":"R0.00"},{"v":0,"d":"R0.00"},{"v":0,"d":"R0.00"},null,null,{"v":0,"d":"R0.00"},{"v":0,"d":"R0.00"},{"v":0,"d":"R0.00"},null,null,{"v":0,"d":"R0.00"},{"v":0,"d":"R0.00"},{"v":0,"d":"R0.00"}]
["8.1.23",8025,"Plinth Pre-cast Type A M/SUB    ","Ea",{"$nulls":3},{"v":0,"d":"R0.00"},{"v":0,"d":"R0.00"},{"v":0,"d":"R0.00"},null,null,{"v":0,"d":"R0.00"},{"v":0,"d":"R0.00"},{"v":0,"d":"R0.00"},null,null,{"v":0,"d":"R0.00"},{"v":0,"d":"R0.00"},{"v":0,"d":"R0.00"},null,null,{"v":0,"d":"R0.00"},{"v":0,"d":"R0.00"},{"v":0,"d":"R0.00"}]
["8.1.24",8025,"Plinth Pre-cast Type B M/SUB    ","Ea",{"$nulls":3},{"v":0,"d":"R0.00"},{"v":0,"d":"R0.00"},{"v":0,"d":"R0.00"},null,null,{"v":0,"d":"R0.00"},{"v":0,"d":"R0.00"},{"v":0,"d":"R0.00"},null,null,{"v":0,"d":"R0.00"},{"v":0,"d":"R0.00"},{"v":0,"d":"R0.00"},null,null,{"v":0,"d":"R0.00"},{"v":0,"d":"R0.00"},{"v":0,"d":"R0.00"}]
["8.1.25",8025,"Plinth pre cast type A 1MVA plinth","Ea",{"$nulls":3},{"v":0,"d":"R0.00"},{"v":0,"d":"R0.00"},{"v":0,"d":"R0.00"},null,null,{"v":0,"d":"R0.00"},{"v":0,"d":"R0.00"},{"v":0,"d":"R0.00"},null,null,{"v":0,"d":"R0.00"},{"v":0,"d":"R0.00"},{"v":0,"d":"R0.00"},null,null,{"v":0,"d":"R0.00"},{"v":0,"d":"R0.00"},{"v":0,"d":"R0.00"}]
["8.1.26",8025,"Plinth pre cast type B 1MVA plinth","Ea",{"$nulls":3},{"v":0,"d":"R0.00"},{"v":0,"d":"R0.00"},{"v":0,"d":"R0.00"},null,null,{"v":0,"d":"R0.00"},{"v":0,"d":"R0.00"},{"v":0,"d":"R0.00"},null,null,{"v":0,"d":"R0.00"},{"v":0,"d":"R0.00"},{"v":0,"d":"R0.00"},null,null,{"v":0,"d":"R0.00"},{"v":0,"d":"R0.00"},{"v":0,"d":"R0.00"}]
[8.2,null,"Ring Main Units and Plinths"]
[null,null,"Take delivery of and safely store on site ring main units and pre-cast plinths.  Install the plinths.   All civil work to be included. Cable terminations and earthing are measured elsewhere."]
["8.2.1",8060,"RMU 11kV 630A 3R CSTL O/D","Ea",{"$nulls":3},{"$f":"F34*E34","v":{"v":0,"d":"R0.00"}},{"$f":"E34*G34","v":{"v":0,"d":"R0.00"}},{"$f":"(E34*F34)+(E34*G34)","v":{"v":0,"d":"R0.00"}},null,null,{"v":0,"d":"R0.00"},{"v":0,"d":"R0.00"},{"v":0,"d":"R0.00"},null,null,{"v":0,"d":"R0.00"},{"v":0,"d":"R0.00"},{"v":0,"d":"R0.00"},null,null,{"v":0,"d":"R0.00"},{"v":0,"d":"R0.00"},{"v":0,"d":"R0.00"}]
["8.2.2",8060,"RMU 11kV 630A 4R CSTL O/D","Ea",{"$nulls":3},{"v":0,"d":"R0.00"},{"v":0,"d":"R0.00"},{"v":0,"d":"R0.00"},null,null,{"v":0,"d":"R0.00"},{"v":0,"d":"R0.00"},{"v":0,"d":"R0.00"},null,null,{"v":0,"d":"R0.00"},{"v":0,"d":"R0.00"},{"v":0,"d":"R0.00"},null,null,{"v":0,"d":"R0.00"},{"v":0,"d":"R0.00"},{"v":0,"d":"R0.00"}]
["8.2.3",8060,"RMU 11kV 630A 2R 1B CSTL O/D","Ea",{"$nulls":3},{"v":0,"d":"R0.00"},{"v":0,"d":"R0.00"},{"v":0,"d":"R0.00"},null,null,{"v":0,"d":"R0.00"},{"v":0,"d":"R0.00"},{"v":0,"d":"R0.00"},null,null,{"v":0,"d":"R0.00"},{"v":0,"d":"R0.00"},{"v":0,"d":"R0.00"},null,null,{"v":0,"d":"R0.00"},{"v":0,"d":"R0.00"},{"v":0,"d":"R0.00"}]
["8.2.4",8060,"RMU 11kV 630A 2R 2B CSTL O/D","Ea",{"$nulls":3},{"v":0,"d":"R0.00"},{"v":0,"d":"R0.00"},{"v":0,"d":"R0.00"},null,null,{"v":0,"d":"R0.00"},{"v":0,"d":"R0.00"},{"v":0,"d":"R0.00"},null,null,{"v":0,"d":"R0.00"},{"v":0,"d":"R0.00"},{"v":0,"d":"R0.00"},null,null,{"v":0,"d":"R0.00"},{"v":0,"d":"R0.00"},{"v":0,"d":"R0.00"}]
["8.2.5",8060,"RMU 22kV 630A 3R CSTL O/D","Ea",{"$nulls":3},{"v":0,"d":"R0.00"},{"v":0,"d":"R0.00"},{"v":0,"d":"R0.00"},null,null,{"v":0,"d":"R0.00"},{"v":0,"d":"R0.00"},{"v":0,"d":"R0.00"},null,null,{"v":0,"d":"R0.00"},{"v":0,"d":"R0.00"},{"v":0,"d":"R0.00"},null,null,{"v":0,"d":"R0.00"},{"v":0,"d":"R0.00"},{"v":0,"d":"R0.00"}]
["8.2.6",8060,"RMU 22kV 630A 4R CSTL O/D","Ea",{"$nulls":3},{"v":0,"d":"R0.00"},{"v":0,"d":"R0.00"},{"v":0,"d":"R0.00"},null,null,{"v":0,"d":"R0.00"},{"v":0,"d":"R0.00"},{"v":0,"d":"R0.00"},null,null,{"v":0,"d":"R0.00"},{"v":0,"d":"R0.00"},{"v":0,"d":"R0.00"},null,null,{"v":0,"d":"R0.00"},{"v":0,"d":"R0.00"},{"v":0,"d":"R0.00"}]
["8.2.7",8060,"RMU 22kV 630A 2R 1B CSTL O/D","Ea",{"$nulls":3},{"v":0,"d":"R0.00"},{"v":0,"d":"R0.00"},{"v":0,"d":"R0.00"},null,null,{"v":0,"d":"R0.00"},{"v":0,"d":"R0.00"},{"v":0,"d":"R0.00"},null,null,{"v":0,"d":"R0.00"},{"v":0,"d":"R0.00"},{"v":0,"d":"R0.00"},null,null,{"v":0,"d":"R0.00"},{"v":0,"d":"R0.00"},{"v":0,"d":"R0.00"}]
["8.2.8",8060,"RMU 22kV 630A 2R 2B CSTL O/D","Ea",{"$nulls":3},{"v":0,"d":"R0.00"},{"v":0,"d":"R0.00"},{"v":0,"d":"R0.00"},null,null,{"v":0,"d":"R0.00"},{"v":0,"d":"R0.00"},{"v":0,"d":"R0.00"},null,null,{"v":0,"d":"R0.00"},{"v":0,"d":"R0.00"},{"v":0,"d":"R0.00"},null,null,{"v":0,"d":"R0.00"},{"v":0,"d":"R0.00"},{"v":0,"d":"R0.00"}]
["8.2.9",8060,"RMU 11kV 630A 3R CSTL ID","Ea",{"$nulls":3},{"v":0,"d":"R0.00"},{"v":0,"d":"R0.00"},{"v":0,"d":"R0.00"},null,null,{"v":0,"d":"R0.00"},{"v":0,"d":"R0.00"},{"v":0,"d":"R0.00"},null,null,{"v":0,"d":"R0.00"},{"v":0,"d":"R0.00"},{"v":0,"d":"R0.00"},null,null,{"v":0,"d":"R0.00"},{"v":0,"d":"R0.00"},{"v":0,"d":"R0.00"}]
["8.2.10",8060,"RMU 11kV 630A 4R CSTL ID","Ea",{"$nulls":3},{"v":0,"d":"R0.00"},{"v":0,"d":"R0.00"},{"v":0,"d":"R0.00"},null,null,{"v":0,"d":"R0.00"},{"v":0,"d":"R0.00"},{"v":0,"d":"R0.00"},null,null,{"v":0,"d":"R0.00"},{"v":0,"d":"R0.00"},{"v":0,"d":"R0.00"},null,null,{"v":0,"d":"R0.00"},{"v":0,"d":"R0.00"},{"v":0,"d":"R0.00"}]
["8.2.11",8060,"RMU 11kV 630A 2R 1B CSTL ID","Ea",{"$nulls":3},{"v":0,"d":"R0.00"},{"v":0,"d":"R0.00"},{"v":0,"d":"R0.00"},null,null,{"v":0,"d":"R0.00"},{"v":0,"d":"R0.00"},{"v":0,"d":"R0.00"},null,null,{"v":0,"d":"R0.00"},{"v":0,"d":"R0.00"},{"v":0,"d":"R0.00"},null,null,{"v":0,"d":"R0.00"},{"v":0,"d":"R0.00"},{"v":0,"d":"R0.00"}]
["8.2.12",8060,"RMU 11kV 630A 2R 2B CSTL ID","Ea",{"$nulls":3},{"v":0,"d":"R0.00"},{"v":0,"d":"R0.00"},{"v":0,"d":"R0.00"},null,null,{"v":0,"d":"R0.00"},{"v":0,"d":"R0.00"},{"v":0,"d":"R0.00"},null,null,{"v":0,"d":"R0.00"},{"v":0,"d":"R0.00"},{"v":0,"d":"R0.00"},null,null,{"v":0,"d":"R0.00"},{"v":0,"d":"R0.00"},{"v":0,"d":"R0.00"}]
["8.2.13",8060,"RMU 22kV 630A 3R CSTL ID","Ea",{"$nulls":3},{"v":0,"d":"R0.00"},{"v":0,"d":"R0.00"},{"v":0,"d":"R0.00"},null,null,{"v":0,"d":"R0.00"},{"v":0,"d":"R0.00"},{"v":0,"d":"R0.00"},null,null,{"v":0,"d":"R0.00"},{"v":0,"d":"R0.00"},{"v":0,"d":"R0.00"},null,null,{"v":0,"d":"R0.00"},{"v":0,"d":"R0.00"},{"v":0,"d":"R0.00"}]
["8.2.14",8060,"RMU 22kV 630A 4R CSTL ID","Ea",{"$nulls":3},{"v":0,"d":"R0.00"},{"v":0,"d":"R0.00"},{"v":0,"d":"R0.00"},null,null,{"v":0,"d":"R0.00"},{"v":0,"d":"R0.00"},{"v":0,"d":"R0.00"},null,null,{"v":0,"d":"R0.00"},{"v":0,"d":"R0.00"},{"v":0,"d":"R0.00"},null,null,{"v":0,"d":"R0.00"},{"v":0,"d":"R0.00"},{"v":0,"d":"R0.00"}]
["8.2.15",8060,"RMU 22kV 630A 2R 1B CSTL ID","Ea",{"$nulls":3},{"v":0,"d":"R0.00"},{"v":0,"d":"R0.00"},{"v":0,"d":"R0.00"},null,null,{"v":0,"d":"R0.00"},{"v":0,"d":"R0.00"},{"v":0,"d":"R0.00"},null,null,{"v":0,"d":"R0.00"},{"v":0,"d":"R0.00"},{"v":0,"d":"R0.00"},null,null,{"v":0,"d":"R0.00"},{"v":0,"d":"R0.00"},{"v":0,"d":"R0.00"}]
["8.2.16",8060,"RMU 22kV 630A 2R 2B CSTL ID","Ea",{"$nulls":3},{"v":0,"d":"R0.00"},{"v":0,"d":"R0.00"},{"v":0,"d":"R0.00"},null,null,{"v":0,"d":"R0.00"},{"v":0,"d":"R0.00"},{"v":0,"d":"R0.00"},null,null,{"v":0,"d":"R0.00"},{"v":0,"d":"R0.00"},{"v":0,"d":"R0.00"},null,null,{"v":0,"d":"R0.00"},{"v":0,"d":"R0.00"},{"v":0,"d":"R0.00"}]
["8.2.17",8061,"SWITCHGEAR:RMU 11KV 630A 3R CSTLOD IRTU","Ea",{"$nulls":3},{"v":0,"d":"R0.00"},{"v":0,"d":"R0.00"},{"v":0,"d":"R0.00"},null,null,{"v":0,"d":"R0.00"},{"v":0,"d":"R0.00"},{"v":0,"d":"R0.00"},null,null,{"v":0,"d":"R0.00"},{"v":0,"d":"R0.00"},{"v":0,"d":"R0.00"},null,null,{"v":0,"d":"R0.00"},{"v":0,"d":"R0.00"},{"v":0,"d":"R0.00"}]
["8.2.18",8061,"SWITCHGEAR:RMU 11KV 200A 2R1B CSTOD IRTU","Ea",{"$nulls":3},{"v":0,"d":"R0.00"},{"v":0,"d":"R0.00"},{"v":0,"d":"R0.00"},null,null,{"v":0,"d":"R0.00"},{"v":0,"d":"R0.00"},{"v":0,"d":"R0.00"},null,null,{"v":0,"d":"R0.00"},{"v":0,"d":"R0.00"},{"v":0,"d":"R0.00"},null,null,{"v":0,"d":"R0.00"},{"v":0,"d":"R0.00"},{"v":0,"d":"R0.00"}]
["8.2.19",8061,"SWITCHGEAR:RMU 11KV 630A 2R2BCSTOD IRTU","Ea",{"$nulls":3},{"v":0,"d":"R0.00"},{"v":0,"d":"R0.00"},{"v":0,"d":"R0.00"},null,null,{"v":0,"d":"R0.00"},{"v":0,"d":"R0.00"},{"v":0,"d":"R0.00"},null,null,{"v":0,"d":"R0.00"},{"v":0,"d":"R0.00"},{"v":0,"d":"R0.00"},null,null,{"v":0,"d":"R0.00"},{"v":0,"d":"R0.00"},{"v":0,"d":"R0.00"}]
["8.2.20",8061,"SWITCHGEAR:RMU 11KV 630A 2R1BCSTOD IRTU","Ea",{"$nulls":3},{"v":0,"d":"R0.00"},{"v":0,"d":"R0.00"},{"v":0,"d":"R0.00"},null,null,{"v":0,"d":"R0.00"},{"v":0,"d":"R0.00"},{"v":0,"d":"R0.00"},null,null,{"v":0,"d":"R0.00"},{"v":0,"d":"R0.00"},{"v":0,"d":"R0.00"},null,null,{"v":0,"d":"R0.00"},{"v":0,"d":"R0.00"},{"v":0,"d":"R0.00"}]
["8.2.21",8061,"SWITCHGEAR:RMU 11KV 200A 2R1BCSTID IRTU","Ea",{"$nulls":3},{"v":0,"d":"R0.00"},{"v":0,"d":"R0.00"},{"v":0,"d":"R0.00"},null,null,{"v":0,"d":"R0.00"},{"v":0,"d":"R0.00"},{"v":0,"d":"R0.00"},null,null,{"v":0,"d":"R0.00"},{"v":0,"d":"R0.00"},{"v":0,"d":"R0.00"},null,null,{"v":0,"d":"R0.00"},{"v":0,"d":"R0.00"},{"v":0,"d":"R0.00"}]
["8.2.22",8061,"SWITCHG:IRTU;OD;CST;2R1B;11KV;20KA;630 A","Ea",{"$nulls":3},{"v":0,"d":"R0.00"},{"v":0,"d":"R0.00"},{"v":0,"d":"R0.00"},null,null,{"v":0,"d":"R0.00"},{"v":0,"d":"R0.00"},{"v":0,"d":"R0.00"},null,null,{"v":0,"d":"R0.00"},{"v":0,"d":"R0.00"},{"v":0,"d":"R0.00"},null,null,{"v":0,"d":"R0.00"},{"v":0,"d":"R0.00"},{"v":0,"d":"R0.00"}]
["8.2.23",8061,"SWITCHGEAR:RMU 22KV 630A 3R CSTLOD IRTU","Ea",{"$nulls":3},{"v":0,"d":"R0.00"},{"v":0,"d":"R0.00"},{"v":0,"d":"R0.00"},null,null,{"v":0,"d":"R0.00"},{"v":0,"d":"R0.00"},{"v":0,"d":"R0.00"},null,null,{"v":0,"d":"R0.00"},{"v":0,"d":"R0.00"},{"v":0,"d":"R0.00"},null,null,{"v":0,"d":"R0.00"},{"v":0,"d":"R0.00"},{"v":0,"d":"R0.00"}]
["8.2.24",8061,"SWITCHGEAR:RMU 22KV 200A 2R1BCSTOD IRTU","Ea",{"$nulls":3},{"v":0,"d":"R0.00"},{"v":0,"d":"R0.00"},{"v":0,"d":"R0.00"},null,null,{"v":0,"d":"R0.00"},{"v":0,"d":"R0.00"},{"v":0,"d":"R0.00"},null,null,{"v":0,"d":"R0.00"},{"v":0,"d":"R0.00"},{"v":0,"d":"R0.00"},null,null,{"v":0,"d":"R0.00"},{"v":0,"d":"R0.00"},{"v":0,"d":"R0.00"}]
["8.2.25",8061,"SWITCHGEAR:RMU 22KV 630A 2R2BCSTOD IRTU","Ea",{"$nulls":3},{"v":0,"d":"R0.00"},{"v":0,"d":"R0.00"},{"v":0,"d":"R0.00"},null,null,{"v":0,"d":"R0.00"},{"v":0,"d":"R0.00"},{"v":0,"d":"R0.00"},null,null,{"v":0,"d":"R0.00"},{"v":0,"d":"R0.00"},{"v":0,"d":"R0.00"},null,null,{"v":0,"d":"R0.00"},{"v":0,"d":"R0.00"},{"v":0,"d":"R0.00"}]
["8.2.26",8061,"SWITCHGEAR:RMU 22KV 200A 2R2BCSTOD IRTU","Ea",{"$nulls":3},{"v":0,"d":"R0.00"},{"v":0,"d":"R0.00"},{"v":0,"d":"R0.00"},null,null,{"v":0,"d":"R0.00"},{"v":0,"d":"R0.00"},{"v":0,"d":"R0.00"},null,null,{"v":0,"d":"R0.00"},{"v":0,"d":"R0.00"},{"v":0,"d":"R0.00"},null,null,{"v":0,"d":"R0.00"},{"v":0,"d":"R0.00"},{"v":0,"d":"R0.00"}]
["8.2.27",8061,"SWITCHGEAR:RMU 22KV 200A 2R1BCSTID IRTU","Ea",{"$nulls":3},{"v":0,"d":"R0.00"},{"v":0,"d":"R0.00"},{"v":0,"d":"R0.00"},null,null,{"v":0,"d":"R0.00"},{"v":0,"d":"R0.00"},{"v":0,"d":"R0.00"},null,null,{"v":0,"d":"R0.00"},{"v":0,"d":"R0.00"},{"v":0,"d":"R0.00"},null,null,{"v":0,"d":"R0.00"},{"v":0,"d":"R0.00"},{"v":0,"d":"R0.00"}]
["8.2.28",8061,"SWITCHGEAR:RMU 22KV 630A 2R1BCSTOD IRTU","Ea",{"$nulls":3},{"v":0,"d":"R0.00"},{"v":0,"d":"R0.00"},{"v":0,"d":"R0.00"},null,null,{"v":0,"d":"R0.00"},{"v":0,"d":"R0.00"},{"v":0,"d":"R0.00"},null,null,{"v":0,"d":"R0.00"},{"v":0,"d":"R0.00"},{"v":0,"d":"R0.00"},null,null,{"v":0,"d":"R0.00"},{"v":0,"d":"R0.00"},{"v":0,"d":"R0.00"}]
["8.2.29",8061,"SWITCHG:IRTU;OD;CST;2R1B;22KV;20KA;630A","Ea",{"$nulls":3},{"v":0,"d":"R0.00"},{"v":0,"d":"R0.00"},{"v":0,"d":"R0.00"},null,null,{"v":0,"d":"R0.00"},{"v":0,"d":"R0.00"},{"v":0,"d":"R0.00"},null,null,{"v":0,"d":"R0.00"},{"v":0,"d":"R0.00"},{"v":0,"d":"R0.00"},null,null,{"v":0,"d":"R0.00"},{"v":0,"d":"R0.00"},{"v":0,"d":"R0.00"}]
["8.2.30",8061,"SWITCHG:IRTU;OD;CST;2R1B;33KV;20KA;630A","Ea",{"$nulls":3},{"v":0,"d":"R0.00"},{"v":0,"d":"R0.00"},{"v":0,"d":"R0.00"},null,null,{"v":0,"d":"R0.00"},{"v":0,"d":"R0.00"},{"v":0,"d":"R0.00"},null,null,{"v":0,"d":"R0.00"},{"v":0,"d":"R0.00"},{"v":0,"d":"R0.00"},null,null,{"v":0,"d":"R0.00"},{"v":0,"d":"R0.00"},{"v":0,"d":"R0.00"}]
["8.2.31",8025,"Plinth Pre-cast 11+22kV 3 SF6 RMU","Ea",{"$nulls":3},{"v":0,"d":"R0.00"},{"v":0,"d":"R0.00"},{"v":0,"d":"R0.00"},null,null,{"v":0,"d":"R0.00"},{"v":0,"d":"R0.00"},{"v":0,"d":"R0.00"},null,null,{"v":0,"d":"R0.00"},{"v":0,"d":"R0.00"},{"v":0,"d":"R0.00"},null,null,{"v":0,"d":"R0.00"},{"v":0,"d":"R0.00"},{"v":0,"d":"R0.00"}]
["8.2.32",8025,"Plinth Pre-cast 11+22kV 4 SF6 RMU","Ea",{"$nulls":3},{"v":0,"d":"R0.00"},{"v":0,"d":"R0.00"},{"v":0,"d":"R0.00"},null,null,{"v":0,"d":"R0.00"},{"v":0,"d":"R0.00"},{"v":0,"d":"R0.00"},null,null,{"v":0,"d":"R0.00"},{"v":0,"d":"R0.00"},{"v":0,"d":"R0.00"},null,null,{"v":0,"d":"R0.00"},{"v":0,"d":"R0.00"},{"v":0,"d":"R0.00"}]
[8.3,null,"CT VT and transformer ground mount units"]
[null,null,"Take delivery of and safely store on site ground mount CTVT and transformer units and pre-cast plinths and install plinths. All civil work to be included. Cable terminations and earthing are measured elsewhere"]
["8.3.1",8025,"PLINTH,PRE-CAST 11+22kV CT-VT D8025","Ea",{"$nulls":3},{"$f":"F68*E68","v":{"v":0,"d":"R0.00"}},{"$f":"E68*G68","v":{"v":0,"d":"R0.00"}},{"$f":"(E68*F68)+(E68*G68)","v":{"v":0,"d":"R0.00"}},null,null,{"v":0,"d":"R0.00"},{"v":0,"d":"R0.00"},{"v":0,"d":"R0.00"},null,null,{"v":0,"d":"R0.00"},{"v":0,"d":"R0.00"},{"v":0,"d":"R0.00"},null,null,{"v":0,"d":"R0.00"},{"v":0,"d":"R0.00"},{"v":0,"d":"R0.00"}]
["8.3.2",3118,"CT+VT 11kV-110V B 3VT+3CT CBL CSTL D3118","Ea",{"$nulls":3},{"v":0,"d":"R0.00"},{"v":0,"d":"R0.00"},{"v":0,"d":"R0.00"},null,null,{"v":0,"d":"R0.00"},{"v":0,"d":"R0.00"},{"v":0,"d":"R0.00"},null,null,{"v":0,"d":"R0.00"},{"v":0,"d":"R0.00"},{"v":0,"d":"R0.00"},null,null,{"v":0,"d":"R0.00"},{"v":0,"d":"R0.00"},{"v":0,"d":"R0.00"}]
["8.3.3",3118,"CT+VT 22kV-110V B 3VT+3CT CBL CSTL D3118","Ea",{"$nulls":3},{"v":0,"d":"R0.00"},{"v":0,"d":"R0.00"},{"v":0,"d":"R0.00"},null,null,{"v":0,"d":"R0.00"},{"v":0,"d":"R0.00"},{"v":0,"d":"R0.00"},null,null,{"v":0,"d":"R0.00"},{"v":0,"d":"R0.00"},{"v":0,"d":"R0.00"},null,null,{"v":0,"d":"R0.00"},{"v":0,"d":"R0.00"},{"v":0,"d":"R0.00"}]
["8.3.4",3118,"CT+VT 11kV-110V C 3VT+3CT CBL CSTL D3118","Ea",{"$nulls":3},{"v":0,"d":"R0.00"},{"v":0,"d":"R0.00"},{"v":0,"d":"R0.00"},null,null,{"$f":"K71*F71","v":{"v":0,"d":"R0.00"}},{"$f":"L71*G71","v":{"v":0,"d":"R0.00"}},{"$f":"SUM(K71*F71)+(L71*G71)","v":{"v":0,"d":"R0.00"}},null,null,{"$f":"P71*F71","v":{"v":0,"d":"R0.00"}},{"$f":"Q71*G71","v":{"v":0,"d":"R0.00"}},{"$f":"SUM(P71*F71)+(Q71*G71)","v":{"v":0,"d":"R0.00"}},null,null,{"$f":"U71*F71","v":{"v":0,"d":"R0.00"}},{"$f":"V71*G71","v":{"v":0,"d":"R0.00"}},{"$f":"SUM(U71*F71)+(V71*G71)","v":{"v":0,"d":"R0.00"}}]
["8.3.5",3118,"CT+VT 22kV-110V C 3VT+3CT CBL CSTL D3118","Ea",{"$nulls":3},{"v":0,"d":"R0.00"},{"v":0,"d":"R0.00"},{"v":0,"d":"R0.00"},null,null,{"v":0,"d":"R0.00"},{"v":0,"d":"R0.00"},{"v":0,"d":"R0.00"},null,null,{"v":0,"d":"R0.00"},{"v":0,"d":"R0.00"},{"v":0,"d":"R0.00"},null,null,{"v":0,"d":"R0.00"},{"v":0,"d":"R0.00"},{"v":0,"d":"R0.00"}]
["8.3.6",8022,"TFR 100kVA 11kV/415V W/CBL BOX CSTL ","Ea",{"$nulls":3},{"v":0,"d":"R0.00"},{"v":0,"d":"R0.00"},{"v":0,"d":"R0.00"},null,null,{"v":0,"d":"R0.00"},{"v":0,"d":"R0.00"},{"v":0,"d":"R0.00"},null,null,{"v":0,"d":"R0.00"},{"v":0,"d":"R0.00"},{"v":0,"d":"R0.00"},null,null,{"v":0,"d":"R0.00"},{"v":0,"d":"R0.00"},{"v":0,"d":"R0.00"}]
["8.3.7",8022,"TFR 100kVA 22kV/415V W/CBL BOX CSTL ","Ea",{"$nulls":3},{"v":0,"d":"R0.00"},{"v":0,"d":"R0.00"},{"v":0,"d":"R0.00"},null,null,{"v":0,"d":"R0.00"},{"v":0,"d":"R0.00"},{"v":0,"d":"R0.00"},null,null,{"v":0,"d":"R0.00"},{"v":0,"d":"R0.00"},{"v":0,"d":"R0.00"},null,null,{"v":0,"d":"R0.00"},{"v":0,"d":"R0.00"},{"v":0,"d":"R0.00"}]
["8.3.8",8022,"TFR 200kVA 11kV/415V W/CBL BOX CSTL ","Ea",{"$nulls":3},{"v":0,"d":"R0.00"},{"v":0,"d":"R0.00"},{"v":0,"d":"R0.00"},null,null,{"v":0,"d":"R0.00"},{"v":0,"d":"R0.00"},{"v":0,"d":"R0.00"},null,null,{"v":0,"d":"R0.00"},{"v":0,"d":"R0.00"},{"v":0,"d":"R0.00"},null,null,{"v":0,"d":"R0.00"},{"v":0,"d":"R0.00"},{"v":0,"d":"R0.00"}]
["8.3.9",8022,"TFR 200kVA 22kV/415V W/CBL BOX CSTL ","Ea",{"$nulls":3},{"v":0,"d":"R0.00"},{"v":0,"d":"R0.00"},{"v":0,"d":"R0.00"},null,null,{"v":0,"d":"R0.00"},{"v":0,"d":"R0.00"},{"v":0,"d":"R0.00"},null,null,{"v":0,"d":"R0.00"},{"v":0,"d":"R0.00"},{"v":0,"d":"R0.00"},null,null,{"v":0,"d":"R0.00"},{"v":0,"d":"R0.00"},{"v":0,"d":"R0.00"}]
["8.3.10",8022,"TFR 315kVA 11kV/415V W/CBL BOX CSTL","Ea",{"$nulls":3},{"v":0,"d":"R0.00"},{"v":0,"d":"R0.00"},{"v":0,"d":"R0.00"},null,null,{"v":0,"d":"R0.00"},{"v":0,"d":"R0.00"},{"v":0,"d":"R0.00"},null,null,{"v":0,"d":"R0.00"},{"v":0,"d":"R0.00"},{"v":0,"d":"R0.00"},null,null,{"v":0,"d":"R0.00"},{"v":0,"d":"R0.00"},{"v":0,"d":"R0.00"}]
["8.3.11",8022,"TFR 315kVA 22kV/415V W/CBL BOX CSTL","Ea",{"$nulls":3},{"v":0,"d":"R0.00"},{"v":0,"d":"R0.00"},{"v":0,"d":"R0.00"},null,null,{"v":0,"d":"R0.00"},{"v":0,"d":"R0.00"},{"v":0,"d":"R0.00"},null,null,{"v":0,"d":"R0.00"},{"v":0,"d":"R0.00"},{"v":0,"d":"R0.00"},null,null,{"v":0,"d":"R0.00"},{"v":0,"d":"R0.00"},{"v":0,"d":"R0.00"}]
["8.3.12",8022,"TFR 500kVA 11kV/415V W/CBL BOX CSTL","Ea",{"$nulls":3},{"v":0,"d":"R0.00"},{"v":0,"d":"R0.00"},{"v":0,"d":"R0.00"},null,null,{"v":0,"d":"R0.00"},{"v":0,"d":"R0.00"},{"v":0,"d":"R0.00"},null,null,{"v":0,"d":"R0.00"},{"v":0,"d":"R0.00"},{"v":0,"d":"R0.00"},null,null,{"v":0,"d":"R0.00"},{"v":0,"d":"R0.00"},{"v":0,"d":"R0.00"}]
["8.3.13",8022,"TFR 500kVA 22kV/415V W/CBL BOX CSTL","Ea",{"$nulls":3},{"v":0,"d":"R0.00"},{"v":0,"d":"R0.00"},{"v":0,"d":"R0.00"},null,null,{"v":0,"d":"R0.00"},{"v":0,"d":"R0.00"},{"v":0,"d":"R0.00"},null,null,{"v":0,"d":"R0.00"},{"v":0,"d":"R0.00"},{"v":0,"d":"R0.00"},null,null,{"v":0,"d":"R0.00"},{"v":0,"d":"R0.00"},{"v":0,"d":"R0.00"}]
["8.3.14",8022,"TFR 1000kVA 11kV/415V W/CBL BOX CSTL","Ea",{"$nulls":3},{"v":0,"d":"R0.00"},{"v":0,"d":"R0.00"},{"v":0,"d":"R0.00"},null,null,{"v":0,"d":"R0.00"},{"v":0,"d":"R0.00"},{"v":0,"d":"R0.00"},null,null,{"v":0,"d":"R0.00"},{"v":0,"d":"R0.00"},{"v":0,"d":"R0.00"},null,null,{"v":0,"d":"R0.00"},{"v":0,"d":"R0.00"},{"v":0,"d":"R0.00"}]
["8.3.15",8022,"TFR 1000kVA 22kV/415V W/CBL BOX CSTL","Ea",{"$nulls":3},{"v":0,"d":"R0.00"},{"v":0,"d":"R0.00"},{"v":0,"d":"R0.00"},null,null,{"v":0,"d":"R0.00"},{"v":0,"d":"R0.00"},{"v":0,"d":"R0.00"},null,null,{"v":0,"d":"R0.00"},{"v":0,"d":"R0.00"},{"v":0,"d":"R0.00"},null,null,{"v":0,"d":"R0.00"},{"v":0,"d":"R0.00"},{"v":0,"d":"R0.00"}]
["8.3.16",8025,"PLINTH,PRE-CAST 100-1000kVA TFR","Ea",{"$nulls":3},{"v":0,"d":"R0.00"},{"v":0,"d":"R0.00"},{"v":0,"d":"R0.00"},null,null,{"v":0,"d":"R0.00"},{"v":0,"d":"R0.00"},{"v":0,"d":"R0.00"},null,null,{"v":0,"d":"R0.00"},{"v":0,"d":"R0.00"},{"v":0,"d":"R0.00"},null,null,{"v":0,"d":"R0.00"},{"v":0,"d":"R0.00"},{"v":0,"d":"R0.00"}]
[{"$nulls":7},{"v":0,"d":"R0.00"},{"v":0,"d":"R0.00"},{"v":0,"d":"R0.00"},null,null,{"v":0,"d":"R0.00"},{"v":0,"d":"R0.00"},{"v":0,"d":"R0.00"},null,null,{"v":0,"d":"R0.00"},{"v":0,"d":"R0.00"},{"v":0,"d":"R0.00"},null,null,{"v":0,"d":"R0.00"},{"v":0,"d":"R0.00"},{"v":0,"d":"R0.00"}]
[8.4,null,"MV cable equipment and outdoor termination earthing"]
[null,null,"Install all materials for the complete MV, LV and equipotential earthing of minisubs and RMUs for U/G networks as specified. Included in the rate shall be all required spikes, insulated copper conductor, bare copper. Earthing to be installed as per referenced drawing.  Excavation, backfilling and compaction are measured elsewhere."]
["8.4.1","0800 series","Equipotential earth electrode ","m",{"$nulls":3},{"$f":"F87*E87","v":{"v":0,"d":"R0.00"}},{"$f":"E87*G87","v":{"v":0,"d":"R0.00"}},{"$f":"(E87*F87)+(E87*G87)","v":{"v":0,"d":"R0.00"}},null,null,{"v":0,"d":"R0.00"},{"v":0,"d":"R0.00"},{"v":0,"d":"R0.00"},null,null,{"v":0,"d":"R0.00"},{"v":0,"d":"R0.00"},{"v":0,"d":"R0.00"},null,null,{"v":0,"d":"R0.00"},{"v":0,"d":"R0.00"},{"v":0,"d":"R0.00"}]
["8.4.2","0800 series"," MV Earth","m",{"$nulls":3},{"v":0,"d":"R0.00"},{"v":0,"d":"R0.00"},{"v":0,"d":"R0.00"},null,null,{"v":0,"d":"R0.00"},{"v":0,"d":"R0.00"},{"v":0,"d":"R0.00"},null,null,{"v":0,"d":"R0.00"},{"v":0,"d":"R0.00"},{"v":0,"d":"R0.00"},null,null,{"v":0,"d":"R0.00"},{"v":0,"d":"R0.00"},{"v":0,"d":"R0.00"}]
["8.4.3","0800 series"," LV Earth","m",{"$nulls":3},{"v":0,"d":"R0.00"},{"v":0,"d":"R0.00"},{"v":0,"d":"R0.00"},null,null,{"v":0,"d":"R0.00"},{"v":0,"d":"R0.00"},{"v":0,"d":"R0.00"},null,null,{"v":0,"d":"R0.00"},{"v":0,"d":"R0.00"},{"v":0,"d":"R0.00"},null,null,{"v":0,"d":"R0.00"},{"v":0,"d":"R0.00"},{"v":0,"d":"R0.00"}]
[8.5,null,"MV Cable"]
[null,null,"Take delivery of and safely store on site MV cable and install MV cable in trench.  Trench excavations, backfilling and compaction are measured elsewhere.  Terminations and joints are measured elsewhere.  Cable rollers are required to pull cable into and in trench. This activity is only for the laying of the cable into the trench and postioning the cable in the trench. "]
["8.5.1",8000,"CABLE,ELECT:11 KV ;PILC ;25 MM2 ;3C ;CU","m",{"$nulls":4},{"$f":"E92*G92","v":{"v":0,"d":"R0.00"}},{"$f":"(E92*F92)+(E92*G92)","v":{"v":0,"d":"R0.00"}},{"$nulls":3},{"v":0,"d":"R0.00"},{"v":0,"d":"R0.00"},{"$nulls":3},{"v":0,"d":"R0.00"},{"v":0,"d":"R0.00"},{"$nulls":3},{"v":0,"d":"R0.00"},{"v":0,"d":"R0.00"}]
["8.5.2",8000,"CABLE,ELECT:11 KV ;PILC ;50 MM2 ;3C ;CU  ","m",{"$nulls":4},{"v":0,"d":"R0.00"},{"v":0,"d":"R0.00"},{"$nulls":3},{"v":0,"d":"R0.00"},{"v":0,"d":"R0.00"},{"$nulls":3},{"v":0,"d":"R0.00"},{"v":0,"d":"R0.00"},{"$nulls":3},{"v":0,"d":"R0.00"},{"v":0,"d":"R0.00"}]
["8.5.3",8000,"CABLE,ELECT:11 KV ;PILC ;95 MM2 ;3C ;CU  ","m",{"$nulls":4},{"v":0,"d":"R0.00"},{"v":0,"d":"R0.00"},{"$nulls":3},{"v":0,"d":"R0.00"},{"v":0,"d":"R0.00"},{"$nulls":3},{"v":0,"d":"R0.00"},{"v":0,"d":"R0.00"},{"$nulls":3},{"v":0,"d":"R0.00"},{"v":0,"d":"R0.00"}]
["8.5.4",8000,"CABLE,ELECT:11 KV ;PILC ;185 MM2 ;3C  ","m",{"$nulls":4},{"v":0,"d":"R0.00"},{"v":0,"d":"R0.00"},{"$nulls":3},{"v":0,"d":"R0.00"},{"v":0,"d":"R0.00"},{"$nulls":3},{"v":0,"d":"R0.00"},{"v":0,"d":"R0.00"},{"$nulls":3},{"v":0,"d":"R0.00"},{"v":0,"d":"R0.00"}]
["8.5.5",8000,"CABLE,ELECT:11 KV ;PILC ;300 MM2 ;3C  ","m",{"$nulls":4},{"v":0,"d":"R0.00"},{"v":0,"d":"R0.00"},{"$nulls":3},{"v":0,"d":"R0.00"},{"v":0,"d":"R0.00"},{"$nulls":3},{"v":0,"d":"R0.00"},{"v":0,"d":"R0.00"},{"$nulls":3},{"v":0,"d":"R0.00"},{"v":0,"d":"R0.00"}]
["8.5.6",8000,"CABLE,ELECT:11 KV;PILC;1C;630 MM2;CU  ","m",{"$nulls":4},{"v":0,"d":"R0.00"},{"v":0,"d":"R0.00"},{"$nulls":3},{"v":0,"d":"R0.00"},{"v":0,"d":"R0.00"},{"$nulls":3},{"v":0,"d":"R0.00"},{"v":0,"d":"R0.00"},{"$nulls":3},{"v":0,"d":"R0.00"},{"v":0,"d":"R0.00"}]
["8.5.7",8000,"CABLE,ELECT:22KV;PILC;25 MM2;3C;CU","m",{"$nulls":4},{"v":0,"d":"R0.00"},{"v":0,"d":"R0.00"},{"$nulls":3},{"v":0,"d":"R0.00"},{"v":0,"d":"R0.00"},{"$nulls":3},{"v":0,"d":"R0.00"},{"v":0,"d":"R0.00"},{"$nulls":3},{"v":0,"d":"R0.00"},{"v":0,"d":"R0.00"}]
["8.5.8",8000,"CABLE,ELECT:22 KV ;PILC ;50 MM2 ;3C ;CU  ","m",{"$nulls":4},{"v":0,"d":"R0.00"},{"v":0,"d":"R0.00"},{"$nulls":3},{"v":0,"d":"R0.00"},{"v":0,"d":"R0.00"},{"$nulls":3},{"v":0,"d":"R0.00"},{"v":0,"d":"R0.00"},{"$nulls":3},{"v":0,"d":"R0.00"},{"v":0,"d":"R0.00"}]
["8.5.9",8000,"CABLE,ELECT:22 KV ;PILC ;95 MM2 ;3C ;CU  ","m",{"$nulls":4},{"v":0,"d":"R0.00"},{"v":0,"d":"R0.00"},{"$nulls":3},{"v":0,"d":"R0.00"},{"v":0,"d":"R0.00"},{"$nulls":3},{"v":0,"d":"R0.00"},{"v":0,"d":"R0.00"},{"$nulls":3},{"v":0,"d":"R0.00"},{"v":0,"d":"R0.00"}]
["8.5.10",8000,"CABLE,ELECT:22 KV ;PILC ;185 MM2 ;3C  ","m",{"$nulls":4},{"v":0,"d":"R0.00"},{"v":0,"d":"R0.00"},{"$nulls":3},{"v":0,"d":"R0.00"},{"v":0,"d":"R0.00"},{"$nulls":3},{"v":0,"d":"R0.00"},{"v":0,"d":"R0.00"},{"$nulls":3},{"v":0,"d":"R0.00"},{"v":0,"d":"R0.00"}]
["8.5.11",8000,"CABLE,ELECT:22 KV;PILC;1C;630 MM2;CU  ","m",{"$nulls":4},{"v":0,"d":"R0.00"},{"v":0,"d":"R0.00"},{"$nulls":3},{"v":0,"d":"R0.00"},{"v":0,"d":"R0.00"},{"$nulls":3},{"v":0,"d":"R0.00"},{"v":0,"d":"R0.00"},{"$nulls":3},{"v":0,"d":"R0.00"},{"v":0,"d":"R0.00"}]
["8.5.12",8000,"CABLE,ELECT:33 KV ;PILC;95MM2;3C ;CU  ","m",{"$nulls":4},{"v":0,"d":"R0.00"},{"v":0,"d":"R0.00"},{"$nulls":3},{"v":0,"d":"R0.00"},{"v":0,"d":"R0.00"},{"$nulls":3},{"v":0,"d":"R0.00"},{"v":0,"d":"R0.00"},{"$nulls":3},{"v":0,"d":"R0.00"},{"v":0,"d":"R0.00"}]
["8.5.13",8000,"CABLE,ELECT:33 KV ;PILC ;1C;630 MM2","m",{"$nulls":4},{"v":0,"d":"R0.00"},{"v":0,"d":"R0.00"},{"$nulls":3},{"v":0,"d":"R0.00"},{"v":0,"d":"R0.00"},{"$nulls":3},{"v":0,"d":"R0.00"},{"v":0,"d":"R0.00"},{"$nulls":3},{"v":0,"d":"R0.00"},{"v":0,"d":"R0.00"}]
["8.5.14",8001,"CABLE,ELECT:EUX3KCQ 11KV 3C;CU;25 MM2  XLPE","m",{"$nulls":4},{"v":0,"d":"R0.00"},{"v":0,"d":"R0.00"},{"$nulls":3},{"v":0,"d":"R0.00"},{"v":0,"d":"R0.00"},{"$nulls":3},{"v":0,"d":"R0.00"},{"v":0,"d":"R0.00"},{"$nulls":3},{"v":0,"d":"R0.00"},{"v":0,"d":"R0.00"}]
["8.5.15",8001,"CABLE,ELECT:EUX3MCQ 11KV 3C;CU;50 MM2  XLPE","m",{"$nulls":4},{"v":0,"d":"R0.00"},{"v":0,"d":"R0.00"},{"$nulls":3},{"v":0,"d":"R0.00"},{"v":0,"d":"R0.00"},{"$nulls":3},{"v":0,"d":"R0.00"},{"v":0,"d":"R0.00"},{"$nulls":3},{"v":0,"d":"R0.00"},{"v":0,"d":"R0.00"}]
["8.5.16",8001,"CABLE,ELECT:EUX3PCQ 11KV 3C;CU;95 MM2   XLPE","m",{"$nulls":4},{"v":0,"d":"R0.00"},{"v":0,"d":"R0.00"},{"$nulls":3},{"v":0,"d":"R0.00"},{"v":0,"d":"R0.00"},{"$nulls":3},{"v":0,"d":"R0.00"},{"v":0,"d":"R0.00"},{"$nulls":3},{"v":0,"d":"R0.00"},{"v":0,"d":"R0.00"}]
["8.5.17",8001,"CABLE,ELECT:EUX3SCQ 11KV 3C;CU;185 MM2  XLPE","m",{"$nulls":4},{"v":0,"d":"R0.00"},{"v":0,"d":"R0.00"},{"$nulls":3},{"v":0,"d":"R0.00"},{"v":0,"d":"R0.00"},{"$nulls":3},{"v":0,"d":"R0.00"},{"v":0,"d":"R0.00"},{"$nulls":3},{"v":0,"d":"R0.00"},{"v":0,"d":"R0.00"}]
["8.5.18",8001,"CABLE,ELECT:EUX3UCQ 11KV 3C;CU;300 MM2  XLPE","m",{"$nulls":4},{"v":0,"d":"R0.00"},{"v":0,"d":"R0.00"},{"$nulls":3},{"v":0,"d":"R0.00"},{"v":0,"d":"R0.00"},{"$nulls":3},{"v":0,"d":"R0.00"},{"v":0,"d":"R0.00"},{"$nulls":3},{"v":0,"d":"R0.00"},{"v":0,"d":"R0.00"}]
["8.5.19",8001,"CABLE,ELECT:EUX1MCQ 11KV 1C;CU;50 MM2   XLPE","m",{"$nulls":4},{"v":0,"d":"R0.00"},{"v":0,"d":"R0.00"},{"$nulls":3},{"v":0,"d":"R0.00"},{"v":0,"d":"R0.00"},{"$nulls":3},{"v":0,"d":"R0.00"},{"v":0,"d":"R0.00"},{"$nulls":3},{"v":0,"d":"R0.00"},{"v":0,"d":"R0.00"}]
["8.5.20",8001,"CABLE,ELECT:EUX1PCQ 11KV 1C;CU;95 MM2  XLPE","m",{"$nulls":4},{"v":0,"d":"R0.00"},{"v":0,"d":"R0.00"},{"$nulls":3},{"v":0,"d":"R0.00"},{"v":0,"d":"R0.00"},{"$nulls":3},{"v":0,"d":"R0.00"},{"v":0,"d":"R0.00"},{"$nulls":3},{"v":0,"d":"R0.00"},{"v":0,"d":"R0.00"}]
["8.5.21",8001,"CABLE,ELECT:EUX1SCQ 11KV 1C;CU;185 MM2   XLPE","m",{"$nulls":4},{"v":0,"d":"R0.00"},{"v":0,"d":"R0.00"},{"$nulls":3},{"v":0,"d":"R0.00"},{"v":0,"d":"R0.00"},{"$nulls":3},{"v":0,"d":"R0.00"},{"v":0,"d":"R0.00"},{"$nulls":3},{"v":0,"d":"R0.00"},{"v":0,"d":"R0.00"}]
["8.5.22",8001,"CABLE,ELECT:EUX1UCQ 11KV 1C;CU;300 MM2  XLPE","m",{"$nulls":4},{"v":0,"d":"R0.00"},{"v":0,"d":"R0.00"},{"$nulls":3},{"v":0,"d":"R0.00"},{"v":0,"d":"R0.00"},{"$nulls":3},{"v":0,"d":"R0.00"},{"v":0,"d":"R0.00"},{"$nulls":3},{"v":0,"d":"R0.00"},{"v":0,"d":"R0.00"}]
["8.5.23",8001,"CABLE,ELECT:EUX1XCQ 11KV 1C;CU;630 MM2  XLPE","m",{"$nulls":4},{"v":0,"d":"R0.00"},{"v":0,"d":"R0.00"},{"$nulls":3},{"v":0,"d":"R0.00"},{"v":0,"d":"R0.00"},{"$nulls":3},{"v":0,"d":"R0.00"},{"v":0,"d":"R0.00"},{"$nulls":3},{"v":0,"d":"R0.00"},{"v":0,"d":"R0.00"}]
["8.5.24",8001,"CABLE,ELECT:EUX3PAQ 11KV 3C;AL;95 MM2  XLPE","m",{"$nulls":4},{"v":0,"d":"R0.00"},{"v":0,"d":"R0.00"},{"$nulls":3},{"v":0,"d":"R0.00"},{"v":0,"d":"R0.00"},{"$nulls":3},{"v":0,"d":"R0.00"},{"v":0,"d":"R0.00"},{"$nulls":3},{"v":0,"d":"R0.00"},{"v":0,"d":"R0.00"}]
["8.5.25",8001,"CABLE,ELECT:EUX3SAQ 11KV 3C;AL;185 MM2   XLPE","m",{"$nulls":4},{"v":0,"d":"R0.00"},{"v":0,"d":"R0.00"},{"$nulls":3},{"v":0,"d":"R0.00"},{"v":0,"d":"R0.00"},{"$nulls":3},{"v":0,"d":"R0.00"},{"v":0,"d":"R0.00"},{"$nulls":3},{"v":0,"d":"R0.00"},{"v":0,"d":"R0.00"}]
["8.5.26",8001,"CABLE,ELECT:EUX3UAQ 11KV 3C;AL;300 MM2  XLPE","m",{"$nulls":4},{"v":0,"d":"R0.00"},{"v":0,"d":"R0.00"},{"$nulls":3},{"v":0,"d":"R0.00"},{"v":0,"d":"R0.00"},{"$nulls":3},{"v":0,"d":"R0.00"},{"v":0,"d":"R0.00"},{"$nulls":3},{"v":0,"d":"R0.00"},{"v":0,"d":"R0.00"}]
["8.5.27",8001,"CABLE,ELECT:FUX3KCQ 22KV 3C;CU;25 MM2  XLPE","m",{"$nulls":4},{"v":0,"d":"R0.00"},{"v":0,"d":"R0.00"},{"$nulls":3},{"v":0,"d":"R0.00"},{"v":0,"d":"R0.00"},{"$nulls":3},{"v":0,"d":"R0.00"},{"v":0,"d":"R0.00"},{"$nulls":3},{"v":0,"d":"R0.00"},{"v":0,"d":"R0.00"}]
["8.5.28",8001,"CABLE,ELECT:FUX3MCQ 22KV 3C;CU;50 MM2  XLPE","m",{"$nulls":4},{"v":0,"d":"R0.00"},{"v":0,"d":"R0.00"},{"$nulls":3},{"v":0,"d":"R0.00"},{"v":0,"d":"R0.00"},{"$nulls":3},{"v":0,"d":"R0.00"},{"v":0,"d":"R0.00"},{"$nulls":3},{"v":0,"d":"R0.00"},{"v":0,"d":"R0.00"}]
["8.5.29",8001,"CABLE,ELECT:FUX3PCQ 22KV 3C;CU;95 MM2  XLPE","m",{"$nulls":4},{"v":0,"d":"R0.00"},{"v":0,"d":"R0.00"},{"$nulls":3},{"v":0,"d":"R0.00"},{"v":0,"d":"R0.00"},{"$nulls":3},{"v":0,"d":"R0.00"},{"v":0,"d":"R0.00"},{"$nulls":3},{"v":0,"d":"R0.00"},{"v":0,"d":"R0.00"}]
["8.5.30",8001,"CABLE,ELECT:FUX3SCQ;22 kV 3C CU;185 MM2  XLPE","m",{"$nulls":4},{"v":0,"d":"R0.00"},{"v":0,"d":"R0.00"},{"$nulls":3},{"v":0,"d":"R0.00"},{"v":0,"d":"R0.00"},{"$nulls":3},{"v":0,"d":"R0.00"},{"v":0,"d":"R0.00"},{"$nulls":3},{"v":0,"d":"R0.00"},{"v":0,"d":"R0.00"}]
["8.5.31",8001,"CABLE,ELECT:FUX1MCQ 22KV 1C;CU;50 MM2   XLPE","m",{"$nulls":4},{"v":0,"d":"R0.00"},{"v":0,"d":"R0.00"},{"$nulls":3},{"v":0,"d":"R0.00"},{"v":0,"d":"R0.00"},{"$nulls":3},{"v":0,"d":"R0.00"},{"v":0,"d":"R0.00"},{"$nulls":3},{"v":0,"d":"R0.00"},{"v":0,"d":"R0.00"}]
["8.5.32",8001,"CABLE,ELECT:FUX1PCQ 22KV 1C;CU;95 MM2  XLPE","m",{"$nulls":4},{"v":0,"d":"R0.00"},{"v":0,"d":"R0.00"},{"$nulls":3},{"v":0,"d":"R0.00"},{"v":0,"d":"R0.00"},{"$nulls":3},{"v":0,"d":"R0.00"},{"v":0,"d":"R0.00"},{"$nulls":3},{"v":0,"d":"R0.00"},{"v":0,"d":"R0.00"}]
["8.5.33",8001,"CABLE,ELECT:FUX1SCQ 22KV 1C;CU;185 MM2   XLPE","m",{"$nulls":4},{"v":0,"d":"R0.00"},{"v":0,"d":"R0.00"},{"$nulls":3},{"v":0,"d":"R0.00"},{"v":0,"d":"R0.00"},{"$nulls":3},{"v":0,"d":"R0.00"},{"v":0,"d":"R0.00"},{"$nulls":3},{"v":0,"d":"R0.00"},{"v":0,"d":"R0.00"}]
["8.5.34",8001,"CABLE,ELECT:FUX1UCQ 22KV 1C;CU;300 MM2  XLPE","m",{"$nulls":4},{"v":0,"d":"R0.00"},{"v":0,"d":"R0.00"},{"$nulls":3},{"v":0,"d":"R0.00"},{"v":0,"d":"R0.00"},{"$nulls":3},{"v":0,"d":"R0.00"},{"v":0,"d":"R0.00"},{"$nulls":3},{"v":0,"d":"R0.00"},{"v":0,"d":"R0.00"}]
["8.5.35",8001,"CABLE,ELECT:FUX1XCQ 22KV 1C;CU;630 MM2  XLPE","m",{"$nulls":4},{"v":0,"d":"R0.00"},{"v":0,"d":"R0.00"},{"$nulls":3},{"v":0,"d":"R0.00"},{"v":0,"d":"R0.00"},{"$nulls":3},{"v":0,"d":"R0.00"},{"v":0,"d":"R0.00"},{"$nulls":3},{"v":0,"d":"R0.00"},{"v":0,"d":"R0.00"}]
["8.5.36",8001,"CABLE,ELECT:FUX3MAQ 22KV 3C;AL;50 MM2  XLPE","m",{"$nulls":4},{"v":0,"d":"R0.00"},{"v":0,"d":"R0.00"},{"$nulls":3},{"v":0,"d":"R0.00"},{"v":0,"d":"R0.00"},{"$nulls":3},{"v":0,"d":"R0.00"},{"v":0,"d":"R0.00"},{"$nulls":3},{"v":0,"d":"R0.00"},{"v":0,"d":"R0.00"}]
["8.5.37",8001,"CABLE,ELECT:FUX3PAQ 22KV 3C;AL;95 MM2  XLPE","m",{"$nulls":4},{"v":0,"d":"R0.00"},{"v":0,"d":"R0.00"},{"$nulls":3},{"v":0,"d":"R0.00"},{"v":0,"d":"R0.00"},{"$nulls":3},{"v":0,"d":"R0.00"},{"v":0,"d":"R0.00"},{"$nulls":3},{"v":0,"d":"R0.00"},{"v":0,"d":"R0.00"}]
["8.5.38",8001,"CABLE,ELECT:FUX3SAQ 22KV 3C;AL;185 MM2  XLPE","m",{"$nulls":4},{"v":0,"d":"R0.00"},{"v":0,"d":"R0.00"},{"$nulls":3},{"v":0,"d":"R0.00"},{"v":0,"d":"R0.00"},{"$nulls":3},{"v":0,"d":"R0.00"},{"v":0,"d":"R0.00"},{"$nulls":3},{"v":0,"d":"R0.00"},{"v":0,"d":"R0.00"}]
["8.5.39",8001,"CABLE,ELECT:FUX3UAQ 22KV 3C;AL;300 MM2  XLPE","m",{"$nulls":4},{"v":0,"d":"R0.00"},{"v":0,"d":"R0.00"},{"$nulls":3},{"v":0,"d":"R0.00"},{"v":0,"d":"R0.00"},{"$nulls":3},{"v":0,"d":"R0.00"},{"v":0,"d":"R0.00"},{"$nulls":3},{"v":0,"d":"R0.00"},{"v":0,"d":"R0.00"}]
["8.5.40",8001,"CABLE,ELECT:GUX3MCQ 33KV 3C;CU;50 MM2   XLPE","m",{"$nulls":4},{"v":0,"d":"R0.00"},{"v":0,"d":"R0.00"},{"$nulls":3},{"v":0,"d":"R0.00"},{"v":0,"d":"R0.00"},{"$nulls":3},{"v":0,"d":"R0.00"},{"v":0,"d":"R0.00"},{"$nulls":3},{"v":0,"d":"R0.00"},{"v":0,"d":"R0.00"}]
["8.5.41",8001,"CABLE,ELECT:GUX3PCQ 33KV 3C;CU;95 MM2  XLPE","m",{"$nulls":4},{"v":0,"d":"R0.00"},{"v":0,"d":"R0.00"},{"$nulls":3},{"v":0,"d":"R0.00"},{"v":0,"d":"R0.00"},{"$nulls":3},{"v":0,"d":"R0.00"},{"v":0,"d":"R0.00"},{"$nulls":3},{"v":0,"d":"R0.00"},{"v":0,"d":"R0.00"}]
["8.5.42",8001,"CABLE,ELECT:GUX3SCQ 33KV 3C;CU;185 MM2  XLPE","m",{"$nulls":4},{"v":0,"d":"R0.00"},{"v":0,"d":"R0.00"},{"$nulls":3},{"v":0,"d":"R0.00"},{"v":0,"d":"R0.00"},{"$nulls":3},{"v":0,"d":"R0.00"},{"v":0,"d":"R0.00"},{"$nulls":3},{"v":0,"d":"R0.00"},{"v":0,"d":"R0.00"}]
["8.5.43",8001,"CABLE,ELECT:GUX3UCQ 33KV 3C;CU;300 MM2XLPE","m",{"$nulls":4},{"v":0,"d":"R0.00"},{"v":0,"d":"R0.00"},{"$nulls":3},{"v":0,"d":"R0.00"},{"v":0,"d":"R0.00"},{"$nulls":3},{"v":0,"d":"R0.00"},{"v":0,"d":"R0.00"},{"$nulls":3},{"v":0,"d":"R0.00"},{"v":0,"d":"R0.00"}]
["8.5.44",8001,"CABLE,ELECT:GUX1MCQ 33KV 1C;CU;50 MM2  XLPE","m",{"$nulls":4},{"v":0,"d":"R0.00"},{"v":0,"d":"R0.00"},{"$nulls":3},{"$f":"L135*G135","v":{"v":0,"d":"R0.00"}},{"$f":"SUM(K135*F135)+(L135*G135)","v":{"v":0,"d":"R0.00"}},{"$nulls":3},{"$f":"Q135*G135","v":{"v":0,"d":"R0.00"}},{"$f":"SUM(P135*F135)+(Q135*G135)","v":{"v":0,"d":"R0.00"}},{"$nulls":3},{"$f":"V135*G135","v":{"v":0,"d":"R0.00"}},{"$f":"SUM(U135*F135)+(V135*G135)","v":{"v":0,"d":"R0.00"}}]
["8.5.45",8001,"CABLE,ELECT:GUX1PCQ 33KV 1C;CU;95 MM2  XLPE","m",{"$nulls":4},{"v":0,"d":"R0.00"},{"v":0,"d":"R0.00"},{"$nulls":3},{"v":0,"d":"R0.00"},{"v":0,"d":"R0.00"},{"$nulls":3},{"v":0,"d":"R0.00"},{"v":0,"d":"R0.00"},{"$nulls":3},{"v":0,"d":"R0.00"},{"v":0,"d":"R0.00"}]
["8.5.46",8001,"CABLE,ELECT:GUX1SCQ 33KV 1C;CU;185 MM2  XLPE","m",{"$nulls":4},{"v":0,"d":"R0.00"},{"v":0,"d":"R0.00"},{"$nulls":3},{"v":0,"d":"R0.00"},{"v":0,"d":"R0.00"},{"$nulls":3},{"v":0,"d":"R0.00"},{"v":0,"d":"R0.00"},{"$nulls":3},{"v":0,"d":"R0.00"},{"v":0,"d":"R0.00"}]
["8.5.47",8001,"CABLE,ELECT:GUX1UCQ 33KV 1C;CU;300 MM2   XLPE","m",{"$nulls":4},{"v":0,"d":"R0.00"},{"v":0,"d":"R0.00"},{"$nulls":3},{"v":0,"d":"R0.00"},{"v":0,"d":"R0.00"},{"$nulls":3},{"v":0,"d":"R0.00"},{"v":0,"d":"R0.00"},{"$nulls":3},{"v":0,"d":"R0.00"},{"v":0,"d":"R0.00"}]
["8.5.48",8001,"CABLE,ELECT:GUX1XCQ 33KV 1C;CU;630 MM2  XLPE","m",{"$nulls":4},{"v":0,"d":"R0.00"},{"v":0,"d":"R0.00"},{"$nulls":3},{"v":0,"d":"R0.00"},{"v":0,"d":"R0.00"},{"$nulls":3},{"v":0,"d":"R0.00"},{"v":0,"d":"R0.00"},{"$nulls":3},{"v":0,"d":"R0.00"},{"v":0,"d":"R0.00"}]
["8.5.49",8001,"CABLE,ELECT:GUX3MAQ 33KV 3C;AL;50 MM2  XLPE","m",{"$nulls":4},{"v":0,"d":"R0.00"},{"v":0,"d":"R0.00"},{"$nulls":3},{"v":0,"d":"R0.00"},{"v":0,"d":"R0.00"},{"$nulls":3},{"v":0,"d":"R0.00"},{"v":0,"d":"R0.00"},{"$nulls":3},{"v":0,"d":"R0.00"},{"v":0,"d":"R0.00"}]
["8.5.50",8001,"CABLE,ELECT:GUX3PAQ 33KV 3C;AL;95 MM2  XLPE","m",{"$nulls":4},{"v":0,"d":"R0.00"},{"v":0,"d":"R0.00"},{"$nulls":3},{"v":0,"d":"R0.00"},{"v":0,"d":"R0.00"},{"$nulls":3},{"v":0,"d":"R0.00"},{"v":0,"d":"R0.00"},{"$nulls":3},{"v":0,"d":"R0.00"},{"v":0,"d":"R0.00"}]
["8.5.51",8001,"CABLE,ELECT:GUX3SAQ 33KV 3C;AL;185 MM2  XLPE","m",{"$nulls":4},{"v":0,"d":"R0.00"},{"v":0,"d":"R0.00"},{"$nulls":3},{"v":0,"d":"R0.00"},{"v":0,"d":"R0.00"},{"$nulls":3},{"v":0,"d":"R0.00"},{"v":0,"d":"R0.00"},{"$nulls":3},{"v":0,"d":"R0.00"},{"v":0,"d":"R0.00"}]
["8.5.52",8001,"CABLE,ELECT:GUX3UAQ 33KV 3C;AL;300 MM2  XLPE","m",{"$nulls":4},{"v":0,"d":"R0.00"},{"v":0,"d":"R0.00"},{"$nulls":3},{"v":0,"d":"R0.00"},{"v":0,"d":"R0.00"},{"$nulls":3},{"v":0,"d":"R0.00"},{"v":0,"d":"R0.00"},{"$nulls":3},{"v":0,"d":"R0.00"},{"v":0,"d":"R0.00"}]
[8.6,null,"Install Outdoor MV Cable Terminations"]
[null,null,"Install Cable Termination onto Delta or H-pole structure with equipment links, termination support  brackets, surge arrestors, stand off insulators and other ancillary equipment.  Connect  the termination. Install a galvanised steel pipe at ground level.  Install anti climbing device.  Install lables.  This is only for a single 3 phase cable. "]
["8.6.1",850,"Termination onto Delta single pole structure-station class SA's","Ea",{"$nulls":3},{"$f":"F146*E146","v":{"v":0,"d":"R0.00"}},{"$f":"E146*G146","v":{"v":0,"d":"R0.00"}},{"$f":"(E146*F146)+(E146*G146)","v":{"v":0,"d":"R0.00"}},null,null,{"$f":"K146*F146","v":{"v":0,"d":"R0.00"}},{"v":0,"d":"R0.00"},{"v":0,"d":"R0.00"},null,null,{"$f":"P146*F146","v":{"v":0,"d":"R0.00"}},{"v":0,"d":"R0.00"},{"v":0,"d":"R0.00"},null,null,{"$f":"U146*F146","v":{"v":0,"d":"R0.00"}},{"v":0,"d":"R0.00"},{"v":0,"d":"R0.00"}]
["8.6.2",850,"Termination onto H-pole  pole structure - station class SA's","Ea",{"$nulls":3},{"v":0,"d":"R0.00"},{"v":0,"d":"R0.00"},{"v":0,"d":"R0.00"},null,null,{"v":0,"d":"R0.00"},{"v":0,"d":"R0.00"},{"v":0,"d":"R0.00"},null,null,{"v":0,"d":"R0.00"},{"v":0,"d":"R0.00"},{"v":0,"d":"R0.00"},null,null,{"v":0,"d":"R0.00"},{"v":0,"d":"R0.00"},{"v":0,"d":"R0.00"}]
["8.6.3",851,"Termination onto Overhead Line termination bracket with cut-out link onto single pole structure - Dist class SA's","Ea",{"$nulls":3},{"v":0,"d":"R0.00"},{"v":0,"d":"R0.00"},{"v":0,"d":"R0.00"},null,null,{"v":0,"d":"R0.00"},{"v":0,"d":"R0.00"},{"v":0,"d":"R0.00"},null,null,{"v":0,"d":"R0.00"},{"v":0,"d":"R0.00"},{"v":0,"d":"R0.00"},null,null,{"v":0,"d":"R0.00"},{"v":0,"d":"R0.00"},{"v":0,"d":"R0.00"}]
["8.6.4",851,"Termination onto Overhead Line termination bracket with cut-out links onto H-Pole- Dist class SA's","Ea",{"$nulls":3},{"v":0,"d":"R0.00"},{"v":0,"d":"R0.00"},{"v":0,"d":"R0.00"},null,null,{"v":0,"d":"R0.00"},{"v":0,"d":"R0.00"},{"v":0,"d":"R0.00"},null,null,{"v":0,"d":"R0.00"},{"v":0,"d":"R0.00"},{"v":0,"d":"R0.00"},null,null,{"v":0,"d":"R0.00"},{"v":0,"d":"R0.00"},{"v":0,"d":"R0.00"}]
[8.7,null,"Perform outdoor termination on cable"]
[null,null," Complete an outdoortermination on the cable.  This is only performing the termination by a cable jointer.  Note that where single core cables are terminated the rate is for performing the termination on three cables.  Mounting the termination is measured elsewhere."]
["8.7.1",2805,"TERM KIT 3C 11kV 16-35SQ OD PILC D2805 ","Ea",{"$nulls":3},{"$f":"F152*E152","v":{"v":0,"d":"R0.00"}},{"$f":"E152*G152","v":{"v":0,"d":"R0.00"}},{"$f":"(E152*F152)+(E152*G152)","v":{"v":0,"d":"R0.00"}},null,null,{"v":0,"d":"R0.00"},{"v":0,"d":"R0.00"},{"v":0,"d":"R0.00"},null,null,{"v":0,"d":"R0.00"},{"v":0,"d":"R0.00"},{"v":0,"d":"R0.00"},null,null,{"v":0,"d":"R0.00"},{"v":0,"d":"R0.00"},{"v":0,"d":"R0.00"}]
["8.7.2",2806,"TERM KIT 3C 11kV 16-35SQ OD XLPE D2806 ","Ea",{"$nulls":3},{"v":0,"d":"R0.00"},{"v":0,"d":"R0.00"},{"v":0,"d":"R0.00"},null,null,{"v":0,"d":"R0.00"},{"v":0,"d":"R0.00"},{"v":0,"d":"R0.00"},null,null,{"v":0,"d":"R0.00"},{"v":0,"d":"R0.00"},{"v":0,"d":"R0.00"},null,null,{"v":0,"d":"R0.00"},{"v":0,"d":"R0.00"},{"v":0,"d":"R0.00"}]
["8.7.3",2806,"KIT,TERM:OD 3C 50-95MM2 XLPE;33 KV","Ea",{"$nulls":3},{"v":0,"d":"R0.00"},{"v":0,"d":"R0.00"},{"v":0,"d":"R0.00"},null,null,{"v":0,"d":"R0.00"},{"v":0,"d":"R0.00"},{"v":0,"d":"R0.00"},null,null,{"v":0,"d":"R0.00"},{"v":0,"d":"R0.00"},{"v":0,"d":"R0.00"},null,null,{"v":0,"d":"R0.00"},{"v":0,"d":"R0.00"},{"v":0,"d":"R0.00"}]
["8.7.4",8005,"TERM KIT 1C 11kV 500-800SQ OD PILC D8005","Set of 3",{"$nulls":3},{"v":0,"d":"R0.00"},{"v":0,"d":"R0.00"},{"v":0,"d":"R0.00"},null,null,{"v":0,"d":"R0.00"},{"v":0,"d":"R0.00"},{"v":0,"d":"R0.00"},null,null,{"v":0,"d":"R0.00"},{"v":0,"d":"R0.00"},{"v":0,"d":"R0.00"},null,null,{"v":0,"d":"R0.00"},{"v":0,"d":"R0.00"},{"v":0,"d":"R0.00"}]
["8.7.5",8005,"TERM KIT 1C 22kV 400-630SQ OD PILC D8005","Set of 3",{"$nulls":3},{"v":0,"d":"R0.00"},{"v":0,"d":"R0.00"},{"v":0,"d":"R0.00"},null,null,{"v":0,"d":"R0.00"},{"v":0,"d":"R0.00"},{"v":0,"d":"R0.00"},null,null,{"v":0,"d":"R0.00"},{"v":0,"d":"R0.00"},{"v":0,"d":"R0.00"},null,null,{"v":0,"d":"R0.00"},{"v":0,"d":"R0.00"},{"v":0,"d":"R0.00"}]
["8.7.6",8005,"TERM KIT 3C 11kV 50-95SQ OD PILC D8005","Ea",{"$nulls":3},{"v":0,"d":"R0.00"},{"v":0,"d":"R0.00"},{"v":0,"d":"R0.00"},null,null,{"v":0,"d":"R0.00"},{"v":0,"d":"R0.00"},{"v":0,"d":"R0.00"},null,null,{"v":0,"d":"R0.00"},{"v":0,"d":"R0.00"},{"v":0,"d":"R0.00"},null,null,{"v":0,"d":"R0.00"},{"v":0,"d":"R0.00"},{"v":0,"d":"R0.00"}]
["8.7.7",8005,"TERM KIT 3C 11kV 120-185SQ OD PILC D8005","Ea",{"$nulls":3},{"v":0,"d":"R0.00"},{"v":0,"d":"R0.00"},{"v":0,"d":"R0.00"},null,null,{"v":0,"d":"R0.00"},{"v":0,"d":"R0.00"},{"v":0,"d":"R0.00"},null,null,{"v":0,"d":"R0.00"},{"v":0,"d":"R0.00"},{"v":0,"d":"R0.00"},null,null,{"v":0,"d":"R0.00"},{"v":0,"d":"R0.00"},{"v":0,"d":"R0.00"}]
["8.7.8",8005,"TERM KIT 3C 11kV 240-400SQ OD PILC D8005","Ea",{"$nulls":3},{"v":0,"d":"R0.00"},{"v":0,"d":"R0.00"},{"v":0,"d":"R0.00"},null,null,{"v":0,"d":"R0.00"},{"v":0,"d":"R0.00"},{"v":0,"d":"R0.00"},null,null,{"v":0,"d":"R0.00"},{"v":0,"d":"R0.00"},{"v":0,"d":"R0.00"},null,null,{"v":0,"d":"R0.00"},{"v":0,"d":"R0.00"},{"v":0,"d":"R0.00"}]
["8.7.9",8005,"TERM KIT 3C 22kV 25-50SQ OD PILC D8005","Ea",{"$nulls":3},{"v":0,"d":"R0.00"},{"v":0,"d":"R0.00"},{"v":0,"d":"R0.00"},null,null,{"v":0,"d":"R0.00"},{"v":0,"d":"R0.00"},{"v":0,"d":"R0.00"},null,null,{"v":0,"d":"R0.00"},{"v":0,"d":"R0.00"},{"v":0,"d":"R0.00"},null,null,{"v":0,"d":"R0.00"},{"v":0,"d":"R0.00"},{"v":0,"d":"R0.00"}]
["8.7.10",8005,"TERM KIT 3C 22kV 70-185SQ OD PILC D8005","Ea",{"$nulls":3},{"v":0,"d":"R0.00"},{"v":0,"d":"R0.00"},{"v":0,"d":"R0.00"},null,null,{"v":0,"d":"R0.00"},{"v":0,"d":"R0.00"},{"v":0,"d":"R0.00"},null,null,{"v":0,"d":"R0.00"},{"v":0,"d":"R0.00"},{"v":0,"d":"R0.00"},null,null,{"v":0,"d":"R0.00"},{"v":0,"d":"R0.00"},{"v":0,"d":"R0.00"}]
["8.7.11",8005,"TERM KIT 3C 22kV 240-300SQ OD PILC D8005","Ea",{"$nulls":3},{"v":0,"d":"R0.00"},{"v":0,"d":"R0.00"},{"v":0,"d":"R0.00"},null,null,{"v":0,"d":"R0.00"},{"v":0,"d":"R0.00"},{"v":0,"d":"R0.00"},null,null,{"v":0,"d":"R0.00"},{"v":0,"d":"R0.00"},{"v":0,"d":"R0.00"},null,null,{"v":0,"d":"R0.00"},{"v":0,"d":"R0.00"},{"v":0,"d":"R0.00"}]
["8.7.12",8006,"KIT,TERM:1C;LCC;XLPE;OD;630 MM2;11 KV","Set of 3",{"$nulls":3},{"v":0,"d":"R0.00"},{"v":0,"d":"R0.00"},{"v":0,"d":"R0.00"},null,null,{"v":0,"d":"R0.00"},{"v":0,"d":"R0.00"},{"v":0,"d":"R0.00"},null,null,{"v":0,"d":"R0.00"},{"v":0,"d":"R0.00"},{"v":0,"d":"R0.00"},null,null,{"v":0,"d":"R0.00"},{"v":0,"d":"R0.00"},{"v":0,"d":"R0.00"}]
["8.7.13",8006,"KIT,TERM:1C ;LCC ;OD ;630 ;22 KV ;XLPE","Set of 3",{"$nulls":3},{"v":0,"d":"R0.00"},{"v":0,"d":"R0.00"},{"v":0,"d":"R0.00"},null,null,{"v":0,"d":"R0.00"},{"v":0,"d":"R0.00"},{"v":0,"d":"R0.00"},null,null,{"v":0,"d":"R0.00"},{"v":0,"d":"R0.00"},{"v":0,"d":"R0.00"},null,null,{"v":0,"d":"R0.00"},{"v":0,"d":"R0.00"},{"v":0,"d":"R0.00"}]
["8.7.14",8006,"KIT,TERM:1C ;LCC ;OD ;630 MM2;33 KV ;XLPE","Set of 3",{"$nulls":3},{"v":0,"d":"R0.00"},{"v":0,"d":"R0.00"},{"v":0,"d":"R0.00"},null,null,{"v":0,"d":"R0.00"},{"v":0,"d":"R0.00"},{"v":0,"d":"R0.00"},null,null,{"v":0,"d":"R0.00"},{"v":0,"d":"R0.00"},{"v":0,"d":"R0.00"},null,null,{"v":0,"d":"R0.00"},{"v":0,"d":"R0.00"},{"v":0,"d":"R0.00"}]
["8.7.15",8006,"KIT,TERM:3C ;XLPE ;11KV; OD ;50-120 MM2","Ea",{"$nulls":3},{"v":0,"d":"R0.00"},{"v":0,"d":"R0.00"},{"v":0,"d":"R0.00"},null,null,{"v":0,"d":"R0.00"},{"v":0,"d":"R0.00"},{"v":0,"d":"R0.00"},null,null,{"v":0,"d":"R0.00"},{"v":0,"d":"R0.00"},{"v":0,"d":"R0.00"},null,null,{"v":0,"d":"R0.00"},{"v":0,"d":"R0.00"},{"v":0,"d":"R0.00"}]
["8.7.16",8006,"KIT,TERM:3C ;XLPE ;11KV; OD ;95-185 MM2","Ea",{"$nulls":3},{"v":0,"d":"R0.00"},{"v":0,"d":"R0.00"},{"v":0,"d":"R0.00"},null,null,{"v":0,"d":"R0.00"},{"v":0,"d":"R0.00"},{"v":0,"d":"R0.00"},null,null,{"v":0,"d":"R0.00"},{"v":0,"d":"R0.00"},{"v":0,"d":"R0.00"},null,null,{"v":0,"d":"R0.00"},{"v":0,"d":"R0.00"},{"v":0,"d":"R0.00"}]
["8.7.17",8006,"KIT,TERM:3C ;XLPE ;33 kV OD ;95-185 ;XLPE","Ea",{"$nulls":3},{"v":0,"d":"R0.00"},{"v":0,"d":"R0.00"},{"v":0,"d":"R0.00"},null,null,{"v":0,"d":"R0.00"},{"v":0,"d":"R0.00"},{"v":0,"d":"R0.00"},null,null,{"v":0,"d":"R0.00"},{"v":0,"d":"R0.00"},{"v":0,"d":"R0.00"},null,null,{"v":0,"d":"R0.00"},{"v":0,"d":"R0.00"},{"v":0,"d":"R0.00"}]
["8.7.18",8006,"KIT,TERM:3C ;XLPE ;11KV; OD ;185-300 MM2","Ea",{"$nulls":3},{"v":0,"d":"R0.00"},{"v":0,"d":"R0.00"},{"v":0,"d":"R0.00"},null,null,{"v":0,"d":"R0.00"},{"v":0,"d":"R0.00"},{"v":0,"d":"R0.00"},null,null,{"v":0,"d":"R0.00"},{"v":0,"d":"R0.00"},{"v":0,"d":"R0.00"},null,null,{"v":0,"d":"R0.00"},{"v":0,"d":"R0.00"},{"v":0,"d":"R0.00"}]
["8.7.19",8006,"KIT,TERM:3C ;XLPE ;22KV; OD ;25-70 MM2","Ea",{"$nulls":3},{"v":0,"d":"R0.00"},{"v":0,"d":"R0.00"},{"v":0,"d":"R0.00"},null,null,{"v":0,"d":"R0.00"},{"v":0,"d":"R0.00"},{"v":0,"d":"R0.00"},null,null,{"v":0,"d":"R0.00"},{"v":0,"d":"R0.00"},{"v":0,"d":"R0.00"},null,null,{"v":0,"d":"R0.00"},{"v":0,"d":"R0.00"},{"v":0,"d":"R0.00"}]
["8.7.20",8006,"KIT,TERM:3C ;OD ;50-120 ;22 KV ;XLPE","Ea",{"$nulls":3},{"v":0,"d":"R0.00"},{"v":0,"d":"R0.00"},{"v":0,"d":"R0.00"},null,null,{"v":0,"d":"R0.00"},{"v":0,"d":"R0.00"},{"v":0,"d":"R0.00"},null,null,{"v":0,"d":"R0.00"},{"v":0,"d":"R0.00"},{"v":0,"d":"R0.00"},null,null,{"v":0,"d":"R0.00"},{"v":0,"d":"R0.00"},{"v":0,"d":"R0.00"}]
["8.7.21",8006,"KIT,TERM:3C ;XLPE ;22KV; OD ;95-185 MM2","Ea",{"$nulls":3},{"v":0,"d":"R0.00"},{"v":0,"d":"R0.00"},{"v":0,"d":"R0.00"},null,null,{"v":0,"d":"R0.00"},{"v":0,"d":"R0.00"},{"v":0,"d":"R0.00"},null,null,{"v":0,"d":"R0.00"},{"v":0,"d":"R0.00"},{"v":0,"d":"R0.00"},null,null,{"v":0,"d":"R0.00"},{"v":0,"d":"R0.00"},{"v":0,"d":"R0.00"}]
["8.7.22",8006,"KIT,TERM:3C ;XLPE ;OD ;185-300 ;22 KV","Ea",{"$nulls":3},{"v":0,"d":"R0.00"},{"v":0,"d":"R0.00"},{"v":0,"d":"R0.00"},null,null,{"v":0,"d":"R0.00"},{"v":0,"d":"R0.00"},{"v":0,"d":"R0.00"},null,null,{"v":0,"d":"R0.00"},{"v":0,"d":"R0.00"},{"v":0,"d":"R0.00"},null,null,{"v":0,"d":"R0.00"},{"v":0,"d":"R0.00"},{"v":0,"d":"R0.00"}]
["8.7.23",8006,"KIT,TERM:3C ;XLPE ;OD ;50-120 ;33 KV","Ea",{"$nulls":3},{"v":0,"d":"R0.00"},{"v":0,"d":"R0.00"},{"v":0,"d":"R0.00"},null,null,{"v":0,"d":"R0.00"},{"v":0,"d":"R0.00"},{"v":0,"d":"R0.00"},null,null,{"v":0,"d":"R0.00"},{"v":0,"d":"R0.00"},{"v":0,"d":"R0.00"},null,null,{"v":0,"d":"R0.00"},{"v":0,"d":"R0.00"},{"v":0,"d":"R0.00"}]
["8.7.24",8006,"KIT,TERM:3C ;XLPE ;OD ;185-300 ;33 KV","Ea",{"$nulls":3},{"v":0,"d":"R0.00"},{"v":0,"d":"R0.00"},{"v":0,"d":"R0.00"},null,null,{"v":0,"d":"R0.00"},{"v":0,"d":"R0.00"},{"v":0,"d":"R0.00"},null,null,{"v":0,"d":"R0.00"},{"v":0,"d":"R0.00"},{"v":0,"d":"R0.00"},null,null,{"v":0,"d":"R0.00"},{"v":0,"d":"R0.00"},{"v":0,"d":"R0.00"}]
["8.7.25",8006,"KIT TERM:3C;OD;25-70 MM2;11 KV;XLPE","Ea",{"$nulls":3},{"v":0,"d":"R0.00"},{"v":0,"d":"R0.00"},{"v":0,"d":"R0.00"},null,null,{"v":0,"d":"R0.00"},{"v":0,"d":"R0.00"},{"v":0,"d":"R0.00"},null,null,{"v":0,"d":"R0.00"},{"v":0,"d":"R0.00"},{"v":0,"d":"R0.00"},null,null,{"v":0,"d":"R0.00"},{"v":0,"d":"R0.00"},{"v":0,"d":"R0.00"}]
[8.8,null,"Indoor MV Cable Terminations "]
[null,null,"Complete the indoor MV termination . Allow for  , backfilling of trench, screeding.  ES (Extended earth kits needs to be used for RMU's with CT's in the MV cable termination compartments)   The rate includes performing the termination on the cable, mounting it to the equipment.  For single core cables the rate is for performing the task on three cables that will make up a three phase system. The rate for fitting the unscreened and screened connectors and performing the trifurcating are all seperate and each component to deliver a completed termination must be accounted.  Note that MV single core cable terminations have the components to complete three terminations to establish a three phase termination,"]
["8.8.1",2805,"KIT,TERM:ID 3C 16-35MM2 PILC ES;11 KV","Ea",{"$nulls":3},{"$f":"F179*E179","v":{"v":0,"d":"R0.00"}},{"$f":"E179*G179","v":{"v":0,"d":"R0.00"}},{"$f":"(E179*F179)+(E179*G179)","v":{"v":0,"d":"R0.00"}},null,null,{"v":0,"d":"R0.00"},{"v":0,"d":"R0.00"},{"v":0,"d":"R0.00"},null,null,{"v":0,"d":"R0.00"},{"v":0,"d":"R0.00"},{"v":0,"d":"R0.00"},null,null,{"v":0,"d":"R0.00"},{"v":0,"d":"R0.00"},{"v":0,"d":"R0.00"}]
["8.8.2",2805,"TERM KIT 3C 11kV 16-35SQ ID PILC D2805","Ea",{"$nulls":3},{"v":0,"d":"R0.00"},{"v":0,"d":"R0.00"},{"v":0,"d":"R0.00"},null,null,{"v":0,"d":"R0.00"},{"v":0,"d":"R0.00"},{"v":0,"d":"R0.00"},null,null,{"v":0,"d":"R0.00"},{"v":0,"d":"R0.00"},{"v":0,"d":"R0.00"},null,null,{"v":0,"d":"R0.00"},{"v":0,"d":"R0.00"},{"v":0,"d":"R0.00"}]
["8.8.3",2806,"TERM KIT 3C 11kV 16-35SQ ID XLPE D2806 ","Ea",{"$nulls":3},{"v":0,"d":"R0.00"},{"v":0,"d":"R0.00"},{"v":0,"d":"R0.00"},null,null,{"v":0,"d":"R0.00"},{"v":0,"d":"R0.00"},{"v":0,"d":"R0.00"},null,null,{"v":0,"d":"R0.00"},{"v":0,"d":"R0.00"},{"v":0,"d":"R0.00"},null,null,{"v":0,"d":"R0.00"},{"v":0,"d":"R0.00"},{"v":0,"d":"R0.00"}]
["8.8.4",8005,"TERM KIT 1C 11kV 500-800SQ ID PILC D8005","Set of 3",{"$nulls":3},{"v":0,"d":"R0.00"},{"v":0,"d":"R0.00"},{"v":0,"d":"R0.00"},null,null,{"v":0,"d":"R0.00"},{"v":0,"d":"R0.00"},{"v":0,"d":"R0.00"},null,null,{"v":0,"d":"R0.00"},{"v":0,"d":"R0.00"},{"v":0,"d":"R0.00"},null,null,{"v":0,"d":"R0.00"},{"v":0,"d":"R0.00"},{"v":0,"d":"R0.00"}]
["8.8.5",8005,"TERM KIT 1C 22kV 400-630SQ ID PILC D8005","Set of 3",{"$nulls":3},{"v":0,"d":"R0.00"},{"v":0,"d":"R0.00"},{"v":0,"d":"R0.00"},null,null,{"v":0,"d":"R0.00"},{"v":0,"d":"R0.00"},{"v":0,"d":"R0.00"},null,null,{"v":0,"d":"R0.00"},{"v":0,"d":"R0.00"},{"v":0,"d":"R0.00"},null,null,{"v":0,"d":"R0.00"},{"v":0,"d":"R0.00"},{"v":0,"d":"R0.00"}]
["8.8.6",8005,"TERM KIT 3C 11kV 50-95SQ ID PILC D8005","Ea",{"$nulls":3},{"v":0,"d":"R0.00"},{"v":0,"d":"R0.00"},{"v":0,"d":"R0.00"},null,null,{"v":0,"d":"R0.00"},{"v":0,"d":"R0.00"},{"v":0,"d":"R0.00"},null,null,{"v":0,"d":"R0.00"},{"v":0,"d":"R0.00"},{"v":0,"d":"R0.00"},null,null,{"v":0,"d":"R0.00"},{"v":0,"d":"R0.00"},{"v":0,"d":"R0.00"}]
["8.8.7",8005,"TERM KIT 3C 22kV 70-185SQ ID PILC D8005","Ea",{"$nulls":3},{"v":0,"d":"R0.00"},{"v":0,"d":"R0.00"},{"v":0,"d":"R0.00"},null,null,{"v":0,"d":"R0.00"},{"v":0,"d":"R0.00"},{"v":0,"d":"R0.00"},null,null,{"v":0,"d":"R0.00"},{"v":0,"d":"R0.00"},{"v":0,"d":"R0.00"},null,null,{"v":0,"d":"R0.00"},{"v":0,"d":"R0.00"},{"v":0,"d":"R0.00"}]
["8.8.8",8005,"TERM KIT 3C 11kV 120-185SQ ID PILC D8005","Ea",{"$nulls":3},{"v":0,"d":"R0.00"},{"v":0,"d":"R0.00"},{"v":0,"d":"R0.00"},null,null,{"v":0,"d":"R0.00"},{"v":0,"d":"R0.00"},{"v":0,"d":"R0.00"},null,null,{"v":0,"d":"R0.00"},{"v":0,"d":"R0.00"},{"v":0,"d":"R0.00"},null,null,{"v":0,"d":"R0.00"},{"v":0,"d":"R0.00"},{"v":0,"d":"R0.00"}]
["8.8.9",8005,"TERM KIT 3C11kV120-185SQ ID ES PILCD8005","Ea",{"$nulls":3},{"v":0,"d":"R0.00"},{"v":0,"d":"R0.00"},{"v":0,"d":"R0.00"},null,null,{"v":0,"d":"R0.00"},{"v":0,"d":"R0.00"},{"v":0,"d":"R0.00"},null,null,{"v":0,"d":"R0.00"},{"v":0,"d":"R0.00"},{"v":0,"d":"R0.00"},null,null,{"v":0,"d":"R0.00"},{"v":0,"d":"R0.00"},{"v":0,"d":"R0.00"}]
["8.8.10",8005,"TERM KIT 3C 22kV 240-300SQ ID PILC D8005","Ea",{"$nulls":3},{"v":0,"d":"R0.00"},{"v":0,"d":"R0.00"},{"v":0,"d":"R0.00"},null,null,{"v":0,"d":"R0.00"},{"v":0,"d":"R0.00"},{"v":0,"d":"R0.00"},null,null,{"v":0,"d":"R0.00"},{"v":0,"d":"R0.00"},{"v":0,"d":"R0.00"},null,null,{"v":0,"d":"R0.00"},{"v":0,"d":"R0.00"},{"v":0,"d":"R0.00"}]
["8.8.11",8005,"TERM KIT 3C 22kV 25-50SQ ID PILC D8005","Ea",{"$nulls":3},{"v":0,"d":"R0.00"},{"v":0,"d":"R0.00"},{"v":0,"d":"R0.00"},null,null,{"v":0,"d":"R0.00"},{"v":0,"d":"R0.00"},{"v":0,"d":"R0.00"},null,null,{"v":0,"d":"R0.00"},{"v":0,"d":"R0.00"},{"v":0,"d":"R0.00"},null,null,{"v":0,"d":"R0.00"},{"v":0,"d":"R0.00"},{"v":0,"d":"R0.00"}]
["8.8.12",8005,"TERM KIT 3C 11kV 240-400SQ ID PILC D8005","Ea",{"$nulls":3},{"v":0,"d":"R0.00"},{"v":0,"d":"R0.00"},{"v":0,"d":"R0.00"},null,null,{"v":0,"d":"R0.00"},{"v":0,"d":"R0.00"},{"v":0,"d":"R0.00"},null,null,{"v":0,"d":"R0.00"},{"v":0,"d":"R0.00"},{"v":0,"d":"R0.00"},null,null,{"v":0,"d":"R0.00"},{"v":0,"d":"R0.00"},{"v":0,"d":"R0.00"}]
["8.8.13",8005,"TERM KIT 3C 11kV 50-95SQ ID ES PILCD8005","Ea",{"$nulls":3},{"v":0,"d":"R0.00"},{"v":0,"d":"R0.00"},{"v":0,"d":"R0.00"},null,null,{"v":0,"d":"R0.00"},{"v":0,"d":"R0.00"},{"v":0,"d":"R0.00"},null,null,{"v":0,"d":"R0.00"},{"v":0,"d":"R0.00"},{"v":0,"d":"R0.00"},null,null,{"v":0,"d":"R0.00"},{"v":0,"d":"R0.00"},{"v":0,"d":"R0.00"}]
["8.8.14",8006,"KIT,TERM:1C;XLPE;ID;50-120 MM2;11 KV","Set of 3",{"$nulls":3},{"v":0,"d":"R0.00"},{"v":0,"d":"R0.00"},{"v":0,"d":"R0.00"},null,null,{"v":0,"d":"R0.00"},{"v":0,"d":"R0.00"},{"v":0,"d":"R0.00"},null,null,{"v":0,"d":"R0.00"},{"v":0,"d":"R0.00"},{"v":0,"d":"R0.00"},null,null,{"v":0,"d":"R0.00"},{"v":0,"d":"R0.00"},{"v":0,"d":"R0.00"}]
["8.8.15",8006,"KIT,TERM:1C ;LCC ;ID ;50-120 ;11 KV","Set of 3",{"$nulls":3},{"v":0,"d":"R0.00"},{"v":0,"d":"R0.00"},{"v":0,"d":"R0.00"},null,null,{"v":0,"d":"R0.00"},{"v":0,"d":"R0.00"},{"v":0,"d":"R0.00"},null,null,{"v":0,"d":"R0.00"},{"v":0,"d":"R0.00"},{"v":0,"d":"R0.00"},null,null,{"v":0,"d":"R0.00"},{"v":0,"d":"R0.00"},{"v":0,"d":"R0.00"}]
["8.8.16",8006,"KIT,TERM:XLPE; 1C ;LCC ;ID ;95-185 MM2;11 KV","Set of 3",{"$nulls":3},{"v":0,"d":"R0.00"},{"v":0,"d":"R0.00"},{"v":0,"d":"R0.00"},null,null,{"v":0,"d":"R0.00"},{"v":0,"d":"R0.00"},{"v":0,"d":"R0.00"},null,null,{"v":0,"d":"R0.00"},{"v":0,"d":"R0.00"},{"v":0,"d":"R0.00"},null,null,{"v":0,"d":"R0.00"},{"v":0,"d":"R0.00"},{"v":0,"d":"R0.00"}]
["8.8.17",8006,"KIT,TERM:1C ;XLPE ;95-185 MM2;11KV; ID","Set of 3",{"$nulls":3},{"v":0,"d":"R0.00"},{"v":0,"d":"R0.00"},{"v":0,"d":"R0.00"},null,null,{"v":0,"d":"R0.00"},{"v":0,"d":"R0.00"},{"v":0,"d":"R0.00"},null,null,{"v":0,"d":"R0.00"},{"v":0,"d":"R0.00"},{"v":0,"d":"R0.00"},null,null,{"v":0,"d":"R0.00"},{"v":0,"d":"R0.00"},{"v":0,"d":"R0.00"}]
["8.8.18",8006,"KIT,TERM: XLPE; 1C ;LCC ;ID ;185-300 ;11 KV","Set of 3",{"$nulls":3},{"v":0,"d":"R0.00"},{"v":0,"d":"R0.00"},{"v":0,"d":"R0.00"},null,null,{"v":0,"d":"R0.00"},{"v":0,"d":"R0.00"},{"v":0,"d":"R0.00"},null,null,{"v":0,"d":"R0.00"},{"v":0,"d":"R0.00"},{"v":0,"d":"R0.00"},null,null,{"v":0,"d":"R0.00"},{"v":0,"d":"R0.00"},{"v":0,"d":"R0.00"}]
["8.8.19",8006,"KIT,TERM:1C;XLPE;ID;185-300 MM2;11 KV","Set of 3",{"$nulls":3},{"v":0,"d":"R0.00"},{"v":0,"d":"R0.00"},{"v":0,"d":"R0.00"},null,null,{"v":0,"d":"R0.00"},{"v":0,"d":"R0.00"},{"v":0,"d":"R0.00"},null,null,{"v":0,"d":"R0.00"},{"v":0,"d":"R0.00"},{"v":0,"d":"R0.00"},null,null,{"v":0,"d":"R0.00"},{"v":0,"d":"R0.00"},{"v":0,"d":"R0.00"}]
["8.8.20",8006,"KIT,TERM:1C;XLPE;ID;630 MM2;11 KV","Set of 3",{"$nulls":3},{"v":0,"d":"R0.00"},{"v":0,"d":"R0.00"},{"v":0,"d":"R0.00"},null,null,{"v":0,"d":"R0.00"},{"v":0,"d":"R0.00"},{"v":0,"d":"R0.00"},null,null,{"v":0,"d":"R0.00"},{"v":0,"d":"R0.00"},{"v":0,"d":"R0.00"},null,null,{"v":0,"d":"R0.00"},{"v":0,"d":"R0.00"},{"v":0,"d":"R0.00"}]
["8.8.21",8006,"KIT,TERM:1C;XLPE;ID;50-120 MM2;22 KV","Set of 3",{"$nulls":3},{"v":0,"d":"R0.00"},{"v":0,"d":"R0.00"},{"v":0,"d":"R0.00"},null,null,{"$f":"K199*F199","v":{"v":0,"d":"R0.00"}},{"$f":"L199*G199","v":{"v":0,"d":"R0.00"}},{"$f":"SUM(K199*F199)+(L199*G199)","v":{"v":0,"d":"R0.00"}},null,null,{"$f":"P199*F199","v":{"v":0,"d":"R0.00"}},{"$f":"Q199*G199","v":{"v":0,"d":"R0.00"}},{"$f":"SUM(P199*F199)+(Q199*G199)","v":{"v":0,"d":"R0.00"}},null,null,{"$f":"U199*F199","v":{"v":0,"d":"R0.00"}},{"$f":"V199*G199","v":{"v":0,"d":"R0.00"}},{"$f":"SUM(U199*F199)+(V199*G199)","v":{"v":0,"d":"R0.00"}}]
["8.8.22",8006,"KIT,TERM:1C ;LCC ;ID ;50-120 ;22 KV","Set of 3",{"$nulls":3},{"v":0,"d":"R0.00"},{"v":0,"d":"R0.00"},{"v":0,"d":"R0.00"},null,null,{"v":0,"d":"R0.00"},{"v":0,"d":"R0.00"},{"v":0,"d":"R0.00"},null,null,{"v":0,"d":"R0.00"},{"v":0,"d":"R0.00"},{"v":0,"d":"R0.00"},null,null,{"v":0,"d":"R0.00"},{"v":0,"d":"R0.00"},{"v":0,"d":"R0.00"}]
["8.8.23",8006,"KIT,TERM:1C ;LCC ;ID ;95-185 ;22 KV","Set of 3",{"$nulls":3},{"v":0,"d":"R0.00"},{"v":0,"d":"R0.00"},{"v":0,"d":"R0.00"},null,null,{"v":0,"d":"R0.00"},{"v":0,"d":"R0.00"},{"v":0,"d":"R0.00"},null,null,{"v":0,"d":"R0.00"},{"v":0,"d":"R0.00"},{"v":0,"d":"R0.00"},null,null,{"v":0,"d":"R0.00"},{"v":0,"d":"R0.00"},{"v":0,"d":"R0.00"}]
["8.8.24",8006,"KIT,TERM:1C;XLPE;22KV; ID;95-185 MM2","Set of 3",{"$nulls":3},{"v":0,"d":"R0.00"},{"v":0,"d":"R0.00"},{"v":0,"d":"R0.00"},null,null,{"v":0,"d":"R0.00"},{"v":0,"d":"R0.00"},{"v":0,"d":"R0.00"},null,null,{"v":0,"d":"R0.00"},{"v":0,"d":"R0.00"},{"v":0,"d":"R0.00"},null,null,{"v":0,"d":"R0.00"},{"v":0,"d":"R0.00"},{"v":0,"d":"R0.00"}]
["8.8.25",8006,"KIT,TERM:1C;XLPE;ID;185-300 MM2;22 KV","Set of 3",{"$nulls":3},{"v":0,"d":"R0.00"},{"v":0,"d":"R0.00"},{"v":0,"d":"R0.00"},null,null,{"v":0,"d":"R0.00"},{"v":0,"d":"R0.00"},{"v":0,"d":"R0.00"},null,null,{"v":0,"d":"R0.00"},{"v":0,"d":"R0.00"},{"v":0,"d":"R0.00"},null,null,{"v":0,"d":"R0.00"},{"v":0,"d":"R0.00"},{"v":0,"d":"R0.00"}]
["8.8.26",8006,"KIT,TERM:1C ;LCC ;ID ;185-300 ;22 KV","Set of 3",{"$nulls":3},{"v":0,"d":"R0.00"},{"v":0,"d":"R0.00"},{"v":0,"d":"R0.00"},null,null,{"v":0,"d":"R0.00"},{"v":0,"d":"R0.00"},{"v":0,"d":"R0.00"},null,null,{"v":0,"d":"R0.00"},{"v":0,"d":"R0.00"},{"v":0,"d":"R0.00"},null,null,{"v":0,"d":"R0.00"},{"v":0,"d":"R0.00"},{"v":0,"d":"R0.00"}]
["8.8.27",8006,"KIT,TERM:1C ;XLPE ;22KV; ID ;630 MM2","Set of 3",{"$nulls":3},{"v":0,"d":"R0.00"},{"v":0,"d":"R0.00"},{"v":0,"d":"R0.00"},null,null,{"v":0,"d":"R0.00"},{"v":0,"d":"R0.00"},{"v":0,"d":"R0.00"},null,null,{"v":0,"d":"R0.00"},{"v":0,"d":"R0.00"},{"v":0,"d":"R0.00"},null,null,{"v":0,"d":"R0.00"},{"v":0,"d":"R0.00"},{"v":0,"d":"R0.00"}]
["8.8.28",8006,"KIT,TERM:1C;XLPE;ID;50-120 MM2;33 KV","Set of 3",{"$nulls":3},{"v":0,"d":"R0.00"},{"v":0,"d":"R0.00"},{"v":0,"d":"R0.00"},null,null,{"v":0,"d":"R0.00"},{"v":0,"d":"R0.00"},{"v":0,"d":"R0.00"},null,null,{"v":0,"d":"R0.00"},{"v":0,"d":"R0.00"},{"v":0,"d":"R0.00"},null,null,{"v":0,"d":"R0.00"},{"v":0,"d":"R0.00"},{"v":0,"d":"R0.00"}]
["8.8.29",8006,"KIT,TERM:1C ;LCC ;ID ;50-120 ;33 KV","Set of 3",{"$nulls":3},{"v":0,"d":"R0.00"},{"v":0,"d":"R0.00"},{"v":0,"d":"R0.00"},null,null,{"v":0,"d":"R0.00"},{"v":0,"d":"R0.00"},{"v":0,"d":"R0.00"},null,null,{"v":0,"d":"R0.00"},{"v":0,"d":"R0.00"},{"v":0,"d":"R0.00"},null,null,{"v":0,"d":"R0.00"},{"v":0,"d":"R0.00"},{"v":0,"d":"R0.00"}]
["8.8.30",8006,"KIT,TERM:1C ;LCC ;ID ;95-185 MM2;33 KV","Set of 3",{"$nulls":3},{"v":0,"d":"R0.00"},{"v":0,"d":"R0.00"},{"v":0,"d":"R0.00"},null,null,{"v":0,"d":"R0.00"},{"v":0,"d":"R0.00"},{"v":0,"d":"R0.00"},null,null,{"v":0,"d":"R0.00"},{"v":0,"d":"R0.00"},{"v":0,"d":"R0.00"},null,null,{"v":0,"d":"R0.00"},{"v":0,"d":"R0.00"},{"v":0,"d":"R0.00"}]
["8.8.31",8006,"KIT,TERM:1C;XLPE;ID;95-185 MM2;33 KV","Set of 3",{"$nulls":3},{"v":0,"d":"R0.00"},{"v":0,"d":"R0.00"},{"v":0,"d":"R0.00"},null,null,{"v":0,"d":"R0.00"},{"v":0,"d":"R0.00"},{"v":0,"d":"R0.00"},null,null,{"v":0,"d":"R0.00"},{"v":0,"d":"R0.00"},{"v":0,"d":"R0.00"},null,null,{"v":0,"d":"R0.00"},{"v":0,"d":"R0.00"},{"v":0,"d":"R0.00"}]
["8.8.32",8006,"KIT,TERM:1C;XLPE;ID;185-300 MM2;33 KV","Set of 3",{"$nulls":3},{"v":0,"d":"R0.00"},{"v":0,"d":"R0.00"},{"v":0,"d":"R0.00"},null,null,{"v":0,"d":"R0.00"},{"v":0,"d":"R0.00"},{"v":0,"d":"R0.00"},null,null,{"v":0,"d":"R0.00"},{"v":0,"d":"R0.00"},{"v":0,"d":"R0.00"},null,null,{"v":0,"d":"R0.00"},{"v":0,"d":"R0.00"},{"v":0,"d":"R0.00"}]
["8.8.33",8006,"KIT,TERM:1C ;LCC ;ID ;185-300 MM2;33 KV","Set of 3",{"$nulls":3},{"v":0,"d":"R0.00"},{"v":0,"d":"R0.00"},{"v":0,"d":"R0.00"},null,null,{"v":0,"d":"R0.00"},{"v":0,"d":"R0.00"},{"v":0,"d":"R0.00"},null,null,{"v":0,"d":"R0.00"},{"v":0,"d":"R0.00"},{"v":0,"d":"R0.00"},null,null,{"v":0,"d":"R0.00"},{"v":0,"d":"R0.00"},{"v":0,"d":"R0.00"}]
["8.8.34",8006,"KIT,TERM:1C;XLPE;ID;630 MM2;33 KV","Set of 3",{"$nulls":3},{"v":0,"d":"R0.00"},{"v":0,"d":"R0.00"},{"v":0,"d":"R0.00"},null,null,{"v":0,"d":"R0.00"},{"v":0,"d":"R0.00"},{"v":0,"d":"R0.00"},null,null,{"v":0,"d":"R0.00"},{"v":0,"d":"R0.00"},{"v":0,"d":"R0.00"},null,null,{"v":0,"d":"R0.00"},{"v":0,"d":"R0.00"},{"v":0,"d":"R0.00"}]
["8.8.35",8006,"KIT,TERM:3C ;XLPE;11KV; ID 50-120 MM2","Set of 3",{"$nulls":3},{"v":0,"d":"R0.00"},{"v":0,"d":"R0.00"},{"v":0,"d":"R0.00"},null,null,{"v":0,"d":"R0.00"},{"v":0,"d":"R0.00"},{"v":0,"d":"R0.00"},null,null,{"v":0,"d":"R0.00"},{"v":0,"d":"R0.00"},{"v":0,"d":"R0.00"},null,null,{"v":0,"d":"R0.00"},{"v":0,"d":"R0.00"},{"v":0,"d":"R0.00"}]
["8.8.36",8006,"KIT,TERM:3C ;XLPE; ;11KV; ID 95-185","Set of 3",{"$nulls":3},{"v":0,"d":"R0.00"},{"v":0,"d":"R0.00"},{"v":0,"d":"R0.00"},null,null,{"v":0,"d":"R0.00"},{"v":0,"d":"R0.00"},{"v":0,"d":"R0.00"},null,null,{"v":0,"d":"R0.00"},{"v":0,"d":"R0.00"},{"v":0,"d":"R0.00"},null,null,{"v":0,"d":"R0.00"},{"v":0,"d":"R0.00"},{"v":0,"d":"R0.00"}]
["8.8.37",8006,"KIT,TERM:3C ;ID ;185-300 ;11 KV ;XLPE","Set of 3",{"$nulls":3},{"v":0,"d":"R0.00"},{"v":0,"d":"R0.00"},{"v":0,"d":"R0.00"},null,null,{"v":0,"d":"R0.00"},{"v":0,"d":"R0.00"},{"v":0,"d":"R0.00"},null,null,{"v":0,"d":"R0.00"},{"v":0,"d":"R0.00"},{"v":0,"d":"R0.00"},null,null,{"v":0,"d":"R0.00"},{"v":0,"d":"R0.00"},{"v":0,"d":"R0.00"}]
["8.8.38",8006,"KIT,TERM:3C ;XLPE ;22KV; ID ;25-70 MM2","Set of 3",{"$nulls":3},{"v":0,"d":"R0.00"},{"v":0,"d":"R0.00"},{"v":0,"d":"R0.00"},null,null,{"v":0,"d":"R0.00"},{"v":0,"d":"R0.00"},{"v":0,"d":"R0.00"},null,null,{"v":0,"d":"R0.00"},{"v":0,"d":"R0.00"},{"v":0,"d":"R0.00"},null,null,{"v":0,"d":"R0.00"},{"v":0,"d":"R0.00"},{"v":0,"d":"R0.00"}]
["8.8.39",8006,"KIT,TERM:3C ;XLPE ;22KV; ID ;95-185","Set of 3",{"$nulls":3},{"v":0,"d":"R0.00"},{"v":0,"d":"R0.00"},{"v":0,"d":"R0.00"},null,null,{"v":0,"d":"R0.00"},{"v":0,"d":"R0.00"},{"v":0,"d":"R0.00"},null,null,{"v":0,"d":"R0.00"},{"v":0,"d":"R0.00"},{"v":0,"d":"R0.00"},null,null,{"v":0,"d":"R0.00"},{"v":0,"d":"R0.00"},{"v":0,"d":"R0.00"}]
["8.8.40",8006,"KIT,TERM:3C ;ID ;185-300 ;22 KV ;XLPE","Ea",{"$nulls":3},{"v":0,"d":"R0.00"},{"v":0,"d":"R0.00"},{"v":0,"d":"R0.00"},null,null,{"v":0,"d":"R0.00"},{"v":0,"d":"R0.00"},{"v":0,"d":"R0.00"},null,null,{"v":0,"d":"R0.00"},{"v":0,"d":"R0.00"},{"v":0,"d":"R0.00"},null,null,{"v":0,"d":"R0.00"},{"v":0,"d":"R0.00"},{"v":0,"d":"R0.00"}]
["8.8.41",8006,"KIT,TERM:3C ;ID ;50-120 ;33 KV ;XLPE","Ea",{"$nulls":3},{"v":0,"d":"R0.00"},{"v":0,"d":"R0.00"},{"v":0,"d":"R0.00"},null,null,{"v":0,"d":"R0.00"},{"v":0,"d":"R0.00"},{"v":0,"d":"R0.00"},null,null,{"v":0,"d":"R0.00"},{"v":0,"d":"R0.00"},{"v":0,"d":"R0.00"},null,null,{"v":0,"d":"R0.00"},{"v":0,"d":"R0.00"},{"v":0,"d":"R0.00"}]
["8.8.42",8006,"KIT,TERM:3C ;ID ;95-185 ;33 KV ;XLPE","Ea",{"$nulls":3},{"v":0,"d":"R0.00"},{"v":0,"d":"R0.00"},{"v":0,"d":"R0.00"},null,null,{"v":0,"d":"R0.00"},{"v":0,"d":"R0.00"},{"v":0,"d":"R0.00"},null,null,{"v":0,"d":"R0.00"},{"v":0,"d":"R0.00"},{"v":0,"d":"R0.00"},null,null,{"v":0,"d":"R0.00"},{"v":0,"d":"R0.00"},{"v":0,"d":"R0.00"}]
["8.8.43",8006,"KIT,TERM:3C ;ID ;185-300 ;33 KV ;XLPE","Ea",{"$nulls":3},{"v":0,"d":"R0.00"},{"v":0,"d":"R0.00"},{"v":0,"d":"R0.00"},null,null,{"v":0,"d":"R0.00"},{"v":0,"d":"R0.00"},{"v":0,"d":"R0.00"},null,null,{"v":0,"d":"R0.00"},{"v":0,"d":"R0.00"},{"v":0,"d":"R0.00"},null,null,{"v":0,"d":"R0.00"},{"v":0,"d":"R0.00"},{"v":0,"d":"R0.00"}]
["8.8.44",8006,"KIT TERM:3C;ID;25-70 MM2;11 KV;XLPE","Ea",{"$nulls":3},{"v":0,"d":"R0.00"},{"v":0,"d":"R0.00"},{"v":0,"d":"R0.00"},null,null,{"v":0,"d":"R0.00"},{"v":0,"d":"R0.00"},{"v":0,"d":"R0.00"},null,null,{"v":0,"d":"R0.00"},{"v":0,"d":"R0.00"},{"v":0,"d":"R0.00"},null,null,{"v":0,"d":"R0.00"},{"v":0,"d":"R0.00"},{"v":0,"d":"R0.00"}]
["8.8.45",8006,"KIT,TERM:3C ;XLPE; ES;11KV; ID ;50-120 MM2","Ea",{"$nulls":3},{"v":0,"d":"R0.00"},{"v":0,"d":"R0.00"},{"v":0,"d":"R0.00"},null,null,{"v":0,"d":"R0.00"},{"v":0,"d":"R0.00"},{"v":0,"d":"R0.00"},null,null,{"v":0,"d":"R0.00"},{"v":0,"d":"R0.00"},{"v":0,"d":"R0.00"},null,null,{"v":0,"d":"R0.00"},{"v":0,"d":"R0.00"},{"v":0,"d":"R0.00"}]
["8.8.46",8006,"KIT,TERM:3C ;XLPE; ES ;11KV; ID ;95-185 MM2","Ea",{"$nulls":3},{"v":0,"d":"R0.00"},{"v":0,"d":"R0.00"},{"v":0,"d":"R0.00"},null,null,{"v":0,"d":"R0.00"},{"v":0,"d":"R0.00"},{"v":0,"d":"R0.00"},null,null,{"v":0,"d":"R0.00"},{"v":0,"d":"R0.00"},{"v":0,"d":"R0.00"},null,null,{"v":0,"d":"R0.00"},{"v":0,"d":"R0.00"},{"v":0,"d":"R0.00"}]
["8.8.47",8006,"KIT TERM:3C;ID;25-70 MM2;11 KV;ES;XLPE","Ea",{"$nulls":3},{"v":0,"d":"R0.00"},{"v":0,"d":"R0.00"},{"v":0,"d":"R0.00"},null,null,{"v":0,"d":"R0.00"},{"v":0,"d":"R0.00"},{"v":0,"d":"R0.00"},null,null,{"v":0,"d":"R0.00"},{"v":0,"d":"R0.00"},{"v":0,"d":"R0.00"},null,null,{"v":0,"d":"R0.00"},{"v":0,"d":"R0.00"},{"v":0,"d":"R0.00"}]
["8.8.48",8006,"KIT TERM:3C;ID;185-300 MM2;11 KV;ES;XLPE","Ea",{"$nulls":3},{"v":0,"d":"R0.00"},{"v":0,"d":"R0.00"},{"v":0,"d":"R0.00"},null,null,{"v":0,"d":"R0.00"},{"v":0,"d":"R0.00"},{"v":0,"d":"R0.00"},null,null,{"v":0,"d":"R0.00"},{"v":0,"d":"R0.00"},{"v":0,"d":"R0.00"},null,null,{"v":0,"d":"R0.00"},{"v":0,"d":"R0.00"},{"v":0,"d":"R0.00"}]
["8.8.49",8004,"TRIFUR KIT,SCR MV 2.5m XLPE 95-300 D8004","Ea",{"$nulls":3},{"v":0,"d":"R0.00"},{"v":0,"d":"R0.00"},{"v":0,"d":"R0.00"},null,null,{"v":0,"d":"R0.00"},{"v":0,"d":"R0.00"},{"v":0,"d":"R0.00"},null,null,{"v":0,"d":"R0.00"},{"v":0,"d":"R0.00"},{"v":0,"d":"R0.00"},null,null,{"v":0,"d":"R0.00"},{"v":0,"d":"R0.00"},{"v":0,"d":"R0.00"}]
["8.8.50",8017,"TRIFURCATING KIT,SCR 22kV 3C 25-50 D8017","Ea",{"$nulls":3},{"v":0,"d":"R0.00"},{"v":0,"d":"R0.00"},{"v":0,"d":"R0.00"},null,null,{"v":0,"d":"R0.00"},{"v":0,"d":"R0.00"},{"v":0,"d":"R0.00"},null,null,{"v":0,"d":"R0.00"},{"v":0,"d":"R0.00"},{"v":0,"d":"R0.00"},null,null,{"v":0,"d":"R0.00"},{"v":0,"d":"R0.00"},{"v":0,"d":"R0.00"}]
["8.8.51",8017,"TRIFURCATING KIT,SCR 22kV 3C 70-185D8017","Ea",{"$nulls":3},{"v":0,"d":"R0.00"},{"v":0,"d":"R0.00"},{"v":0,"d":"R0.00"},null,null,{"v":0,"d":"R0.00"},{"v":0,"d":"R0.00"},{"v":0,"d":"R0.00"},null,null,{"v":0,"d":"R0.00"},{"v":0,"d":"R0.00"},{"v":0,"d":"R0.00"},null,null,{"v":0,"d":"R0.00"},{"v":0,"d":"R0.00"},{"v":0,"d":"R0.00"}]
["8.8.52",2816,"CONNECTOR  KIT,SEP UNSCR 11kV 16-35 D2816 ","Set of 3",{"$nulls":3},{"v":0,"d":"R0.00"},{"v":0,"d":"R0.00"},{"v":0,"d":"R0.00"},null,null,{"v":0,"d":"R0.00"},{"v":0,"d":"R0.00"},{"v":0,"d":"R0.00"},null,null,{"v":0,"d":"R0.00"},{"v":0,"d":"R0.00"},{"v":0,"d":"R0.00"},null,null,{"v":0,"d":"R0.00"},{"v":0,"d":"R0.00"},{"v":0,"d":"R0.00"}]
["8.8.53",8016,"CONNECTOR KIT,SEP UNSCR 11kV 50-95 D8016","Set of 3",{"$nulls":3},{"v":0,"d":"R0.00"},{"v":0,"d":"R0.00"},{"v":0,"d":"R0.00"},null,null,{"v":0,"d":"R0.00"},{"v":0,"d":"R0.00"},{"v":0,"d":"R0.00"},null,null,{"v":0,"d":"R0.00"},{"v":0,"d":"R0.00"},{"v":0,"d":"R0.00"},null,null,{"v":0,"d":"R0.00"},{"v":0,"d":"R0.00"},{"v":0,"d":"R0.00"}]
["8.8.54",8016,"CONNECTOR KIT,SEP UNSCR 11Kv 120-185 D8016 ","Set of 3",{"$nulls":3},{"v":0,"d":"R0.00"},{"v":0,"d":"R0.00"},{"v":0,"d":"R0.00"},null,null,{"v":0,"d":"R0.00"},{"v":0,"d":"R0.00"},{"v":0,"d":"R0.00"},null,null,{"v":0,"d":"R0.00"},{"v":0,"d":"R0.00"},{"v":0,"d":"R0.00"},null,null,{"v":0,"d":"R0.00"},{"v":0,"d":"R0.00"},{"v":0,"d":"R0.00"}]
["8.8.55",8017,"CONNECTOR ELECT:SSC;25-70 MM2;22 KV","Set of 3",{"$nulls":3},{"v":0,"d":"R0.00"},{"v":0,"d":"R0.00"},{"v":0,"d":"R0.00"},null,null,{"v":0,"d":"R0.00"},{"v":0,"d":"R0.00"},{"v":0,"d":"R0.00"},null,null,{"v":0,"d":"R0.00"},{"v":0,"d":"R0.00"},{"v":0,"d":"R0.00"},null,null,{"v":0,"d":"R0.00"},{"v":0,"d":"R0.00"},{"v":0,"d":"R0.00"}]
["8.8.56",8017,"CONNECTOR ELECT:SSC;50-120 MM2;22 KV","Set of 3",{"$nulls":3},{"v":0,"d":"R0.00"},{"v":0,"d":"R0.00"},{"v":0,"d":"R0.00"},null,null,{"v":0,"d":"R0.00"},{"v":0,"d":"R0.00"},{"v":0,"d":"R0.00"},null,null,{"v":0,"d":"R0.00"},{"v":0,"d":"R0.00"},{"v":0,"d":"R0.00"},null,null,{"v":0,"d":"R0.00"},{"v":0,"d":"R0.00"},{"v":0,"d":"R0.00"}]
["8.8.57",8017,"CONNECTOR ELECT:SSC;95-185 MM2;22 KV","Set of 3",{"$nulls":3},{"v":0,"d":"R0.00"},{"v":0,"d":"R0.00"},{"v":0,"d":"R0.00"},null,null,{"v":0,"d":"R0.00"},{"v":0,"d":"R0.00"},{"v":0,"d":"R0.00"},null,null,{"v":0,"d":"R0.00"},{"v":0,"d":"R0.00"},{"v":0,"d":"R0.00"},null,null,{"v":0,"d":"R0.00"},{"v":0,"d":"R0.00"},{"v":0,"d":"R0.00"}]
["8.8.58",8017,"CONNECTOR ELECT:SSC;185-300 MM2;22 KV","Set of 3",{"$nulls":3},{"v":0,"d":"R0.00"},{"v":0,"d":"R0.00"},{"v":0,"d":"R0.00"},null,null,{"v":0,"d":"R0.00"},{"v":0,"d":"R0.00"},{"v":0,"d":"R0.00"},null,null,{"v":0,"d":"R0.00"},{"v":0,"d":"R0.00"},{"v":0,"d":"R0.00"},null,null,{"v":0,"d":"R0.00"},{"v":0,"d":"R0.00"},{"v":0,"d":"R0.00"}]
["8.8.59",8017,"CONNECTOR ELECT:SSC;630 MM2;22 KV;CU/AL","Set of 3",{"$nulls":3},{"v":0,"d":"R0.00"},{"v":0,"d":"R0.00"},{"v":0,"d":"R0.00"},null,null,{"v":0,"d":"R0.00"},{"v":0,"d":"R0.00"},{"v":0,"d":"R0.00"},null,null,{"v":0,"d":"R0.00"},{"v":0,"d":"R0.00"},{"v":0,"d":"R0.00"},null,null,{"v":0,"d":"R0.00"},{"v":0,"d":"R0.00"},{"v":0,"d":"R0.00"}]
["8.8.60",8017,"CONNECTOR ELECT:EXT;25-70 MM2;22 KV","Set of 3",{"$nulls":3},{"v":0,"d":"R0.00"},{"v":0,"d":"R0.00"},{"v":0,"d":"R0.00"},null,null,{"v":0,"d":"R0.00"},{"v":0,"d":"R0.00"},{"v":0,"d":"R0.00"},null,null,{"v":0,"d":"R0.00"},{"v":0,"d":"R0.00"},{"v":0,"d":"R0.00"},null,null,{"v":0,"d":"R0.00"},{"v":0,"d":"R0.00"},{"v":0,"d":"R0.00"}]
["8.8.61",8017,"CONNECTOR ELECT:EXT;50-120 MM2;22 KV","Set of 3",{"$nulls":3},{"v":0,"d":"R0.00"},{"v":0,"d":"R0.00"},{"v":0,"d":"R0.00"},null,null,{"v":0,"d":"R0.00"},{"v":0,"d":"R0.00"},{"v":0,"d":"R0.00"},null,null,{"v":0,"d":"R0.00"},{"v":0,"d":"R0.00"},{"v":0,"d":"R0.00"},null,null,{"v":0,"d":"R0.00"},{"v":0,"d":"R0.00"},{"v":0,"d":"R0.00"}]
["8.8.62",8017,"CONNECTOR ELECT:EXT;95-185 MM2;22 KV","Set of 3",{"$nulls":3},{"v":0,"d":"R0.00"},{"v":0,"d":"R0.00"},{"v":0,"d":"R0.00"},null,null,{"v":0,"d":"R0.00"},{"v":0,"d":"R0.00"},{"v":0,"d":"R0.00"},null,null,{"v":0,"d":"R0.00"},{"v":0,"d":"R0.00"},{"v":0,"d":"R0.00"},null,null,{"v":0,"d":"R0.00"},{"v":0,"d":"R0.00"},{"v":0,"d":"R0.00"}]
["8.8.63",8017,"CONNECTOR ELECT:EXT;185-300 MM2;22 KV","Set of 3",{"$nulls":3},{"v":0,"d":"R0.00"},{"v":0,"d":"R0.00"},{"v":0,"d":"R0.00"},null,null,{"v":0,"d":"R0.00"},{"v":0,"d":"R0.00"},{"v":0,"d":"R0.00"},null,null,{"v":0,"d":"R0.00"},{"v":0,"d":"R0.00"},{"v":0,"d":"R0.00"},null,null,{"v":0,"d":"R0.00"},{"v":0,"d":"R0.00"},{"v":0,"d":"R0.00"}]
["8.8.64",8017,"CONNECTOR ELECT:EXT;630 MM2;22 KV;CU/AL","Set of 3",{"$nulls":3},{"v":0,"d":"R0.00"},{"v":0,"d":"R0.00"},{"v":0,"d":"R0.00"},null,null,{"v":0,"d":"R0.00"},{"v":0,"d":"R0.00"},{"v":0,"d":"R0.00"},null,null,{"v":0,"d":"R0.00"},{"v":0,"d":"R0.00"},{"v":0,"d":"R0.00"},null,null,{"v":0,"d":"R0.00"},{"v":0,"d":"R0.00"},{"v":0,"d":"R0.00"}]
["8.8.65",8017,"CONNECTOR ELECT:SARR;25-70 MM2;11 KV","Set of 3",{"$nulls":3},{"$f":"F243*E243","v":{"v":0,"d":"R0.00"}},{"$f":"E243*G243","v":{"v":0,"d":"R0.00"}},{"$f":"(E243*F243)+(E243*G243)","v":{"v":0,"d":"R0.00"}},null,null,{"v":0,"d":"R0.00"},{"v":0,"d":"R0.00"},{"v":0,"d":"R0.00"},null,null,{"v":0,"d":"R0.00"},{"v":0,"d":"R0.00"},{"v":0,"d":"R0.00"},null,null,{"v":0,"d":"R0.00"},{"v":0,"d":"R0.00"},{"v":0,"d":"R0.00"}]
["8.8.66",8017,"CONNECTOR ELECT:SARR;50-120 MM2;11 KV","Set of 3",{"$nulls":3},{"v":0,"d":"R0.00"},{"v":0,"d":"R0.00"},{"v":0,"d":"R0.00"},null,null,{"v":0,"d":"R0.00"},{"v":0,"d":"R0.00"},{"v":0,"d":"R0.00"},null,null,{"v":0,"d":"R0.00"},{"v":0,"d":"R0.00"},{"v":0,"d":"R0.00"},null,null,{"v":0,"d":"R0.00"},{"v":0,"d":"R0.00"},{"v":0,"d":"R0.00"}]
["8.8.67",8017,"CONNECTOR ELECT:SARR;95-185 MM2;11 KV","Set of 3",{"$nulls":3},{"v":0,"d":"R0.00"},{"v":0,"d":"R0.00"},{"v":0,"d":"R0.00"},null,null,{"v":0,"d":"R0.00"},{"v":0,"d":"R0.00"},{"v":0,"d":"R0.00"},null,null,{"v":0,"d":"R0.00"},{"v":0,"d":"R0.00"},{"v":0,"d":"R0.00"},null,null,{"v":0,"d":"R0.00"},{"v":0,"d":"R0.00"},{"v":0,"d":"R0.00"}]
["8.8.68",8017,"CONNECTOR ELECT:SARR;185-300 MM2;11 KV","Set of 3",{"$nulls":3},{"v":0,"d":"R0.00"},{"v":0,"d":"R0.00"},{"v":0,"d":"R0.00"},null,null,{"v":0,"d":"R0.00"},{"v":0,"d":"R0.00"},{"v":0,"d":"R0.00"},null,null,{"v":0,"d":"R0.00"},{"v":0,"d":"R0.00"},{"v":0,"d":"R0.00"},null,null,{"v":0,"d":"R0.00"},{"v":0,"d":"R0.00"},{"v":0,"d":"R0.00"}]
["8.8.69",8017,"CONNECTOR ELECT:SARR;630 MM2;11 KV;CU/AL","Set of 3",{"$nulls":3},{"v":0,"d":"R0.00"},{"v":0,"d":"R0.00"},{"v":0,"d":"R0.00"},null,null,{"v":0,"d":"R0.00"},{"v":0,"d":"R0.00"},{"v":0,"d":"R0.00"},null,null,{"v":0,"d":"R0.00"},{"v":0,"d":"R0.00"},{"v":0,"d":"R0.00"},null,null,{"v":0,"d":"R0.00"},{"v":0,"d":"R0.00"},{"v":0,"d":"R0.00"}]
["8.8.70",8017,"CONNECTOR ELECT:SARR;25-70 MM2;22 KV","Set of 3",{"$nulls":3},{"v":0,"d":"R0.00"},{"v":0,"d":"R0.00"},{"v":0,"d":"R0.00"},null,null,{"v":0,"d":"R0.00"},{"v":0,"d":"R0.00"},{"v":0,"d":"R0.00"},null,null,{"v":0,"d":"R0.00"},{"v":0,"d":"R0.00"},{"v":0,"d":"R0.00"},null,null,{"v":0,"d":"R0.00"},{"v":0,"d":"R0.00"},{"v":0,"d":"R0.00"}]
["8.8.71",8017,"CONNECTOR ELECT:SARR;50-120 MM2;22 KV","Set of 3",{"$nulls":3},{"v":0,"d":"R0.00"},{"v":0,"d":"R0.00"},{"v":0,"d":"R0.00"},null,null,{"v":0,"d":"R0.00"},{"v":0,"d":"R0.00"},{"v":0,"d":"R0.00"},null,null,{"v":0,"d":"R0.00"},{"v":0,"d":"R0.00"},{"v":0,"d":"R0.00"},null,null,{"v":0,"d":"R0.00"},{"v":0,"d":"R0.00"},{"v":0,"d":"R0.00"}]
["8.8.72",8017,"CONNECTOR ELECT:SARR;95-185 MM2;22 KV","Set of 3",{"$nulls":3},{"v":0,"d":"R0.00"},{"v":0,"d":"R0.00"},{"v":0,"d":"R0.00"},null,null,{"v":0,"d":"R0.00"},{"v":0,"d":"R0.00"},{"v":0,"d":"R0.00"},null,null,{"v":0,"d":"R0.00"},{"v":0,"d":"R0.00"},{"v":0,"d":"R0.00"},null,null,{"v":0,"d":"R0.00"},{"v":0,"d":"R0.00"},{"v":0,"d":"R0.00"}]
["8.8.73",8017,"CONNECTOR ELECT:SARR;185-300 MM2;22 KV","Set of 3",{"$nulls":3},{"v":0,"d":"R0.00"},{"v":0,"d":"R0.00"},{"v":0,"d":"R0.00"},null,null,{"v":0,"d":"R0.00"},{"v":0,"d":"R0.00"},{"v":0,"d":"R0.00"},null,null,{"v":0,"d":"R0.00"},{"v":0,"d":"R0.00"},{"v":0,"d":"R0.00"},null,null,{"v":0,"d":"R0.00"},{"v":0,"d":"R0.00"},{"v":0,"d":"R0.00"}]
["8.8.74",8017,"CONNECTOR ELECT:SARR;630 MM2;22 KV;CU/AL","Set of 3",{"$nulls":3},{"v":0,"d":"R0.00"},{"v":0,"d":"R0.00"},{"v":0,"d":"R0.00"},null,null,{"v":0,"d":"R0.00"},{"v":0,"d":"R0.00"},{"v":0,"d":"R0.00"},null,null,{"v":0,"d":"R0.00"},{"v":0,"d":"R0.00"},{"v":0,"d":"R0.00"},null,null,{"v":0,"d":"R0.00"},{"v":0,"d":"R0.00"},{"v":0,"d":"R0.00"}]
["8.8.75",8017,"CONNECTOR ELECT:EXT;185-300 MM2;33 KV","Set of 3",{"$nulls":3},{"v":0,"d":"R0.00"},{"v":0,"d":"R0.00"},{"v":0,"d":"R0.00"},null,null,{"v":0,"d":"R0.00"},{"v":0,"d":"R0.00"},{"v":0,"d":"R0.00"},null,null,{"v":0,"d":"R0.00"},{"v":0,"d":"R0.00"},{"v":0,"d":"R0.00"},null,null,{"v":0,"d":"R0.00"},{"v":0,"d":"R0.00"},{"v":0,"d":"R0.00"}]
["8.8.76",8017,"CONNECTOR ELECT:EXT;50-120 MM2;33 KV","Set of 3",{"$nulls":3},{"v":0,"d":"R0.00"},{"v":0,"d":"R0.00"},{"v":0,"d":"R0.00"},null,null,{"v":0,"d":"R0.00"},{"v":0,"d":"R0.00"},{"v":0,"d":"R0.00"},null,null,{"v":0,"d":"R0.00"},{"v":0,"d":"R0.00"},{"v":0,"d":"R0.00"},null,null,{"v":0,"d":"R0.00"},{"v":0,"d":"R0.00"},{"v":0,"d":"R0.00"}]
["8.8.77",8017,"CONNECTOR ELECT:SSC;630 MM2;33 KV;CU/AL","Set of 3",{"$nulls":3},{"v":0,"d":"R0.00"},{"v":0,"d":"R0.00"},{"v":0,"d":"R0.00"},null,null,{"v":0,"d":"R0.00"},{"v":0,"d":"R0.00"},{"v":0,"d":"R0.00"},null,null,{"v":0,"d":"R0.00"},{"v":0,"d":"R0.00"},{"v":0,"d":"R0.00"},null,null,{"v":0,"d":"R0.00"},{"v":0,"d":"R0.00"},{"v":0,"d":"R0.00"}]
["8.8.78",8017,"CONNECTOR ELECT:SSC;185-300 MM2;33 KV","Set of 3",{"$nulls":3},{"v":0,"d":"R0.00"},{"v":0,"d":"R0.00"},{"v":0,"d":"R0.00"},null,null,{"v":0,"d":"R0.00"},{"v":0,"d":"R0.00"},{"v":0,"d":"R0.00"},null,null,{"v":0,"d":"R0.00"},{"v":0,"d":"R0.00"},{"v":0,"d":"R0.00"},null,null,{"v":0,"d":"R0.00"},{"v":0,"d":"R0.00"},{"v":0,"d":"R0.00"}]
["8.8.79",8017,"CONNECTOR ELECT:SSC;50-120 MM2;33 KV","Set of 3",{"$nulls":3},{"v":0,"d":"R0.00"},{"v":0,"d":"R0.00"},{"v":0,"d":"R0.00"},null,null,{"v":0,"d":"R0.00"},{"v":0,"d":"R0.00"},{"v":0,"d":"R0.00"},null,null,{"v":0,"d":"R0.00"},{"v":0,"d":"R0.00"},{"v":0,"d":"R0.00"},null,null,{"v":0,"d":"R0.00"},{"v":0,"d":"R0.00"},{"v":0,"d":"R0.00"}]
["8.8.80",8017,"CONNECTOR ELECT:SSC;95-185 MM2;33 KV","Set of 3",{"$nulls":3},{"v":0,"d":"R0.00"},{"v":0,"d":"R0.00"},{"v":0,"d":"R0.00"},null,null,{"v":0,"d":"R0.00"},{"v":0,"d":"R0.00"},{"v":0,"d":"R0.00"},null,null,{"v":0,"d":"R0.00"},{"v":0,"d":"R0.00"},{"v":0,"d":"R0.00"},null,null,{"v":0,"d":"R0.00"},{"v":0,"d":"R0.00"},{"v":0,"d":"R0.00"}]
["8.8.81",8017,"CONNECTOR ELECT:EXT;95-185 MM2;33 KV","Set of 3",{"$nulls":3},{"v":0,"d":"R0.00"},{"v":0,"d":"R0.00"},{"v":0,"d":"R0.00"},null,null,{"v":0,"d":"R0.00"},{"v":0,"d":"R0.00"},{"v":0,"d":"R0.00"},null,null,{"v":0,"d":"R0.00"},{"v":0,"d":"R0.00"},{"v":0,"d":"R0.00"},null,null,{"v":0,"d":"R0.00"},{"v":0,"d":"R0.00"},{"v":0,"d":"R0.00"}]
["8.8.82",8017,"CONNECTOR ELECT:EXT;630 MM2;33 KV;CU/AL","Set of 3",{"$nulls":3},{"v":0,"d":"R0.00"},{"v":0,"d":"R0.00"},{"v":0,"d":"R0.00"},null,null,{"v":0,"d":"R0.00"},{"v":0,"d":"R0.00"},{"v":0,"d":"R0.00"},null,null,{"v":0,"d":"R0.00"},{"v":0,"d":"R0.00"},{"v":0,"d":"R0.00"},null,null,{"v":0,"d":"R0.00"},{"v":0,"d":"R0.00"},{"v":0,"d":"R0.00"}]
["8.8.83",8017,"CONNECTOR ELECT:SARR;630 MM2;33 KV;CU/AL","Set of 3",{"$nulls":3},{"v":0,"d":"R0.00"},{"v":0,"d":"R0.00"},{"v":0,"d":"R0.00"},null,null,{"v":0,"d":"R0.00"},{"v":0,"d":"R0.00"},{"v":0,"d":"R0.00"},null,null,{"v":0,"d":"R0.00"},{"v":0,"d":"R0.00"},{"v":0,"d":"R0.00"},null,null,{"v":0,"d":"R0.00"},{"v":0,"d":"R0.00"},{"v":0,"d":"R0.00"}]
["8.8.84",8017,"CONNECTOR ELECT:SARR;185-300 MM2;33 KV","Set of 3",{"$nulls":3},{"v":0,"d":"R0.00"},{"v":0,"d":"R0.00"},{"v":0,"d":"R0.00"},null,null,{"v":0,"d":"R0.00"},{"v":0,"d":"R0.00"},{"v":0,"d":"R0.00"},null,null,{"v":0,"d":"R0.00"},{"v":0,"d":"R0.00"},{"v":0,"d":"R0.00"},null,null,{"v":0,"d":"R0.00"},{"v":0,"d":"R0.00"},{"v":0,"d":"R0.00"}]
["8.8.85",8017,"CONNECTOR ELECT:SARR;50-120 MM2;33 KV","Set of 3",{"$nulls":3},{"v":0,"d":"R0.00"},{"v":0,"d":"R0.00"},{"v":0,"d":"R0.00"},null,null,{"$f":"K263*F263","v":{"v":0,"d":"R0.00"}},{"$f":"L263*G263","v":{"v":0,"d":"R0.00"}},{"$f":"SUM(K263*F263)+(L263*G263)","v":{"v":0,"d":"R0.00"}},null,null,{"$f":"P263*F263","v":{"v":0,"d":"R0.00"}},{"$f":"Q263*G263","v":{"v":0,"d":"R0.00"}},{"$f":"SUM(P263*F263)+(Q263*G263)","v":{"v":0,"d":"R0.00"}},null,null,{"$f":"U263*F263","v":{"v":0,"d":"R0.00"}},{"$f":"V263*G263","v":{"v":0,"d":"R0.00"}},{"$f":"SUM(U263*F263)+(V263*G263)","v":{"v":0,"d":"R0.00"}}]
["8.8.86",8017,"CONNECTOR ELECT:SARR;95-185 MM2;33 KV","Set of 3",{"$nulls":3},{"v":0,"d":"R0.00"},{"v":0,"d":"R0.00"},{"v":0,"d":"R0.00"},null,null,{"v":0,"d":"R0.00"},{"v":0,"d":"R0.00"},{"v":0,"d":"R0.00"},null,null,{"v":0,"d":"R0.00"},{"v":0,"d":"R0.00"},{"v":0,"d":"R0.00"},null,null,{"v":0,"d":"R0.00"},{"v":0,"d":"R0.00"},{"v":0,"d":"R0.00"}]
["8.8.87",8011,"SHROUD,STRAIGHT 95-300 3 CORE D8011","Set of 3",{"$nulls":3},{"v":0,"d":"R0.00"},{"v":0,"d":"R0.00"},{"v":0,"d":"R0.00"},null,null,{"v":0,"d":"R0.00"},{"v":0,"d":"R0.00"},{"v":0,"d":"R0.00"},null,null,{"v":0,"d":"R0.00"},{"v":0,"d":"R0.00"},{"v":0,"d":"R0.00"},null,null,{"v":0,"d":"R0.00"},{"v":0,"d":"R0.00"},{"v":0,"d":"R0.00"}]
["8.8.88",8011,"SHROUD,STRAIGHT 630 1 CORE D8011","Set of 3",{"$nulls":3},{"v":0,"d":"R0.00"},{"v":0,"d":"R0.00"},{"v":0,"d":"R0.00"},null,null,{"v":0,"d":"R0.00"},{"v":0,"d":"R0.00"},{"v":0,"d":"R0.00"},null,null,{"v":0,"d":"R0.00"},{"v":0,"d":"R0.00"},{"v":0,"d":"R0.00"},null,null,{"v":0,"d":"R0.00"},{"v":0,"d":"R0.00"},{"v":0,"d":"R0.00"}]
[null,null,"MV Cable Joints"]
[8.9,null,"Complete and Install joint kits for jointing of all MV cables  Joint bay excavation, backfilling and compaction should be costed separate as excavations.  Note that MV single core cable joints have the components to complete one joint for one single core cable.  A \"TRI\" joint is a joint that will convert a 3 core cable to 3xsingle core cables. "]
["8.9.1",8008,"KIT,CABLE JOINT:3C ;11 KV ;50-120 ;TRIF","Ea",{"$nulls":3},{"$f":"F269*E269","v":{"v":0,"d":"R0.00"}},{"$f":"E269*G269","v":{"v":0,"d":"R0.00"}},{"$f":"(E269*F269)+(E269*G269)","v":{"v":0,"d":"R0.00"}},null,null,{"v":0,"d":"R0.00"},{"v":0,"d":"R0.00"},{"v":0,"d":"R0.00"},null,null,{"v":0,"d":"R0.00"},{"v":0,"d":"R0.00"},{"v":0,"d":"R0.00"},null,null,{"v":0,"d":"R0.00"},{"v":0,"d":"R0.00"},{"v":0,"d":"R0.00"}]
["8.9.2",8008,"KIT,CABLE JOINT:3C ;11 KV ;185-300;TRIF","Ea",{"$nulls":3},{"v":0,"d":"R0.00"},{"v":0,"d":"R0.00"},{"v":0,"d":"R0.00"},null,null,{"v":0,"d":"R0.00"},{"v":0,"d":"R0.00"},{"v":0,"d":"R0.00"},null,null,{"v":0,"d":"R0.00"},{"v":0,"d":"R0.00"},{"v":0,"d":"R0.00"},null,null,{"v":0,"d":"R0.00"},{"v":0,"d":"R0.00"},{"v":0,"d":"R0.00"}]
["8.9.3",8008,"KIT,CABLE JOINT:3C ;22 KV ;185-300 TRIF","Ea",{"$nulls":3},{"v":0,"d":"R0.00"},{"v":0,"d":"R0.00"},{"v":0,"d":"R0.00"},null,null,{"v":0,"d":"R0.00"},{"v":0,"d":"R0.00"},{"v":0,"d":"R0.00"},null,null,{"v":0,"d":"R0.00"},{"v":0,"d":"R0.00"},{"v":0,"d":"R0.00"},null,null,{"v":0,"d":"R0.00"},{"v":0,"d":"R0.00"},{"v":0,"d":"R0.00"}]
["8.9.4",8008,"KIT,CABLE JOINT:3C ;22 KV ;25-70 ;TRIF","Ea",{"$nulls":3},{"v":0,"d":"R0.00"},{"v":0,"d":"R0.00"},{"v":0,"d":"R0.00"},null,null,{"v":0,"d":"R0.00"},{"v":0,"d":"R0.00"},{"v":0,"d":"R0.00"},null,null,{"v":0,"d":"R0.00"},{"v":0,"d":"R0.00"},{"v":0,"d":"R0.00"},null,null,{"v":0,"d":"R0.00"},{"v":0,"d":"R0.00"},{"v":0,"d":"R0.00"}]
["8.9.5",8008,"KIT,CABLE JOINT:3C ;22 KV ;50-120 ;TRIF","Ea",{"$nulls":3},{"v":0,"d":"R0.00"},{"v":0,"d":"R0.00"},{"v":0,"d":"R0.00"},null,null,{"v":0,"d":"R0.00"},{"v":0,"d":"R0.00"},{"v":0,"d":"R0.00"},null,null,{"v":0,"d":"R0.00"},{"v":0,"d":"R0.00"},{"v":0,"d":"R0.00"},null,null,{"v":0,"d":"R0.00"},{"v":0,"d":"R0.00"},{"v":0,"d":"R0.00"}]
["8.9.6",8008,"KIT,CABLE JOINT:3C ;22 KV ;95-185 ;TRIF","Ea",{"$nulls":3},{"v":0,"d":"R0.00"},{"v":0,"d":"R0.00"},{"v":0,"d":"R0.00"},null,null,{"v":0,"d":"R0.00"},{"v":0,"d":"R0.00"},{"v":0,"d":"R0.00"},null,null,{"v":0,"d":"R0.00"},{"v":0,"d":"R0.00"},{"v":0,"d":"R0.00"},null,null,{"v":0,"d":"R0.00"},{"v":0,"d":"R0.00"},{"v":0,"d":"R0.00"}]
["8.9.7",8008,"KIT,CABLE JOINT:3C ;22 KV ;185-300;TRIF","Ea",{"$nulls":3},{"v":0,"d":"R0.00"},{"v":0,"d":"R0.00"},{"v":0,"d":"R0.00"},null,null,{"v":0,"d":"R0.00"},{"v":0,"d":"R0.00"},{"v":0,"d":"R0.00"},null,null,{"v":0,"d":"R0.00"},{"v":0,"d":"R0.00"},{"v":0,"d":"R0.00"},null,null,{"v":0,"d":"R0.00"},{"v":0,"d":"R0.00"},{"v":0,"d":"R0.00"}]
["8.9.8",8008,"KIT,CABLE JOINT:3C ;33 KV ;50-120 ;TRIF","Ea",{"$nulls":3},{"v":0,"d":"R0.00"},{"v":0,"d":"R0.00"},{"v":0,"d":"R0.00"},null,null,{"v":0,"d":"R0.00"},{"v":0,"d":"R0.00"},{"v":0,"d":"R0.00"},null,null,{"v":0,"d":"R0.00"},{"v":0,"d":"R0.00"},{"v":0,"d":"R0.00"},null,null,{"v":0,"d":"R0.00"},{"v":0,"d":"R0.00"},{"v":0,"d":"R0.00"}]
["8.9.9",8008,"KIT,CABLE JOINT:3C ;33 KV ;95-185 ;TRIF","Ea",{"$nulls":3},{"v":0,"d":"R0.00"},{"v":0,"d":"R0.00"},{"v":0,"d":"R0.00"},null,null,{"v":0,"d":"R0.00"},{"v":0,"d":"R0.00"},{"v":0,"d":"R0.00"},null,null,{"v":0,"d":"R0.00"},{"v":0,"d":"R0.00"},{"v":0,"d":"R0.00"},null,null,{"v":0,"d":"R0.00"},{"v":0,"d":"R0.00"},{"v":0,"d":"R0.00"}]
["8.9.10",8008,"KIT,CABLE JOINT:3C ;33 KV ;185-300 TRIF","Ea",{"$nulls":3},{"v":0,"d":"R0.00"},{"v":0,"d":"R0.00"},{"v":0,"d":"R0.00"},null,null,{"v":0,"d":"R0.00"},{"v":0,"d":"R0.00"},{"v":0,"d":"R0.00"},null,null,{"v":0,"d":"R0.00"},{"v":0,"d":"R0.00"},{"v":0,"d":"R0.00"},null,null,{"v":0,"d":"R0.00"},{"v":0,"d":"R0.00"},{"v":0,"d":"R0.00"}]
["8.9.11",8008,"KIT CABLE JOINT:3C;11 KV;95-185 MM2;TRIF","Ea",{"$nulls":3},{"v":0,"d":"R0.00"},{"v":0,"d":"R0.00"},{"v":0,"d":"R0.00"},null,null,{"v":0,"d":"R0.00"},{"v":0,"d":"R0.00"},{"v":0,"d":"R0.00"},null,null,{"v":0,"d":"R0.00"},{"v":0,"d":"R0.00"},{"v":0,"d":"R0.00"},null,null,{"v":0,"d":"R0.00"},{"v":0,"d":"R0.00"},{"v":0,"d":"R0.00"}]
["8.9.12",2808,"JOINT KIT 3C 11kV 16-35SQ XLPE D2808 ","Ea",{"$nulls":3},{"v":0,"d":"R0.00"},{"v":0,"d":"R0.00"},{"v":0,"d":"R0.00"},null,null,{"v":0,"d":"R0.00"},{"v":0,"d":"R0.00"},{"v":0,"d":"R0.00"},null,null,{"v":0,"d":"R0.00"},{"v":0,"d":"R0.00"},{"v":0,"d":"R0.00"},null,null,{"v":0,"d":"R0.00"},{"v":0,"d":"R0.00"},{"v":0,"d":"R0.00"}]
["8.9.13",2808,"JOINT KIT 3C 22kV 25SQ XLPE D2808 ","Ea",{"$nulls":3},{"v":0,"d":"R0.00"},{"v":0,"d":"R0.00"},{"v":0,"d":"R0.00"},null,null,{"v":0,"d":"R0.00"},{"v":0,"d":"R0.00"},{"v":0,"d":"R0.00"},null,null,{"v":0,"d":"R0.00"},{"v":0,"d":"R0.00"},{"v":0,"d":"R0.00"},null,null,{"v":0,"d":"R0.00"},{"v":0,"d":"R0.00"},{"v":0,"d":"R0.00"}]
["8.9.14",8007,"JOINT KIT 1C 11kV 500-630 SQ PILC D8007","Ea",{"$nulls":3},{"v":0,"d":"R0.00"},{"v":0,"d":"R0.00"},{"v":0,"d":"R0.00"},null,null,{"v":0,"d":"R0.00"},{"v":0,"d":"R0.00"},{"v":0,"d":"R0.00"},null,null,{"v":0,"d":"R0.00"},{"v":0,"d":"R0.00"},{"v":0,"d":"R0.00"},null,null,{"v":0,"d":"R0.00"},{"v":0,"d":"R0.00"},{"v":0,"d":"R0.00"}]
["8.9.15",8007,"JOINT KIT 1C 22kV 500-800 SQ PILC D8007 ","Ea",{"$nulls":3},{"v":0,"d":"R0.00"},{"v":0,"d":"R0.00"},{"v":0,"d":"R0.00"},null,null,{"v":0,"d":"R0.00"},{"v":0,"d":"R0.00"},{"v":0,"d":"R0.00"},null,null,{"v":0,"d":"R0.00"},{"v":0,"d":"R0.00"},{"v":0,"d":"R0.00"},null,null,{"v":0,"d":"R0.00"},{"v":0,"d":"R0.00"},{"v":0,"d":"R0.00"}]
["8.9.16",8007,"JOINT KIT 3C 11kV 50-95 SQ PILC D8007","Ea",{"$nulls":3},{"v":0,"d":"R0.00"},{"v":0,"d":"R0.00"},{"v":0,"d":"R0.00"},null,null,{"v":0,"d":"R0.00"},{"v":0,"d":"R0.00"},{"v":0,"d":"R0.00"},null,null,{"v":0,"d":"R0.00"},{"v":0,"d":"R0.00"},{"v":0,"d":"R0.00"},null,null,{"v":0,"d":"R0.00"},{"v":0,"d":"R0.00"},{"v":0,"d":"R0.00"}]
["8.9.17",8007,"JOINT KIT 3C 11kV 120-185 SQ PILC D8007","Ea",{"$nulls":3},{"v":0,"d":"R0.00"},{"v":0,"d":"R0.00"},{"v":0,"d":"R0.00"},null,null,{"v":0,"d":"R0.00"},{"v":0,"d":"R0.00"},{"v":0,"d":"R0.00"},null,null,{"v":0,"d":"R0.00"},{"v":0,"d":"R0.00"},{"v":0,"d":"R0.00"},null,null,{"v":0,"d":"R0.00"},{"v":0,"d":"R0.00"},{"v":0,"d":"R0.00"}]
["8.9.18",8007,"JOINT KIT 3C 11kV 240-400 SQ PILC D8007","Ea",{"$nulls":3},{"v":0,"d":"R0.00"},{"v":0,"d":"R0.00"},{"v":0,"d":"R0.00"},null,null,{"v":0,"d":"R0.00"},{"v":0,"d":"R0.00"},{"v":0,"d":"R0.00"},null,null,{"v":0,"d":"R0.00"},{"v":0,"d":"R0.00"},{"v":0,"d":"R0.00"},null,null,{"v":0,"d":"R0.00"},{"v":0,"d":"R0.00"},{"v":0,"d":"R0.00"}]
["8.9.19",8007,"JOINT KIT 3C 22kV 35-70 SQ PILC D8007","Ea",{"$nulls":3},{"v":0,"d":"R0.00"},{"v":0,"d":"R0.00"},{"v":0,"d":"R0.00"},null,null,{"v":0,"d":"R0.00"},{"v":0,"d":"R0.00"},{"v":0,"d":"R0.00"},null,null,{"v":0,"d":"R0.00"},{"v":0,"d":"R0.00"},{"v":0,"d":"R0.00"},null,null,{"v":0,"d":"R0.00"},{"v":0,"d":"R0.00"},{"v":0,"d":"R0.00"}]
["8.9.20",8007,"JOINT KIT 3C 22kV 95-240 SQ PILC D8007","Ea",{"$nulls":3},{"v":0,"d":"R0.00"},{"v":0,"d":"R0.00"},{"v":0,"d":"R0.00"},null,null,{"v":0,"d":"R0.00"},{"v":0,"d":"R0.00"},{"v":0,"d":"R0.00"},null,null,{"v":0,"d":"R0.00"},{"v":0,"d":"R0.00"},{"v":0,"d":"R0.00"},null,null,{"v":0,"d":"R0.00"},{"v":0,"d":"R0.00"},{"v":0,"d":"R0.00"}]
["8.9.21",8007,"JOINT KIT 3C 22kV 300-400 SQ PILC D8007","Ea",{"$nulls":3},{"v":0,"d":"R0.00"},{"v":0,"d":"R0.00"},{"v":0,"d":"R0.00"},null,null,{"v":0,"d":"R0.00"},{"v":0,"d":"R0.00"},{"v":0,"d":"R0.00"},null,null,{"v":0,"d":"R0.00"},{"v":0,"d":"R0.00"},{"v":0,"d":"R0.00"},null,null,{"v":0,"d":"R0.00"},{"v":0,"d":"R0.00"},{"v":0,"d":"R0.00"}]
["8.9.22",8008,"KIT,CABLE JOINT:1C ;11 KV ;50-120 ;XLPE","Ea",{"$nulls":3},{"v":0,"d":"R0.00"},{"v":0,"d":"R0.00"},{"v":0,"d":"R0.00"},null,null,{"v":0,"d":"R0.00"},{"v":0,"d":"R0.00"},{"v":0,"d":"R0.00"},null,null,{"v":0,"d":"R0.00"},{"v":0,"d":"R0.00"},{"v":0,"d":"R0.00"},null,null,{"v":0,"d":"R0.00"},{"v":0,"d":"R0.00"},{"v":0,"d":"R0.00"}]
["8.9.23",8008,"KIT,CABLE JOINT:1C ;11 KV ;95-185 ;XLPE","Ea",{"$nulls":3},{"v":0,"d":"R0.00"},{"v":0,"d":"R0.00"},{"v":0,"d":"R0.00"},null,null,{"v":0,"d":"R0.00"},{"v":0,"d":"R0.00"},{"v":0,"d":"R0.00"},null,null,{"v":0,"d":"R0.00"},{"v":0,"d":"R0.00"},{"v":0,"d":"R0.00"},null,null,{"v":0,"d":"R0.00"},{"v":0,"d":"R0.00"},{"v":0,"d":"R0.00"}]
["8.9.24",8008,"KIT,CABLE JOINT:1C ;11 KV ;185-300","Ea",{"$nulls":3},{"v":0,"d":"R0.00"},{"v":0,"d":"R0.00"},{"v":0,"d":"R0.00"},null,null,{"v":0,"d":"R0.00"},{"v":0,"d":"R0.00"},{"v":0,"d":"R0.00"},null,null,{"v":0,"d":"R0.00"},{"v":0,"d":"R0.00"},{"v":0,"d":"R0.00"},null,null,{"v":0,"d":"R0.00"},{"v":0,"d":"R0.00"},{"v":0,"d":"R0.00"}]
["8.9.25",8008,"KIT,CABLE JOINT:1C ;11 KV ;630 ;XLPE","Ea",{"$nulls":3},{"v":0,"d":"R0.00"},{"v":0,"d":"R0.00"},{"v":0,"d":"R0.00"},null,null,{"v":0,"d":"R0.00"},{"v":0,"d":"R0.00"},{"v":0,"d":"R0.00"},null,null,{"v":0,"d":"R0.00"},{"v":0,"d":"R0.00"},{"v":0,"d":"R0.00"},null,null,{"v":0,"d":"R0.00"},{"v":0,"d":"R0.00"},{"v":0,"d":"R0.00"}]
["8.9.26",8008,"KIT,CABLE JOINT:3C ;11 KV ;95-185 ;XLPE","Ea",{"$nulls":3},{"v":0,"d":"R0.00"},{"v":0,"d":"R0.00"},{"v":0,"d":"R0.00"},null,null,{"v":0,"d":"R0.00"},{"v":0,"d":"R0.00"},{"v":0,"d":"R0.00"},null,null,{"v":0,"d":"R0.00"},{"v":0,"d":"R0.00"},{"v":0,"d":"R0.00"},null,null,{"v":0,"d":"R0.00"},{"v":0,"d":"R0.00"},{"v":0,"d":"R0.00"}]
["8.9.27",8008,"KIT,CABLE JOINT:3C ;11 KV ;185-300","Ea",{"$nulls":3},{"v":0,"d":"R0.00"},{"v":0,"d":"R0.00"},{"v":0,"d":"R0.00"},null,null,{"v":0,"d":"R0.00"},{"v":0,"d":"R0.00"},{"v":0,"d":"R0.00"},null,null,{"v":0,"d":"R0.00"},{"v":0,"d":"R0.00"},{"v":0,"d":"R0.00"},null,null,{"v":0,"d":"R0.00"},{"v":0,"d":"R0.00"},{"v":0,"d":"R0.00"}]
["8.9.28",8008,"KIT,CABLE JOINT:1C ;22 KV ;50-120 ;XLPE","Ea",{"$nulls":3},{"v":0,"d":"R0.00"},{"v":0,"d":"R0.00"},{"v":0,"d":"R0.00"},null,null,{"v":0,"d":"R0.00"},{"v":0,"d":"R0.00"},{"v":0,"d":"R0.00"},null,null,{"v":0,"d":"R0.00"},{"v":0,"d":"R0.00"},{"v":0,"d":"R0.00"},null,null,{"v":0,"d":"R0.00"},{"v":0,"d":"R0.00"},{"v":0,"d":"R0.00"}]
["8.9.29",8008,"KIT,CABLE JOINT:1C ;22 KV ;95-185 ;XLPE","Ea",{"$nulls":3},{"v":0,"d":"R0.00"},{"v":0,"d":"R0.00"},{"v":0,"d":"R0.00"},null,null,{"v":0,"d":"R0.00"},{"v":0,"d":"R0.00"},{"v":0,"d":"R0.00"},null,null,{"v":0,"d":"R0.00"},{"v":0,"d":"R0.00"},{"v":0,"d":"R0.00"},null,null,{"v":0,"d":"R0.00"},{"v":0,"d":"R0.00"},{"v":0,"d":"R0.00"}]
["8.9.30",8008,"KIT,CABLE JOINT:1C ;22 KV ;185-300","Ea",{"$nulls":3},{"v":0,"d":"R0.00"},{"v":0,"d":"R0.00"},{"v":0,"d":"R0.00"},null,null,{"v":0,"d":"R0.00"},{"v":0,"d":"R0.00"},{"v":0,"d":"R0.00"},null,null,{"v":0,"d":"R0.00"},{"v":0,"d":"R0.00"},{"v":0,"d":"R0.00"},null,null,{"v":0,"d":"R0.00"},{"v":0,"d":"R0.00"},{"v":0,"d":"R0.00"}]
["8.9.31",8008,"KIT,CABLE JOINT:1C ;22 KV ;630 ;XLPE","Ea",{"$nulls":3},{"v":0,"d":"R0.00"},{"v":0,"d":"R0.00"},{"v":0,"d":"R0.00"},null,null,{"v":0,"d":"R0.00"},{"v":0,"d":"R0.00"},{"v":0,"d":"R0.00"},null,null,{"v":0,"d":"R0.00"},{"v":0,"d":"R0.00"},{"v":0,"d":"R0.00"},null,null,{"v":0,"d":"R0.00"},{"v":0,"d":"R0.00"},{"v":0,"d":"R0.00"}]
["8.9.32",8008,"KIT,CABLE JOINT:3C ;22 KV ;50-120 ;XLPE","Ea",{"$nulls":3},{"v":0,"d":"R0.00"},{"v":0,"d":"R0.00"},{"v":0,"d":"R0.00"},null,null,{"v":0,"d":"R0.00"},{"v":0,"d":"R0.00"},{"v":0,"d":"R0.00"},null,null,{"v":0,"d":"R0.00"},{"v":0,"d":"R0.00"},{"v":0,"d":"R0.00"},null,null,{"v":0,"d":"R0.00"},{"v":0,"d":"R0.00"},{"v":0,"d":"R0.00"}]
["8.9.33",8008,"KIT,CABLE JOINT:3C ;22 KV ;95-185 ;XLPE","Ea",{"$nulls":3},{"v":0,"d":"R0.00"},{"v":0,"d":"R0.00"},{"v":0,"d":"R0.00"},null,null,{"v":0,"d":"R0.00"},{"v":0,"d":"R0.00"},{"v":0,"d":"R0.00"},null,null,{"v":0,"d":"R0.00"},{"v":0,"d":"R0.00"},{"v":0,"d":"R0.00"},null,null,{"v":0,"d":"R0.00"},{"v":0,"d":"R0.00"},{"v":0,"d":"R0.00"}]
["8.9.34",8008,"KIT,CABLE JOINT:3C ;22 KV ;185-300","Ea",{"$nulls":3},{"v":0,"d":"R0.00"},{"v":0,"d":"R0.00"},{"v":0,"d":"R0.00"},null,null,{"v":0,"d":"R0.00"},{"v":0,"d":"R0.00"},{"v":0,"d":"R0.00"},null,null,{"v":0,"d":"R0.00"},{"v":0,"d":"R0.00"},{"v":0,"d":"R0.00"},null,null,{"v":0,"d":"R0.00"},{"v":0,"d":"R0.00"},{"v":0,"d":"R0.00"}]
["8.9.35",8008,"KIT,CABLE JOINT:3C ;33 KV ;50-120 ;CU/AL","Ea",{"$nulls":3},{"v":0,"d":"R0.00"},{"v":0,"d":"R0.00"},{"v":0,"d":"R0.00"},null,null,{"v":0,"d":"R0.00"},{"v":0,"d":"R0.00"},{"v":0,"d":"R0.00"},null,null,{"v":0,"d":"R0.00"},{"v":0,"d":"R0.00"},{"v":0,"d":"R0.00"},null,null,{"v":0,"d":"R0.00"},{"v":0,"d":"R0.00"},{"v":0,"d":"R0.00"}]
["8.9.36",8008,"KIT,CABLE JOINT:1C ;33 KV ;185-300 ;XLPE","Ea",{"$nulls":3},{"v":0,"d":"R0.00"},{"v":0,"d":"R0.00"},{"v":0,"d":"R0.00"},null,null,{"v":0,"d":"R0.00"},{"v":0,"d":"R0.00"},{"v":0,"d":"R0.00"},null,null,{"v":0,"d":"R0.00"},{"v":0,"d":"R0.00"},{"v":0,"d":"R0.00"},null,null,{"v":0,"d":"R0.00"},{"v":0,"d":"R0.00"},{"v":0,"d":"R0.00"}]
["8.9.37",8008,"KIT,CABLE JOINT:1C ;33 KV ;630 ;CU/AL","Ea",{"$nulls":3},{"v":0,"d":"R0.00"},{"v":0,"d":"R0.00"},{"v":0,"d":"R0.00"},null,null,{"v":0,"d":"R0.00"},{"v":0,"d":"R0.00"},{"v":0,"d":"R0.00"},null,null,{"v":0,"d":"R0.00"},{"v":0,"d":"R0.00"},{"v":0,"d":"R0.00"},null,null,{"v":0,"d":"R0.00"},{"v":0,"d":"R0.00"},{"v":0,"d":"R0.00"}]
["8.9.38",8008,"KIT,CABLE JOINT:3C ;33 KV ;25-70 ;XLPE","Ea",{"$nulls":3},{"v":0,"d":"R0.00"},{"v":0,"d":"R0.00"},{"v":0,"d":"R0.00"},null,null,{"v":0,"d":"R0.00"},{"v":0,"d":"R0.00"},{"v":0,"d":"R0.00"},null,null,{"v":0,"d":"R0.00"},{"v":0,"d":"R0.00"},{"v":0,"d":"R0.00"},null,null,{"v":0,"d":"R0.00"},{"v":0,"d":"R0.00"},{"v":0,"d":"R0.00"}]
["8.9.39",8008,"KIT,CABLE JOINT:3C ;33 KV ;50-120 ;XLPE","Ea",{"$nulls":3},{"v":0,"d":"R0.00"},{"v":0,"d":"R0.00"},{"v":0,"d":"R0.00"},null,null,{"v":0,"d":"R0.00"},{"v":0,"d":"R0.00"},{"v":0,"d":"R0.00"},null,null,{"v":0,"d":"R0.00"},{"v":0,"d":"R0.00"},{"v":0,"d":"R0.00"},null,null,{"v":0,"d":"R0.00"},{"v":0,"d":"R0.00"},{"v":0,"d":"R0.00"}]
["8.9.40",8008,"KIT,CABLE JOINT:3C ;33 KV ;95-185 ;XLPE","Ea",{"$nulls":3},{"v":0,"d":"R0.00"},{"v":0,"d":"R0.00"},{"v":0,"d":"R0.00"},null,null,{"v":0,"d":"R0.00"},{"v":0,"d":"R0.00"},{"v":0,"d":"R0.00"},null,null,{"v":0,"d":"R0.00"},{"v":0,"d":"R0.00"},{"v":0,"d":"R0.00"},null,null,{"v":0,"d":"R0.00"},{"v":0,"d":"R0.00"},{"v":0,"d":"R0.00"}]
["8.9.41",8008,"KIT,CABLE JOINT:3C ;33 KV ;185-300","Ea",{"$nulls":3},{"v":0,"d":"R0.00"},{"v":0,"d":"R0.00"},{"v":0,"d":"R0.00"},null,null,{"v":0,"d":"R0.00"},{"v":0,"d":"R0.00"},{"v":0,"d":"R0.00"},null,null,{"v":0,"d":"R0.00"},{"v":0,"d":"R0.00"},{"v":0,"d":"R0.00"},null,null,{"v":0,"d":"R0.00"},{"v":0,"d":"R0.00"},{"v":0,"d":"R0.00"}]
["8.9.42",8008,"KIT CABLE JOINT:3C;11 KV;25-70 MM2;XLPE","Ea",{"$nulls":3},{"v":0,"d":"R0.00"},{"v":0,"d":"R0.00"},{"v":0,"d":"R0.00"},null,null,{"v":0,"d":"R0.00"},{"v":0,"d":"R0.00"},{"v":0,"d":"R0.00"},null,null,{"v":0,"d":"R0.00"},{"v":0,"d":"R0.00"},{"v":0,"d":"R0.00"},null,null,{"v":0,"d":"R0.00"},{"v":0,"d":"R0.00"},{"v":0,"d":"R0.00"}]
["8.9.43",8008,"KIT CABLE JOINT:3C;11 KV;50-120 MM2;XLPE","Ea",{"$nulls":3},{"v":0,"d":"R0.00"},{"v":0,"d":"R0.00"},{"v":0,"d":"R0.00"},null,null,{"v":0,"d":"R0.00"},{"v":0,"d":"R0.00"},{"v":0,"d":"R0.00"},null,null,{"v":0,"d":"R0.00"},{"v":0,"d":"R0.00"},{"v":0,"d":"R0.00"},null,null,{"v":0,"d":"R0.00"},{"v":0,"d":"R0.00"},{"v":0,"d":"R0.00"}]
["8.9.44",8008,"KIT CABLE JOINT:3C;22 KV;25-70 MM2;XLPE","Ea",{"$nulls":3},{"v":0,"d":"R0.00"},{"v":0,"d":"R0.00"},{"v":0,"d":"R0.00"},null,null,{"v":0,"d":"R0.00"},{"v":0,"d":"R0.00"},{"v":0,"d":"R0.00"},null,null,{"v":0,"d":"R0.00"},{"v":0,"d":"R0.00"},{"v":0,"d":"R0.00"},null,null,{"v":0,"d":"R0.00"},{"v":0,"d":"R0.00"},{"v":0,"d":"R0.00"}]
["8.9.45",8008,"KIT CABLE JOINT:1C;33 KV;95-185 MM2;XLPE","Ea",{"$nulls":3},{"v":0,"d":"R0.00"},{"v":0,"d":"R0.00"},{"v":0,"d":"R0.00"},null,null,{"v":0,"d":"R0.00"},{"v":0,"d":"R0.00"},{"v":0,"d":"R0.00"},null,null,{"v":0,"d":"R0.00"},{"v":0,"d":"R0.00"},{"v":0,"d":"R0.00"},null,null,{"v":0,"d":"R0.00"},{"v":0,"d":"R0.00"},{"v":0,"d":"R0.00"}]
["8.9.46",8021,"JOINT KIT,TRANS 3C 11kV 16-35 D8021","Ea",{"$nulls":3},{"v":0,"d":"R0.00"},{"v":0,"d":"R0.00"},{"v":0,"d":"R0.00"},null,null,{"v":0,"d":"R0.00"},{"v":0,"d":"R0.00"},{"v":0,"d":"R0.00"},null,null,{"v":0,"d":"R0.00"},{"v":0,"d":"R0.00"},{"v":0,"d":"R0.00"},null,null,{"v":0,"d":"R0.00"},{"v":0,"d":"R0.00"},{"v":0,"d":"R0.00"}]
["8.9.47",8021,"JOINT KIT,TRANS 3C 11kV 50-95 D8021","Ea",{"$nulls":3},{"v":0,"d":"R0.00"},{"v":0,"d":"R0.00"},{"v":0,"d":"R0.00"},null,null,{"v":0,"d":"R0.00"},{"v":0,"d":"R0.00"},{"v":0,"d":"R0.00"},null,null,{"v":0,"d":"R0.00"},{"v":0,"d":"R0.00"},{"v":0,"d":"R0.00"},null,null,{"v":0,"d":"R0.00"},{"v":0,"d":"R0.00"},{"v":0,"d":"R0.00"}]
["8.9.48",8021,"JOINT KIT,TRANS 3C 11kV 120-185 D8021","Ea",{"$nulls":3},{"v":0,"d":"R0.00"},{"v":0,"d":"R0.00"},{"v":0,"d":"R0.00"},null,null,{"v":0,"d":"R0.00"},{"v":0,"d":"R0.00"},{"v":0,"d":"R0.00"},null,null,{"v":0,"d":"R0.00"},{"v":0,"d":"R0.00"},{"v":0,"d":"R0.00"},null,null,{"v":0,"d":"R0.00"},{"v":0,"d":"R0.00"},{"v":0,"d":"R0.00"}]
["8.9.49",8021,"JOINT KIT,TRANS 3C 11kV 240-400 D8021","Ea",{"$nulls":3},{"v":0,"d":"R0.00"},{"v":0,"d":"R0.00"},{"v":0,"d":"R0.00"},null,null,{"v":0,"d":"R0.00"},{"v":0,"d":"R0.00"},{"v":0,"d":"R0.00"},null,null,{"v":0,"d":"R0.00"},{"v":0,"d":"R0.00"},{"v":0,"d":"R0.00"},null,null,{"v":0,"d":"R0.00"},{"v":0,"d":"R0.00"},{"v":0,"d":"R0.00"}]
["8.9.50",8021,"JOINT KIT,TRANS 3C 22kV 25 D8021","Ea",{"$nulls":3},{"v":0,"d":"R0.00"},{"v":0,"d":"R0.00"},{"v":0,"d":"R0.00"},null,null,{"v":0,"d":"R0.00"},{"v":0,"d":"R0.00"},{"v":0,"d":"R0.00"},null,null,{"v":0,"d":"R0.00"},{"v":0,"d":"R0.00"},{"v":0,"d":"R0.00"},null,null,{"v":0,"d":"R0.00"},{"v":0,"d":"R0.00"},{"v":0,"d":"R0.00"}]
["8.9.51",8021,"JOINT KIT,TRANS 3C 22kV 35-70 D8021","Ea",{"$nulls":3},{"v":0,"d":"R0.00"},{"v":0,"d":"R0.00"},{"v":0,"d":"R0.00"},null,null,{"v":0,"d":"R0.00"},{"v":0,"d":"R0.00"},{"v":0,"d":"R0.00"},null,null,{"v":0,"d":"R0.00"},{"v":0,"d":"R0.00"},{"v":0,"d":"R0.00"},null,null,{"v":0,"d":"R0.00"},{"v":0,"d":"R0.00"},{"v":0,"d":"R0.00"}]
["8.9.52",8021,"JOINT KIT,TRANS 3C 22kV 95-240 D8021","Ea",{"$nulls":3},{"v":0,"d":"R0.00"},{"v":0,"d":"R0.00"},{"v":0,"d":"R0.00"},null,null,{"v":0,"d":"R0.00"},{"v":0,"d":"R0.00"},{"v":0,"d":"R0.00"},null,null,{"v":0,"d":"R0.00"},{"v":0,"d":"R0.00"},{"v":0,"d":"R0.00"},null,null,{"v":0,"d":"R0.00"},{"v":0,"d":"R0.00"},{"v":0,"d":"R0.00"}]
["8.9.53",8021,"KIT,CABLE JOINT:6.35/11 KV;TRATR50-95","Ea",{"$nulls":3},{"v":0,"d":"R0.00"},{"v":0,"d":"R0.00"},{"v":0,"d":"R0.00"},null,null,{"v":0,"d":"R0.00"},{"v":0,"d":"R0.00"},{"v":0,"d":"R0.00"},null,null,{"v":0,"d":"R0.00"},{"v":0,"d":"R0.00"},{"v":0,"d":"R0.00"},null,null,{"v":0,"d":"R0.00"},{"v":0,"d":"R0.00"},{"v":0,"d":"R0.00"}]
["8.9.54",8021,"KIT,CABLE JOINT:6.35/11 KV;TRTR120-185","Ea",{"$nulls":3},{"v":0,"d":"R0.00"},{"v":0,"d":"R0.00"},{"v":0,"d":"R0.00"},null,null,{"v":0,"d":"R0.00"},{"v":0,"d":"R0.00"},{"v":0,"d":"R0.00"},null,null,{"v":0,"d":"R0.00"},{"v":0,"d":"R0.00"},{"v":0,"d":"R0.00"},null,null,{"v":0,"d":"R0.00"},{"v":0,"d":"R0.00"},{"v":0,"d":"R0.00"}]
["8.9.55",8021,"KIT,CABLE JOINT:6.35/11 KV;TRTR240-400","Ea",{"$nulls":3},{"v":0,"d":"R0.00"},{"v":0,"d":"R0.00"},{"v":0,"d":"R0.00"},null,null,{"v":0,"d":"R0.00"},{"v":0,"d":"R0.00"},{"v":0,"d":"R0.00"},null,null,{"v":0,"d":"R0.00"},{"v":0,"d":"R0.00"},{"v":0,"d":"R0.00"},null,null,{"v":0,"d":"R0.00"},{"v":0,"d":"R0.00"},{"v":0,"d":"R0.00"}]
["8.9.56",8021,"KIT,CABLE JOINT:12.7/22 KV;TRATR50-95","Ea",{"$nulls":3},{"v":0,"d":"R0.00"},{"v":0,"d":"R0.00"},{"v":0,"d":"R0.00"},null,null,{"v":0,"d":"R0.00"},{"v":0,"d":"R0.00"},{"v":0,"d":"R0.00"},null,null,{"v":0,"d":"R0.00"},{"v":0,"d":"R0.00"},{"v":0,"d":"R0.00"},null,null,{"v":0,"d":"R0.00"},{"v":0,"d":"R0.00"},{"v":0,"d":"R0.00"}]
["8.9.57",8021,"KIT,CABLE JOINT:12.7/22 KV;TRTR120-185","Ea",{"$nulls":3},{"v":0,"d":"R0.00"},{"v":0,"d":"R0.00"},{"v":0,"d":"R0.00"},null,null,{"v":0,"d":"R0.00"},{"v":0,"d":"R0.00"},{"v":0,"d":"R0.00"},null,null,{"v":0,"d":"R0.00"},{"v":0,"d":"R0.00"},{"v":0,"d":"R0.00"},null,null,{"v":0,"d":"R0.00"},{"v":0,"d":"R0.00"},{"v":0,"d":"R0.00"}]
["8.9.58",8021,"KIT,CABLE JOINT:12.7/22 KV;TRTR240-400","Ea",{"$nulls":3},{"v":0,"d":"R0.00"},{"v":0,"d":"R0.00"},{"v":0,"d":"R0.00"},null,null,{"v":0,"d":"R0.00"},{"v":0,"d":"R0.00"},{"v":0,"d":"R0.00"},null,null,{"v":0,"d":"R0.00"},{"v":0,"d":"R0.00"},{"v":0,"d":"R0.00"},null,null,{"v":0,"d":"R0.00"},{"v":0,"d":"R0.00"},{"v":0,"d":"R0.00"}]
["8.9.59",8021,"KIT,CABLE JOINT:19/33 KV;TRATR50-95","Ea",{"$nulls":3},{"v":0,"d":"R0.00"},{"v":0,"d":"R0.00"},{"v":0,"d":"R0.00"},null,null,{"$f":"K327*F327","v":{"v":0,"d":"R0.00"}},{"$f":"L327*G327","v":{"v":0,"d":"R0.00"}},{"$f":"SUM(K327*F327)+(L327*G327)","v":{"v":0,"d":"R0.00"}},null,null,{"$f":"P327*F327","v":{"v":0,"d":"R0.00"}},{"$f":"Q327*G327","v":{"v":0,"d":"R0.00"}},{"$f":"SUM(P327*F327)+(Q327*G327)","v":{"v":0,"d":"R0.00"}},null,null,{"$f":"U327*F327","v":{"v":0,"d":"R0.00"}},{"$f":"V327*G327","v":{"v":0,"d":"R0.00"}},{"$f":"SUM(U327*F327)+(V327*G327)","v":{"v":0,"d":"R0.00"}}]
["8.9.60",8021,"KIT,CABLE JOINT:19/33 KV;TRTR120-185","Ea",{"$nulls":3},{"v":0,"d":"R0.00"},{"v":0,"d":"R0.00"},{"v":0,"d":"R0.00"},null,null,{"v":0,"d":"R0.00"},{"v":0,"d":"R0.00"},{"v":0,"d":"R0.00"},null,null,{"v":0,"d":"R0.00"},{"v":0,"d":"R0.00"},{"v":0,"d":"R0.00"},null,null,{"v":0,"d":"R0.00"},{"v":0,"d":"R0.00"},{"v":0,"d":"R0.00"}]
["8.9.61",8021,"KIT,CABLE JOINT:19/33 KV;TRTR240-400","Ea",{"$nulls":3},{"v":0,"d":"R0.00"},{"v":0,"d":"R0.00"},{"v":0,"d":"R0.00"},null,null,{"v":0,"d":"R0.00"},{"v":0,"d":"R0.00"},{"v":0,"d":"R0.00"},null,null,{"v":0,"d":"R0.00"},{"v":0,"d":"R0.00"},{"v":0,"d":"R0.00"},null,null,{"v":0,"d":"R0.00"},{"v":0,"d":"R0.00"},{"v":0,"d":"R0.00"}]
["8.9.62",8021,"KIT CABLE JOINT:1C;33 KV;630 MM2;TRANS","Ea",{"$nulls":3},{"v":0,"d":"R0.00"},{"v":0,"d":"R0.00"},{"v":0,"d":"R0.00"},null,null,{"v":0,"d":"R0.00"},{"v":0,"d":"R0.00"},{"v":0,"d":"R0.00"},null,null,{"v":0,"d":"R0.00"},{"v":0,"d":"R0.00"},{"v":0,"d":"R0.00"},null,null,{"v":0,"d":"R0.00"},{"v":0,"d":"R0.00"},{"v":0,"d":"R0.00"}]
["8.9.63",8021,"KIT CABLE JOINT:3C;11 KV;185-300 MM2","Ea",{"$nulls":3},{"v":0,"d":"R0.00"},{"v":0,"d":"R0.00"},{"v":0,"d":"R0.00"},null,null,{"v":0,"d":"R0.00"},{"v":0,"d":"R0.00"},{"v":0,"d":"R0.00"},null,null,{"v":0,"d":"R0.00"},{"v":0,"d":"R0.00"},{"v":0,"d":"R0.00"},null,null,{"v":0,"d":"R0.00"},{"v":0,"d":"R0.00"},{"v":0,"d":"R0.00"}]
["8.9.64",8021,"KIT CABLE JOINT:3;11 KV;25-70 MM2;TRANS","Ea",{"$nulls":3},{"v":0,"d":"R0.00"},{"v":0,"d":"R0.00"},{"v":0,"d":"R0.00"},null,null,{"v":0,"d":"R0.00"},{"v":0,"d":"R0.00"},{"v":0,"d":"R0.00"},null,null,{"v":0,"d":"R0.00"},{"v":0,"d":"R0.00"},{"v":0,"d":"R0.00"},null,null,{"v":0,"d":"R0.00"},{"v":0,"d":"R0.00"},{"v":0,"d":"R0.00"}]
[{"v":8.1,"d":"8.10"},null,"MV Cable Trenching"]
[null,null,"Excavate, backfill and compact MV cable trenches.  Any damage to existing services shall be made good by the Contractor at his own expense and to the approval of the appointed Project Manager or Project Co-ordinator.  Soil types are defined as Class1, class 2, class3 and class 4 as per Eskom standard 240-75883148."]
["8.10.1","0854","Class 1 - non road crossing","m",{"$nulls":4},{"$f":"E335*G335","v":{"v":0,"d":"R0.00"}},{"$f":"(E335*F335)+(E335*G335)","v":{"v":0,"d":"R0.00"}},{"$nulls":3},{"v":0,"d":"R0.00"},{"v":0,"d":"R0.00"},{"$nulls":3},{"v":0,"d":"R0.00"},{"v":0,"d":"R0.00"},{"$nulls":3},{"v":0,"d":"R0.00"},{"v":0,"d":"R0.00"}]
["8.10.2","0854","Class 2- non road crossing","m",{"$nulls":4},{"v":0,"d":"R0.00"},{"v":0,"d":"R0.00"},{"$nulls":3},{"v":0,"d":"R0.00"},{"v":0,"d":"R0.00"},{"$nulls":3},{"v":0,"d":"R0.00"},{"v":0,"d":"R0.00"},{"$nulls":3},{"v":0,"d":"R0.00"},{"v":0,"d":"R0.00"}]
["8.10.3","0854","Class 3 - non road crossing","m",{"$nulls":4},{"v":0,"d":"R0.00"},{"v":0,"d":"R0.00"},{"$nulls":3},{"v":0,"d":"R0.00"},{"v":0,"d":"R0.00"},{"$nulls":3},{"v":0,"d":"R0.00"},{"v":0,"d":"R0.00"},{"$nulls":3},{"v":0,"d":"R0.00"},{"v":0,"d":"R0.00"}]
["8.10.4","0854","Class 4 - non road crossing","m",{"$nulls":4},{"v":0,"d":"R0.00"},{"v":0,"d":"R0.00"},{"$nulls":3},{"v":0,"d":"R0.00"},{"v":0,"d":"R0.00"},{"$nulls":3},{"v":0,"d":"R0.00"},{"v":0,"d":"R0.00"},{"$nulls":3},{"v":0,"d":"R0.00"},{"v":0,"d":"R0.00"}]
["8.10.5","0854","Class 1 - rail/ road crossing","m",{"$nulls":4},{"v":0,"d":"R0.00"},{"v":0,"d":"R0.00"},{"$nulls":3},{"v":0,"d":"R0.00"},{"v":0,"d":"R0.00"},{"$nulls":3},{"v":0,"d":"R0.00"},{"v":0,"d":"R0.00"},{"$nulls":3},{"v":0,"d":"R0.00"},{"v":0,"d":"R0.00"}]
["8.10.6","0854","Class 2- rail/road crossing","m",{"$nulls":4},{"v":0,"d":"R0.00"},{"v":0,"d":"R0.00"},{"$nulls":3},{"v":0,"d":"R0.00"},{"v":0,"d":"R0.00"},{"$nulls":3},{"v":0,"d":"R0.00"},{"v":0,"d":"R0.00"},{"$nulls":3},{"v":0,"d":"R0.00"},{"v":0,"d":"R0.00"}]
["8.10.7","0854","Class 3 - rail/ road crossing","m",{"$nulls":4},{"v":0,"d":"R0.00"},{"v":0,"d":"R0.00"},{"$nulls":3},{"v":0,"d":"R0.00"},{"v":0,"d":"R0.00"},{"$nulls":3},{"v":0,"d":"R0.00"},{"v":0,"d":"R0.00"},{"$nulls":3},{"v":0,"d":"R0.00"},{"v":0,"d":"R0.00"}]
["8.10.8","0854","Class 4 - rail/ road crossing","m",{"$nulls":4},{"v":0,"d":"R0.00"},{"v":0,"d":"R0.00"},{"$nulls":3},{"v":0,"d":"R0.00"},{"v":0,"d":"R0.00"},{"$nulls":3},{"v":0,"d":"R0.00"},{"v":0,"d":"R0.00"},{"$nulls":3},{"v":0,"d":"R0.00"},{"v":0,"d":"R0.00"}]
[8.11,null,"Equipment Labelling :Install  equipment labels on Mini-Substations,Ring Main Units, ground mount trfs (GM trfs) and MV cable according to Eskom KZN OU labelling standard KZN16SGS017"]
["8.11.1",null,"Labels for Ring Main Units, Mini-Substations GM trfs, GM CT VT units","Ea",{"$nulls":3},{"$f":"F344*E344","v":{"v":0,"d":"R0.00"}},{"$f":"E344*G344","v":{"v":0,"d":"R0.00"}},{"$f":"(E344*F344)+(E344*G344)","v":{"v":0,"d":"R0.00"}},null,null,{"v":0,"d":"R0.00"},{"v":0,"d":"R0.00"},{"v":0,"d":"R0.00"},null,null,{"v":0,"d":"R0.00"},{"v":0,"d":"R0.00"},{"v":0,"d":"R0.00"},null,null,{"v":0,"d":"R0.00"},{"v":0,"d":"R0.00"},{"v":0,"d":"R0.00"}]
["8.11.2",null,"Lables on MV cable terminations and joints","Ea",{"$nulls":3},{"v":0,"d":"R0.00"},{"v":0,"d":"R0.00"},{"v":0,"d":"R0.00"},null,null,{"v":0,"d":"R0.00"},{"v":0,"d":"R0.00"},{"v":0,"d":"R0.00"},null,null,{"v":0,"d":"R0.00"},{"v":0,"d":"R0.00"},{"v":0,"d":"R0.00"},null,null,{"v":0,"d":"R0.00"},{"v":0,"d":"R0.00"},{"v":0,"d":"R0.00"}]
[8.12,null,"MV Cable Testing & Hand Over"]
[null,null,"Perform MV insulation test on MV cable circuits less than 300m."]
["8.12.1",null,"MV cable installations less than 300 m, the cable circuit shall be tested and verified clear by means of at least a 5 kV insulation tester.","No",{"$nulls":3},{"$f":"F348*E348","v":{"v":0,"d":"R0.00"}},{"$f":"E348*G348","v":{"v":0,"d":"R0.00"}},{"$f":"(E348*F348)+(E348*G348)","v":{"v":0,"d":"R0.00"}},null,null,{"v":0,"d":"R0.00"},{"v":0,"d":"R0.00"},{"v":0,"d":"R0.00"},null,null,{"v":0,"d":"R0.00"},{"v":0,"d":"R0.00"},{"v":0,"d":"R0.00"},null,null,{"v":0,"d":"R0.00"},{"v":0,"d":"R0.00"},{"v":0,"d":"R0.00"}]
["8.12.2",null,"MV phasing","No",{"$nulls":3},{"v":0,"d":"R0.00"},{"v":0,"d":"R0.00"},{"v":0,"d":"R0.00"},null,null,{"v":0,"d":"R0.00"},{"v":0,"d":"R0.00"},{"v":0,"d":"R0.00"},null,null,{"v":0,"d":"R0.00"},{"v":0,"d":"R0.00"},{"v":0,"d":"R0.00"},null,null,{"v":0,"d":"R0.00"},{"v":0,"d":"R0.00"},{"v":0,"d":"R0.00"}]
["8.12.3",null,"MV earth electrode test ","No",{"$nulls":3},{"v":0,"d":"R0.00"},{"v":0,"d":"R0.00"},{"v":0,"d":"R0.00"},null,null,{"v":0,"d":"R0.00"},{"v":0,"d":"R0.00"},{"v":0,"d":"R0.00"},null,null,{"v":0,"d":"R0.00"},{"v":0,"d":"R0.00"},{"v":0,"d":"R0.00"},null,null,{"v":0,"d":"R0.00"},{"v":0,"d":"R0.00"},{"v":0,"d":"R0.00"}]
[8.13,null,"MISCELLANEOUS- Install the following as required."]
["8.13.1",null,"Installation of  waterproofing and sealant","m",{"$nulls":3},{"$f":"F352*E352","v":{"v":0,"d":"R0.00"}},{"$f":"E352*G352","v":{"v":0,"d":"R0.00"}},{"$f":"(E352*F352)+(E352*G352)","v":{"v":0,"d":"R0.00"}},null,null,{"v":0,"d":"R0.00"},{"v":0,"d":"R0.00"},{"v":0,"d":"R0.00"},null,null,{"v":0,"d":"R0.00"},{"v":0,"d":"R0.00"},{"v":0,"d":"R0.00"},null,null,{"v":0,"d":"R0.00"},{"v":0,"d":"R0.00"},{"v":0,"d":"R0.00"}]
["8.13.2",null,"Asphalt ","m",{"$nulls":3},{"v":0,"d":"R0.00"},{"v":0,"d":"R0.00"},{"v":0,"d":"R0.00"},null,null,{"v":0,"d":"R0.00"},{"v":0,"d":"R0.00"},{"v":0,"d":"R0.00"},null,null,{"v":0,"d":"R0.00"},{"v":0,"d":"R0.00"},{"v":0,"d":"R0.00"},null,null,{"v":0,"d":"R0.00"},{"v":0,"d":"R0.00"},{"v":0,"d":"R0.00"}]
["8.13.3",null,"Paving","m",{"$nulls":3},{"v":0,"d":"R0.00"},{"v":0,"d":"R0.00"},{"v":0,"d":"R0.00"},null,null,{"v":0,"d":"R0.00"},{"v":0,"d":"R0.00"},{"v":0,"d":"R0.00"},null,null,{"v":0,"d":"R0.00"},{"v":0,"d":"R0.00"},{"v":0,"d":"R0.00"},null,null,{"v":0,"d":"R0.00"},{"v":0,"d":"R0.00"},{"v":0,"d":"R0.00"}]
["8.13.4",null,"Concrete","m",{"$nulls":3},{"v":0,"d":"R0.00"},{"v":0,"d":"R0.00"},{"v":0,"d":"R0.00"},null,null,{"v":0,"d":"R0.00"},{"v":0,"d":"R0.00"},{"v":0,"d":"R0.00"},null,null,{"v":0,"d":"R0.00"},{"v":0,"d":"R0.00"},{"v":0,"d":"R0.00"},null,null,{"v":0,"d":"R0.00"},{"v":0,"d":"R0.00"},{"v":0,"d":"R0.00"}]
["8.13.5",8018,"Lay PVC piping, 110mm, 6 metre length’s","Ea",{"$nulls":3},{"v":0,"d":"R0.00"},{"v":0,"d":"R0.00"},{"v":0,"d":"R0.00"},null,null,{"v":0,"d":"R0.00"},{"v":0,"d":"R0.00"},{"v":0,"d":"R0.00"},null,null,{"v":0,"d":"R0.00"},{"v":0,"d":"R0.00"},{"v":0,"d":"R0.00"},null,null,{"v":0,"d":"R0.00"},{"v":0,"d":"R0.00"},{"v":0,"d":"R0.00"}]
["8.13.6",8018,"Lay PVC piping, 160mm, 6 metre length’s","Ea",{"$nulls":3},{"v":0,"d":"R0.00"},{"v":0,"d":"R0.00"},{"v":0,"d":"R0.00"},null,null,{"v":0,"d":"R0.00"},{"v":0,"d":"R0.00"},{"v":0,"d":"R0.00"},null,null,{"v":0,"d":"R0.00"},{"v":0,"d":"R0.00"},{"v":0,"d":"R0.00"},null,null,{"v":0,"d":"R0.00"},{"v":0,"d":"R0.00"},{"v":0,"d":"R0.00"}]
["8.13.7",8018,"Lay PVC piping, 250mm, 6 metre length’s","Ea",{"$nulls":3},{"v":0,"d":"R0.00"},{"v":0,"d":"R0.00"},{"v":0,"d":"R0.00"},null,null,{"v":0,"d":"R0.00"},{"v":0,"d":"R0.00"},{"v":0,"d":"R0.00"},null,null,{"v":0,"d":"R0.00"},{"v":0,"d":"R0.00"},{"v":0,"d":"R0.00"},null,null,{"v":0,"d":"R0.00"},{"v":0,"d":"R0.00"},{"v":0,"d":"R0.00"}]
["8.13.8",8076,"Concrete slabs, pre-cast cable cover ","Ea",{"$nulls":3},{"v":0,"d":"R0.00"},{"v":0,"d":"R0.00"},{"v":0,"d":"R0.00"},null,null,{"v":0,"d":"R0.00"},{"v":0,"d":"R0.00"},{"v":0,"d":"R0.00"},null,null,{"v":0,"d":"R0.00"},{"v":0,"d":"R0.00"},{"v":0,"d":"R0.00"},null,null,{"v":0,"d":"R0.00"},{"v":0,"d":"R0.00"},{"v":0,"d":"R0.00"}]
["8.13.9",null,"Install Shoring for trenches as required ","m",{"$nulls":3},{"v":0,"d":"R0.00"},{"v":0,"d":"R0.00"},{"v":0,"d":"R0.00"},null,null,{"v":0,"d":"R0.00"},{"v":0,"d":"R0.00"},{"v":0,"d":"R0.00"},null,null,{"v":0,"d":"R0.00"},{"v":0,"d":"R0.00"},{"v":0,"d":"R0.00"},null,null,{"v":0,"d":"R0.00"},{"v":0,"d":"R0.00"},{"v":0,"d":"R0.00"}]
["8.13.10",null,"Barricading","m",{"$nulls":3},{"v":0,"d":"R0.00"},{"v":0,"d":"R0.00"},{"v":0,"d":"R0.00"},null,null,{"v":0,"d":"R0.00"},{"v":0,"d":"R0.00"},{"v":0,"d":"R0.00"},null,null,{"v":0,"d":"R0.00"},{"v":0,"d":"R0.00"},{"v":0,"d":"R0.00"},null,null,{"v":0,"d":"R0.00"},{"v":0,"d":"R0.00"},{"v":0,"d":"R0.00"}]
["8.13.11",null,"Barricading - High Speed","m",{"$nulls":3},{"v":0,"d":"R0.00"},{"v":0,"d":"R0.00"},{"v":0,"d":"R0.00"},null,null,{"v":0,"d":"R0.00"},{"v":0,"d":"R0.00"},{"v":0,"d":"R0.00"},null,null,{"v":0,"d":"R0.00"},{"v":0,"d":"R0.00"},{"v":0,"d":"R0.00"},null,null,{"v":0,"d":"R0.00"},{"v":0,"d":"R0.00"},{"v":0,"d":"R0.00"}]
["8.13.12",null,"Installation of trench covers","Ea",{"$nulls":3},{"v":0,"d":"R0.00"},{"v":0,"d":"R0.00"},{"v":0,"d":"R0.00"},null,null,{"v":0,"d":"R0.00"},{"v":0,"d":"R0.00"},{"v":0,"d":"R0.00"},null,null,{"v":0,"d":"R0.00"},{"v":0,"d":"R0.00"},{"v":0,"d":"R0.00"},null,null,{"v":0,"d":"R0.00"},{"v":0,"d":"R0.00"},{"v":0,"d":"R0.00"}]
["8.13.13",8010,"S/ARR DIST 11kV 10kA POLYMER I/D D8010","Ea",{"$nulls":3},{"v":0,"d":"R0.00"},{"v":0,"d":"R0.00"},{"v":0,"d":"R0.00"},null,null,{"v":0,"d":"R0.00"},{"v":0,"d":"R0.00"},{"v":0,"d":"R0.00"},null,null,{"v":0,"d":"R0.00"},{"v":0,"d":"R0.00"},{"v":0,"d":"R0.00"},null,null,{"v":0,"d":"R0.00"},{"v":0,"d":"R0.00"},{"v":0,"d":"R0.00"}]
["8.13.14",8010,"S/ARR DIST 22kV 10kA POLYMER I/D D8010","Ea",{"$nulls":3},{"v":0,"d":"R0.00"},{"v":0,"d":"R0.00"},{"v":0,"d":"R0.00"},null,null,{"v":0,"d":"R0.00"},{"v":0,"d":"R0.00"},{"v":0,"d":"R0.00"},null,null,{"v":0,"d":"R0.00"},{"v":0,"d":"R0.00"},{"v":0,"d":"R0.00"},null,null,{"v":0,"d":"R0.00"},{"v":0,"d":"R0.00"},{"v":0,"d":"R0.00"}]
["8.13.15",8077,"SLEEVE,CABLE REPAIR 60-120 1m LG. D8077","Ea",{"$nulls":3},{"v":0,"d":"R0.00"},{"v":0,"d":"R0.00"},{"v":0,"d":"R0.00"},null,null,{"v":0,"d":"R0.00"},{"v":0,"d":"R0.00"},{"v":0,"d":"R0.00"},null,null,{"v":0,"d":"R0.00"},{"v":0,"d":"R0.00"},{"v":0,"d":"R0.00"},null,null,{"v":0,"d":"R0.00"},{"v":0,"d":"R0.00"},{"v":0,"d":"R0.00"}]
["8.13.16",null,"Installation and marking of cable route marker","Ea",{"$nulls":3},{"v":0,"d":"R0.00"},{"v":0,"d":"R0.00"},{"v":0,"d":"R0.00"},null,null,{"v":0,"d":"R0.00"},{"v":0,"d":"R0.00"},{"v":0,"d":"R0.00"},null,null,{"v":0,"d":"R0.00"},{"v":0,"d":"R0.00"},{"v":0,"d":"R0.00"},null,null,{"v":0,"d":"R0.00"},{"v":0,"d":"R0.00"},{"v":0,"d":"R0.00"}]
["8.13.17",null,"Cart away rubble and excavated soil to a registered dumping site","ton/km",{"$nulls":3},{"v":0,"d":"R0.00"},{"v":0,"d":"R0.00"},{"v":0,"d":"R0.00"},null,null,{"v":0,"d":"R0.00"},{"v":0,"d":"R0.00"},{"v":0,"d":"R0.00"},null,null,{"v":0,"d":"R0.00"},{"v":0,"d":"R0.00"},{"v":0,"d":"R0.00"},null,null,{"v":0,"d":"R0.00"},{"v":0,"d":"R0.00"},{"v":0,"d":"R0.00"}]
[null,null,"TOTAL CARRIED TO SUMMARY PAGE",{"$nulls":4},{"$f":"SUM(H6:H368)","v":{"v":0,"d":"R0.00"}},{"$f":"SUM(I6:I368)","v":{"v":0,"d":"R0.00"}},{"$f":"SUM(J6:J368)","v":{"v":0,"d":"R0.00"}},null,null,{"$f":"SUM(M6:M368)","v":{"v":0,"d":"R0.00"}},{"$f":"SUM(N6:N368)","v":{"v":0,"d":"R0.00"}},{"$f":"SUM(O6:O368)","v":{"v":0,"d":"R0.00"}},null,null,{"$f":"SUM(R6:R368)","v":{"v":0,"d":"R0.00"}},{"$f":"SUM(S6:S368)","v":{"v":0,"d":"R0.00"}},{"$f":"SUM(T6:T368)","v":{"v":0,"d":"R0.00"}},null,null,{"$f":"SUM(W6:W368)","v":{"v":0,"d":"R0.00"}},{"$f":"SUM(X6:X368)","v":{"v":0,"d":"R0.00"}},{"$f":"SUM(Y6:Y368)","v":{"v":0,"d":"R0.00"}}]
["Verified By:",null,null,"DATE"]
["Clerk of Works"]
["Cost Checked by:",null,null,"DATE"]
["Quantity Surveyor"]
["Accepted By:",null,null,"DATE"]
["Contractor"]
["Approved By:",null,null,"DATE"]
["Programme Manager"]

{"sheet":"Dismantle","index":13,"n_rows":293,"n_cols":27,"rows_kept":293,"merged":[[0,1,0,3],[0,4,0,6],[0,7,0,8],[0,9,0,10],[0,11,0,12],[0,13,0,14],[0,15,0,16],[0,17,0,18],[0,19,0,20],[0,21,0,22],[0,23,0,24],[0,25,0,26],[2,0,2,2],[3,0,3,2],[285,3,286,3],[287,3,288,3],[289,3,290,3],[291,3,292,3]]}
["BILL NO: 9","DISMANTLING ",null,null,"PROJECT TOTALS",null,null,"CLAIM 1",null,"CLAIM 2",null,"CLAIM 3",null,"CLAIM 4",null,"CLAIM 5",null,"CLAIM 6",null,"CLAIM 7",null,"CLAIM 8",null,"CLAIM 9",null,"CLAIM 10"]
["NO.","D-D-T","DESCRIPTION","UNIT","QTY","LABOUR RATE","TOTAL","INSTALL QTY","TOTAL","INSTALL QTY","TOTAL","INSTALL QTY","TOTAL","INSTALL QTY","TOTAL","INSTALL QTY","TOTAL","INSTALL QTY","TOTAL","INSTALL QTY","TOTAL","INSTALL QTY","TOTAL","INSTALL QTY","TOTAL","INSTALL QTY","TOTAL"]
["Prices are to include the recovery in good condition of poles, crossarms, insulators and line hardware,excluding the transporting of these items to the nearest Eskom Operating Unit store - it is measured somwhere else, and the backfilling consolidation and levelling of soil from excavations."]
["Prices shall be in terms of meters of conductor/cable recovered and shall include for the coiling of the recovered conductor onto drums , and exclude the transporting of the conductor/cable as coiled to the nearest Eskom Operating Unit store it is measured else where ."]
[9.1,null,"Removal of wooden poles by hand. Cut pole into sizes that can be carried onto truck.  This is for areas inaccessible for crane trucks.   Assumed and avg distance of 100m to carry the cut wood poles to truck "]
["9.1.1",null,"POLE,WOOD  5m ","Ea",null,null,{"$f":"F6*E6","v":{"v":0,"d":"R0.00"}},null,{"$f":"H6*F6","v":{"v":0,"d":"R0.00"}},null,{"$f":"J6*F6","v":{"v":0,"d":"R0.00"}},null,{"$f":"L6*F6","v":{"v":0,"d":"R0.00"}},null,{"$f":"N6*F6","v":{"v":0,"d":"R0.00"}},null,{"$f":"P6*F6","v":{"v":0,"d":"R0.00"}},null,{"$f":"R6*F6","v":{"v":0,"d":"R0.00"}},null,{"$f":"T6*F6","v":{"v":0,"d":"R0.00"}},null,{"$f":"V6*F6","v":{"v":0,"d":"R0.00"}},null,{"$f":"X6*F6","v":{"v":0,"d":"R0.00"}},null,{"$f":"Z6*F6","v":{"v":0,"d":"R0.00"}}]
["9.1.2",null,"POLE,WOOD  7m   ","Ea",null,null,{"$f":"F7*E7","v":{"v":0,"d":"R0.00"}},null,{"$f":"H7*F7","v":{"v":0,"d":"R0.00"}},null,{"$f":"J7*F7","v":{"v":0,"d":"R0.00"}},null,{"$f":"L7*F7","v":{"v":0,"d":"R0.00"}},null,{"$f":"N7*F7","v":{"v":0,"d":"R0.00"}},null,{"$f":"P7*F7","v":{"v":0,"d":"R0.00"}},null,{"$f":"R7*F7","v":{"v":0,"d":"R0.00"}},null,{"$f":"T7*F7","v":{"v":0,"d":"R0.00"}},null,{"$f":"V7*F7","v":{"v":0,"d":"R0.00"}},null,{"$f":"X7*F7","v":{"v":0,"d":"R0.00"}},null,{"$f":"Z7*F7","v":{"v":0,"d":"R0.00"}}]
["9.1.3",null,"POLE,WOOD  9m   ","Ea",null,null,{"v":0,"d":"R0.00"},null,{"v":0,"d":"R0.00"},null,{"v":0,"d":"R0.00"},null,{"v":0,"d":"R0.00"},null,{"v":0,"d":"R0.00"},null,{"v":0,"d":"R0.00"},null,{"v":0,"d":"R0.00"},null,{"v":0,"d":"R0.00"},null,{"v":0,"d":"R0.00"},null,{"v":0,"d":"R0.00"},null,{"v":0,"d":"R0.00"}]
["9.1.4",null,"POLE,WOOD 10.0m ","Ea",null,null,{"v":0,"d":"R0.00"},null,{"v":0,"d":"R0.00"},null,{"v":0,"d":"R0.00"},null,{"v":0,"d":"R0.00"},null,{"v":0,"d":"R0.00"},null,{"v":0,"d":"R0.00"},null,{"v":0,"d":"R0.00"},null,{"v":0,"d":"R0.00"},null,{"v":0,"d":"R0.00"},null,{"v":0,"d":"R0.00"},null,{"v":0,"d":"R0.00"}]
["9.1.5",null,"POLE,WOOD 11.0m ","Ea",null,null,{"v":0,"d":"R0.00"},null,{"v":0,"d":"R0.00"},null,{"v":0,"d":"R0.00"},null,{"v":0,"d":"R0.00"},null,{"v":0,"d":"R0.00"},null,{"v":0,"d":"R0.00"},null,{"v":0,"d":"R0.00"},null,{"v":0,"d":"R0.00"},null,{"v":0,"d":"R0.00"},null,{"v":0,"d":"R0.00"},null,{"v":0,"d":"R0.00"}]
["9.1.6",null,"POLE,WOOD 12.0m ","Ea",null,null,{"v":0,"d":"R0.00"},null,{"v":0,"d":"R0.00"},null,{"v":0,"d":"R0.00"},null,{"v":0,"d":"R0.00"},null,{"v":0,"d":"R0.00"},null,{"v":0,"d":"R0.00"},null,{"v":0,"d":"R0.00"},null,{"v":0,"d":"R0.00"},null,{"v":0,"d":"R0.00"},null,{"v":0,"d":"R0.00"},null,{"v":0,"d":"R0.00"}]
["9.1.7",null,"POLE,WOOD 13.0m","Ea",null,null,{"v":0,"d":"R0.00"},null,{"v":0,"d":"R0.00"},null,{"v":0,"d":"R0.00"},null,{"v":0,"d":"R0.00"},null,{"v":0,"d":"R0.00"},null,{"v":0,"d":"R0.00"},null,{"v":0,"d":"R0.00"},null,{"v":0,"d":"R0.00"},null,{"v":0,"d":"R0.00"},null,{"v":0,"d":"R0.00"},null,{"v":0,"d":"R0.00"}]
["9.1.8",null,"POLE,WOOD 14.0m","Ea",null,null,{"v":0,"d":"R0.00"},null,{"v":0,"d":"R0.00"},null,{"v":0,"d":"R0.00"},null,{"v":0,"d":"R0.00"},null,{"v":0,"d":"R0.00"},null,{"v":0,"d":"R0.00"},null,{"v":0,"d":"R0.00"},null,{"v":0,"d":"R0.00"},null,{"v":0,"d":"R0.00"},null,{"v":0,"d":"R0.00"},null,{"v":0,"d":"R0.00"}]
["9.1.9",null,"POLE,WOOD 15.0 m","Ea",null,null,{"v":0,"d":"R0.00"},null,{"v":0,"d":"R0.00"},null,{"v":0,"d":"R0.00"},null,{"v":0,"d":"R0.00"},null,{"v":0,"d":"R0.00"},null,{"v":0,"d":"R0.00"},null,{"v":0,"d":"R0.00"},null,{"v":0,"d":"R0.00"},null,{"v":0,"d":"R0.00"},null,{"v":0,"d":"R0.00"},null,{"v":0,"d":"R0.00"}]
["9.1.10",null,"POLE,WOOD 16.0 m","Ea",null,null,{"v":0,"d":"R0.00"},null,{"v":0,"d":"R0.00"},null,{"v":0,"d":"R0.00"},null,{"v":0,"d":"R0.00"},null,{"v":0,"d":"R0.00"},null,{"v":0,"d":"R0.00"},null,{"v":0,"d":"R0.00"},null,{"v":0,"d":"R0.00"},null,{"v":0,"d":"R0.00"},null,{"v":0,"d":"R0.00"},null,{"v":0,"d":"R0.00"}]
["9.1.11",null,"POLE,WOOD 18.0 m","Ea",null,null,{"v":0,"d":"R0.00"},null,{"v":0,"d":"R0.00"},null,{"v":0,"d":"R0.00"},null,{"v":0,"d":"R0.00"},null,{"v":0,"d":"R0.00"},null,{"v":0,"d":"R0.00"},null,{"v":0,"d":"R0.00"},null,{"v":0,"d":"R0.00"},null,{"v":0,"d":"R0.00"},null,{"v":0,"d":"R0.00"},null,{"v":0,"d":"R0.00"}]
[9.2,null,"Removal of wooden poles by crane. Poles loaded directly loaded onto crane truck"]
["9.2.1",null,"POLE,WOOD  5m ","Ea",null,null,{"$f":"F18*E18","v":{"v":0,"d":"R0.00"}},null,{"$f":"H18*F18","v":{"v":0,"d":"R0.00"}},null,{"$f":"J18*F18","v":{"v":0,"d":"R0.00"}},null,{"$f":"L18*F18","v":{"v":0,"d":"R0.00"}},null,{"$f":"N18*F18","v":{"v":0,"d":"R0.00"}},null,{"$f":"P18*F18","v":{"v":0,"d":"R0.00"}},null,{"$f":"R18*F18","v":{"v":0,"d":"R0.00"}},null,{"$f":"T18*F18","v":{"v":0,"d":"R0.00"}},null,{"$f":"V18*F18","v":{"v":0,"d":"R0.00"}},null,{"$f":"X18*F18","v":{"v":0,"d":"R0.00"}},null,{"$f":"Z18*F18","v":{"v":0,"d":"R0.00"}}]
["9.2.2",null,"POLE,WOOD  7m   ","Ea",null,null,{"v":0,"d":"R0.00"},null,{"v":0,"d":"R0.00"},null,{"v":0,"d":"R0.00"},null,{"v":0,"d":"R0.00"},null,{"v":0,"d":"R0.00"},null,{"v":0,"d":"R0.00"},null,{"v":0,"d":"R0.00"},null,{"v":0,"d":"R0.00"},null,{"v":0,"d":"R0.00"},null,{"v":0,"d":"R0.00"},null,{"v":0,"d":"R0.00"}]
["9.2.3",null,"POLE,WOOD  9m   ","Ea",null,null,{"v":0,"d":"R0.00"},null,{"v":0,"d":"R0.00"},null,{"v":0,"d":"R0.00"},null,{"v":0,"d":"R0.00"},null,{"v":0,"d":"R0.00"},null,{"v":0,"d":"R0.00"},null,{"v":0,"d":"R0.00"},null,{"v":0,"d":"R0.00"},null,{"v":0,"d":"R0.00"},null,{"v":0,"d":"R0.00"},null,{"v":0,"d":"R0.00"}]
["9.2.4",null,"POLE,WOOD 10.0m ","Ea",null,null,{"v":0,"d":"R0.00"},null,{"v":0,"d":"R0.00"},null,{"v":0,"d":"R0.00"},null,{"v":0,"d":"R0.00"},null,{"v":0,"d":"R0.00"},null,{"v":0,"d":"R0.00"},null,{"v":0,"d":"R0.00"},null,{"v":0,"d":"R0.00"},null,{"v":0,"d":"R0.00"},null,{"v":0,"d":"R0.00"},null,{"v":0,"d":"R0.00"}]
["9.2.5",null,"POLE,WOOD 11.0m ","Ea",null,null,{"v":0,"d":"R0.00"},null,{"v":0,"d":"R0.00"},null,{"v":0,"d":"R0.00"},null,{"v":0,"d":"R0.00"},null,{"v":0,"d":"R0.00"},null,{"v":0,"d":"R0.00"},null,{"v":0,"d":"R0.00"},null,{"v":0,"d":"R0.00"},null,{"v":0,"d":"R0.00"},null,{"v":0,"d":"R0.00"},null,{"v":0,"d":"R0.00"}]
["A.5.2.1.",null,"POLE,WOOD 12.0m ","Ea",null,null,{"v":0,"d":"R0.00"},null,{"v":0,"d":"R0.00"},null,{"v":0,"d":"R0.00"},null,{"v":0,"d":"R0.00"},null,{"v":0,"d":"R0.00"},null,{"v":0,"d":"R0.00"},null,{"v":0,"d":"R0.00"},null,{"v":0,"d":"R0.00"},null,{"v":0,"d":"R0.00"},null,{"v":0,"d":"R0.00"},null,{"v":0,"d":"R0.00"}]
["A.5.2.2.",null,"POLE,WOOD 13.0m","Ea",null,null,{"v":0,"d":"R0.00"},null,{"v":0,"d":"R0.00"},null,{"v":0,"d":"R0.00"},null,{"v":0,"d":"R0.00"},null,{"v":0,"d":"R0.00"},null,{"v":0,"d":"R0.00"},null,{"v":0,"d":"R0.00"},null,{"v":0,"d":"R0.00"},null,{"v":0,"d":"R0.00"},null,{"v":0,"d":"R0.00"},null,{"v":0,"d":"R0.00"}]
["A.5.2.3.",null,"POLE,WOOD 14.0m","Ea",null,null,{"v":0,"d":"R0.00"},null,{"v":0,"d":"R0.00"},null,{"v":0,"d":"R0.00"},null,{"v":0,"d":"R0.00"},null,{"v":0,"d":"R0.00"},null,{"v":0,"d":"R0.00"},null,{"v":0,"d":"R0.00"},null,{"v":0,"d":"R0.00"},null,{"v":0,"d":"R0.00"},null,{"v":0,"d":"R0.00"},null,{"v":0,"d":"R0.00"}]
["A.5.2.4.",null,"POLE,WOOD 15.0 m","Ea",null,null,{"v":0,"d":"R0.00"},null,{"v":0,"d":"R0.00"},null,{"v":0,"d":"R0.00"},null,{"v":0,"d":"R0.00"},null,{"v":0,"d":"R0.00"},null,{"v":0,"d":"R0.00"},null,{"v":0,"d":"R0.00"},null,{"v":0,"d":"R0.00"},null,{"v":0,"d":"R0.00"},null,{"v":0,"d":"R0.00"},null,{"v":0,"d":"R0.00"}]
["9.2.10",null,"POLE,WOOD 16.0 m","Ea",null,null,{"v":0,"d":"R0.00"},null,{"v":0,"d":"R0.00"},null,{"v":0,"d":"R0.00"},null,{"v":0,"d":"R0.00"},null,{"v":0,"d":"R0.00"},null,{"v":0,"d":"R0.00"},null,{"v":0,"d":"R0.00"},null,{"v":0,"d":"R0.00"},null,{"v":0,"d":"R0.00"},null,{"v":0,"d":"R0.00"},null,{"v":0,"d":"R0.00"}]
["9.2.11",null,"POLE,WOOD 18.0 m","Ea",null,null,{"v":0,"d":"R0.00"},null,{"v":0,"d":"R0.00"},null,{"v":0,"d":"R0.00"},null,{"v":0,"d":"R0.00"},null,{"v":0,"d":"R0.00"},null,{"v":0,"d":"R0.00"},null,{"v":0,"d":"R0.00"},null,{"v":0,"d":"R0.00"},null,{"v":0,"d":"R0.00"},null,{"v":0,"d":"R0.00"},null,{"v":0,"d":"R0.00"}]
[9.3,null,"Removal of crossarms."]
["9.3.1",null,"Removal of 2,5m/3.5m  crossarm including hardware","Ea",null,null,{"$f":"F30*E30","v":{"v":0,"d":"R0.00"}},null,{"$f":"H30*F30","v":{"v":0,"d":"R0.00"}},null,{"$f":"J30*F30","v":{"v":0,"d":"R0.00"}},null,{"$f":"L30*F30","v":{"v":0,"d":"R0.00"}},null,{"$f":"N30*F30","v":{"v":0,"d":"R0.00"}},null,{"$f":"P30*F30","v":{"v":0,"d":"R0.00"}},null,{"$f":"R30*F30","v":{"v":0,"d":"R0.00"}},null,{"$f":"T30*F30","v":{"v":0,"d":"R0.00"}},null,{"$f":"V30*F30","v":{"v":0,"d":"R0.00"}},null,{"$f":"X30*F30","v":{"v":0,"d":"R0.00"}},null,{"$f":"Z30*F30","v":{"v":0,"d":"R0.00"}}]
["9.3.2",null,"Removal of 4,5m crossarm  including hardware","Ea",null,null,{"v":0,"d":"R0.00"},null,{"v":0,"d":"R0.00"},null,{"v":0,"d":"R0.00"},null,{"v":0,"d":"R0.00"},null,{"v":0,"d":"R0.00"},null,{"v":0,"d":"R0.00"},null,{"v":0,"d":"R0.00"},null,{"v":0,"d":"R0.00"},null,{"v":0,"d":"R0.00"},null,{"v":0,"d":"R0.00"},null,{"v":0,"d":"R0.00"}]
[9.4,null,"Dismantling and recovering of MV conductor"]
["9.4.1",3136,"MV Bare ACSR Fox Ungreased ","m",null,null,{"$f":"F33*E33","v":{"v":0,"d":"R0.00"}},null,{"$f":"H33*F33","v":{"v":0,"d":"R0.00"}},null,{"$f":"J33*F33","v":{"v":0,"d":"R0.00"}},null,{"$f":"L33*F33","v":{"v":0,"d":"R0.00"}},null,{"$f":"N33*F33","v":{"v":0,"d":"R0.00"}},null,{"$f":"P33*F33","v":{"v":0,"d":"R0.00"}},null,{"$f":"R33*F33","v":{"v":0,"d":"R0.00"}},null,{"$f":"T33*F33","v":{"v":0,"d":"R0.00"}},null,{"$f":"V33*F33","v":{"v":0,"d":"R0.00"}},null,{"$f":"X33*F33","v":{"v":0,"d":"R0.00"}},null,{"$f":"Z33*F33","v":{"v":0,"d":"R0.00"}}]
["9.4.2",3136,"MV Bare ACSR Fox Greased","m",null,null,{"v":0,"d":"R0.00"},null,{"v":0,"d":"R0.00"},null,{"v":0,"d":"R0.00"},null,{"v":0,"d":"R0.00"},null,{"v":0,"d":"R0.00"},null,{"v":0,"d":"R0.00"},null,{"v":0,"d":"R0.00"},null,{"v":0,"d":"R0.00"},null,{"v":0,"d":"R0.00"},null,{"v":0,"d":"R0.00"},null,{"v":0,"d":"R0.00"}]
["9.4.3",3136,"MV Bare AAAC 35mmsq Greased","m",null,null,{"v":0,"d":"R0.00"},null,{"v":0,"d":"R0.00"},null,{"v":0,"d":"R0.00"},null,{"v":0,"d":"R0.00"},null,{"v":0,"d":"R0.00"},null,{"v":0,"d":"R0.00"},null,{"v":0,"d":"R0.00"},null,{"v":0,"d":"R0.00"},null,{"v":0,"d":"R0.00"},null,{"v":0,"d":"R0.00"},null,{"v":0,"d":"R0.00"}]
["9.4.4",3136,"MV Bare AAAC  Pine Greased ","m",null,null,{"v":0,"d":"R0.00"},null,{"v":0,"d":"R0.00"},null,{"v":0,"d":"R0.00"},null,{"v":0,"d":"R0.00"},null,{"v":0,"d":"R0.00"},null,{"v":0,"d":"R0.00"},null,{"v":0,"d":"R0.00"},null,{"v":0,"d":"R0.00"},null,{"v":0,"d":"R0.00"},null,{"v":0,"d":"R0.00"},null,{"v":0,"d":"R0.00"}]
["9.4.5",3136,"MV Bare ACSR  Mink Greased ","m",null,null,{"v":0,"d":"R0.00"},null,{"v":0,"d":"R0.00"},null,{"v":0,"d":"R0.00"},null,{"v":0,"d":"R0.00"},null,{"v":0,"d":"R0.00"},null,{"v":0,"d":"R0.00"},null,{"v":0,"d":"R0.00"},null,{"v":0,"d":"R0.00"},null,{"v":0,"d":"R0.00"},null,{"v":0,"d":"R0.00"},null,{"v":0,"d":"R0.00"}]
["9.4.6",3136,"MV Bare ACSR  Mink Ungreased ","m",null,null,{"v":0,"d":"R0.00"},null,{"v":0,"d":"R0.00"},null,{"v":0,"d":"R0.00"},null,{"v":0,"d":"R0.00"},null,{"v":0,"d":"R0.00"},null,{"v":0,"d":"R0.00"},null,{"v":0,"d":"R0.00"},null,{"v":0,"d":"R0.00"},null,{"v":0,"d":"R0.00"},null,{"v":0,"d":"R0.00"},null,{"v":0,"d":"R0.00"}]
["9.4.7",3136,"MV Bare AAAC  Oak Greased ","m",null,null,{"v":0,"d":"R0.00"},null,{"v":0,"d":"R0.00"},null,{"v":0,"d":"R0.00"},null,{"v":0,"d":"R0.00"},null,{"v":0,"d":"R0.00"},null,{"v":0,"d":"R0.00"},null,{"v":0,"d":"R0.00"},null,{"v":0,"d":"R0.00"},null,{"v":0,"d":"R0.00"},null,{"v":0,"d":"R0.00"},null,{"v":0,"d":"R0.00"}]
["9.4.8",3136,"MV Bare ACSR  Hare Greased ","m",null,null,{"v":0,"d":"R0.00"},null,{"v":0,"d":"R0.00"},null,{"v":0,"d":"R0.00"},null,{"v":0,"d":"R0.00"},null,{"v":0,"d":"R0.00"},null,{"v":0,"d":"R0.00"},null,{"v":0,"d":"R0.00"},null,{"v":0,"d":"R0.00"},null,{"v":0,"d":"R0.00"},null,{"v":0,"d":"R0.00"},null,{"v":0,"d":"R0.00"}]
["9.4.9",3136,"MV Bare ACSR  Hare Ungreased ","m",null,null,{"v":0,"d":"R0.00"},null,{"v":0,"d":"R0.00"},null,{"v":0,"d":"R0.00"},null,{"v":0,"d":"R0.00"},null,{"v":0,"d":"R0.00"},null,{"v":0,"d":"R0.00"},null,{"v":0,"d":"R0.00"},null,{"v":0,"d":"R0.00"},null,{"v":0,"d":"R0.00"},null,{"v":0,"d":"R0.00"},null,{"v":0,"d":"R0.00"}]
["9.4.10",3136,"MV Bare Chicadee conductor- Greased ","m",null,null,{"v":0,"d":"R0.00"},null,{"v":0,"d":"R0.00"},null,{"v":0,"d":"R0.00"},null,{"v":0,"d":"R0.00"},null,{"v":0,"d":"R0.00"},null,{"v":0,"d":"R0.00"},null,{"v":0,"d":"R0.00"},null,{"v":0,"d":"R0.00"},null,{"v":0,"d":"R0.00"},null,{"v":0,"d":"R0.00"},null,{"v":0,"d":"R0.00"}]
["9.4.11",3136,"MV Bare Chicadee conductor- Ungreased ","m",null,null,{"v":0,"d":"R0.00"},null,{"v":0,"d":"R0.00"},null,{"v":0,"d":"R0.00"},null,{"v":0,"d":"R0.00"},null,{"v":0,"d":"R0.00"},null,{"v":0,"d":"R0.00"},null,{"v":0,"d":"R0.00"},null,{"v":0,"d":"R0.00"},null,{"v":0,"d":"R0.00"},null,{"v":0,"d":"R0.00"},null,{"v":0,"d":"R0.00"}]
["9.4.12",3136,"MV ABC 11 kV 35 mmsq 3 Core","m",null,null,{"v":0,"d":"R0.00"},null,{"v":0,"d":"R0.00"},null,{"v":0,"d":"R0.00"},null,{"v":0,"d":"R0.00"},null,{"v":0,"d":"R0.00"},null,{"v":0,"d":"R0.00"},null,{"v":0,"d":"R0.00"},null,{"v":0,"d":"R0.00"},null,{"v":0,"d":"R0.00"},null,{"v":0,"d":"R0.00"},null,{"v":0,"d":"R0.00"}]
["9.4.13",3136,"MV ABC 11 kV 95 mmsq 3 Core","m",null,null,{"v":0,"d":"R0.00"},null,{"v":0,"d":"R0.00"},null,{"v":0,"d":"R0.00"},null,{"v":0,"d":"R0.00"},null,{"v":0,"d":"R0.00"},null,{"v":0,"d":"R0.00"},null,{"v":0,"d":"R0.00"},null,{"v":0,"d":"R0.00"},null,{"v":0,"d":"R0.00"},null,{"v":0,"d":"R0.00"},null,{"v":0,"d":"R0.00"}]
["9.4.14",3136,"MV ABC 22 kV 35 mmsq 3 Core","m",null,null,{"v":0,"d":"R0.00"},null,{"v":0,"d":"R0.00"},null,{"v":0,"d":"R0.00"},null,{"v":0,"d":"R0.00"},null,{"v":0,"d":"R0.00"},null,{"v":0,"d":"R0.00"},null,{"v":0,"d":"R0.00"},null,{"v":0,"d":"R0.00"},null,{"v":0,"d":"R0.00"},null,{"v":0,"d":"R0.00"},null,{"v":0,"d":"R0.00"}]
["9.4.15",3136,"MV ABC 22 kV 95 mmsq 3 Core","m",null,null,{"v":0,"d":"R0.00"},null,{"v":0,"d":"R0.00"},null,{"v":0,"d":"R0.00"},null,{"v":0,"d":"R0.00"},null,{"v":0,"d":"R0.00"},null,{"v":0,"d":"R0.00"},null,{"v":0,"d":"R0.00"},null,{"v":0,"d":"R0.00"},null,{"v":0,"d":"R0.00"},null,{"v":0,"d":"R0.00"},null,{"v":0,"d":"R0.00"}]
[9.5,null,"Dismantling and recovering of LV conductor"]
["9.5.1",3141,"COND,ABC 2C XLPE 35SQ INS NEUT ","m",null,null,{"$f":"F49*E49","v":{"v":0,"d":"R0.00"}},null,{"$f":"H49*F49","v":{"v":0,"d":"R0.00"}},null,{"$f":"J49*F49","v":{"v":0,"d":"R0.00"}},null,{"$f":"L49*F49","v":{"v":0,"d":"R0.00"}},null,{"$f":"N49*F49","v":{"v":0,"d":"R0.00"}},null,{"$f":"P49*F49","v":{"v":0,"d":"R0.00"}},null,{"$f":"R49*F49","v":{"v":0,"d":"R0.00"}},null,{"$f":"T49*F49","v":{"v":0,"d":"R0.00"}},null,{"$f":"V49*F49","v":{"v":0,"d":"R0.00"}},null,{"$f":"X49*F49","v":{"v":0,"d":"R0.00"}},null,{"$f":"Z49*F49","v":{"v":0,"d":"R0.00"}}]
["9.5.2",3141,"COND,ABC 3C XLPE 35SQ INS NEUT ","m",null,null,{"v":0,"d":"R0.00"},null,{"v":0,"d":"R0.00"},null,{"v":0,"d":"R0.00"},null,{"v":0,"d":"R0.00"},null,{"v":0,"d":"R0.00"},null,{"v":0,"d":"R0.00"},null,{"v":0,"d":"R0.00"},null,{"v":0,"d":"R0.00"},null,{"v":0,"d":"R0.00"},null,{"v":0,"d":"R0.00"},null,{"v":0,"d":"R0.00"}]
["9.5.3",3141,"COND,ABC 4C XLPE 35SQ INS NEUT ","m",null,null,{"v":0,"d":"R0.00"},null,{"v":0,"d":"R0.00"},null,{"v":0,"d":"R0.00"},null,{"v":0,"d":"R0.00"},null,{"v":0,"d":"R0.00"},null,{"v":0,"d":"R0.00"},null,{"v":0,"d":"R0.00"},null,{"v":0,"d":"R0.00"},null,{"v":0,"d":"R0.00"},null,{"v":0,"d":"R0.00"},null,{"v":0,"d":"R0.00"}]
["9.5.4",3141,"COND,ABC 5C XLPE 35SQ INS NEUT ","m",null,null,{"v":0,"d":"R0.00"},null,{"v":0,"d":"R0.00"},null,{"v":0,"d":"R0.00"},null,{"v":0,"d":"R0.00"},null,{"v":0,"d":"R0.00"},null,{"v":0,"d":"R0.00"},null,{"v":0,"d":"R0.00"},null,{"v":0,"d":"R0.00"},null,{"v":0,"d":"R0.00"},null,{"v":0,"d":"R0.00"},null,{"v":0,"d":"R0.00"}]
["9.5.5",3141,"COND,ABC 3C XLPE 70SQ INS NEUT ","m",null,null,{"v":0,"d":"R0.00"},null,{"v":0,"d":"R0.00"},null,{"v":0,"d":"R0.00"},null,{"v":0,"d":"R0.00"},null,{"v":0,"d":"R0.00"},null,{"v":0,"d":"R0.00"},null,{"v":0,"d":"R0.00"},null,{"v":0,"d":"R0.00"},null,{"v":0,"d":"R0.00"},null,{"v":0,"d":"R0.00"},null,{"v":0,"d":"R0.00"}]
["9.5.6",3141,"COND,ABC 4C XLPE 70SQ INS NEUT ","m",null,null,{"v":0,"d":"R0.00"},null,{"v":0,"d":"R0.00"},null,{"v":0,"d":"R0.00"},null,{"v":0,"d":"R0.00"},null,{"v":0,"d":"R0.00"},null,{"v":0,"d":"R0.00"},null,{"v":0,"d":"R0.00"},null,{"v":0,"d":"R0.00"},null,{"v":0,"d":"R0.00"},null,{"v":0,"d":"R0.00"},null,{"v":0,"d":"R0.00"}]
["9.5.7",3141,"COND,ABC 5C XLPE 70SQ INS NEUT ","m",null,null,{"v":0,"d":"R0.00"},null,{"v":0,"d":"R0.00"},null,{"v":0,"d":"R0.00"},null,{"v":0,"d":"R0.00"},null,{"v":0,"d":"R0.00"},null,{"v":0,"d":"R0.00"},null,{"v":0,"d":"R0.00"},null,{"v":0,"d":"R0.00"},null,{"v":0,"d":"R0.00"},null,{"v":0,"d":"R0.00"},null,{"v":0,"d":"R0.00"}]
["9.5.8",3141,"COND,ABC 4C XLPE 95SQ INS NEUT ","m",null,null,{"v":0,"d":"R0.00"},null,{"v":0,"d":"R0.00"},null,{"v":0,"d":"R0.00"},null,{"v":0,"d":"R0.00"},null,{"v":0,"d":"R0.00"},null,{"v":0,"d":"R0.00"},null,{"v":0,"d":"R0.00"},null,{"v":0,"d":"R0.00"},null,{"v":0,"d":"R0.00"},null,{"v":0,"d":"R0.00"},null,{"v":0,"d":"R0.00"}]
["9.5.9",3141,"COND,ABC 5C XLPE 95SQ INS NEUT ","m",null,null,{"v":0,"d":"R0.00"},null,{"v":0,"d":"R0.00"},null,{"v":0,"d":"R0.00"},null,{"v":0,"d":"R0.00"},null,{"v":0,"d":"R0.00"},null,{"v":0,"d":"R0.00"},null,{"v":0,"d":"R0.00"},null,{"v":0,"d":"R0.00"},null,{"v":0,"d":"R0.00"},null,{"v":0,"d":"R0.00"},null,{"v":0,"d":"R0.00"}]
["9.5.10",3136,"MV Bare ACSR Fox Ungreased ","m",null,null,{"v":0,"d":"R0.00"},null,{"v":0,"d":"R0.00"},null,{"v":0,"d":"R0.00"},null,{"v":0,"d":"R0.00"},null,{"v":0,"d":"R0.00"},null,{"v":0,"d":"R0.00"},null,{"v":0,"d":"R0.00"},null,{"v":0,"d":"R0.00"},null,{"v":0,"d":"R0.00"},null,{"v":0,"d":"R0.00"},null,{"v":0,"d":"R0.00"}]
["9.5.11",3136,"MV Bare ACSR Fox Greased","m",null,null,{"v":0,"d":"R0.00"},null,{"v":0,"d":"R0.00"},null,{"v":0,"d":"R0.00"},null,{"v":0,"d":"R0.00"},null,{"v":0,"d":"R0.00"},null,{"v":0,"d":"R0.00"},null,{"v":0,"d":"R0.00"},null,{"v":0,"d":"R0.00"},null,{"v":0,"d":"R0.00"},null,{"v":0,"d":"R0.00"},null,{"v":0,"d":"R0.00"}]
["9.5.12",3136,"MV Bare AAAC 35mmsq Greased","m",null,null,{"v":0,"d":"R0.00"},null,{"v":0,"d":"R0.00"},null,{"v":0,"d":"R0.00"},null,{"v":0,"d":"R0.00"},null,{"v":0,"d":"R0.00"},null,{"v":0,"d":"R0.00"},null,{"v":0,"d":"R0.00"},null,{"v":0,"d":"R0.00"},null,{"v":0,"d":"R0.00"},null,{"v":0,"d":"R0.00"},null,{"v":0,"d":"R0.00"}]
["9.5.13",3136,"MV Bare AAAC  Pine Greased ","m",null,null,{"v":0,"d":"R0.00"},null,{"v":0,"d":"R0.00"},null,{"v":0,"d":"R0.00"},null,{"v":0,"d":"R0.00"},null,{"v":0,"d":"R0.00"},null,{"v":0,"d":"R0.00"},null,{"v":0,"d":"R0.00"},null,{"v":0,"d":"R0.00"},null,{"v":0,"d":"R0.00"},null,{"v":0,"d":"R0.00"},null,{"v":0,"d":"R0.00"}]
["9.5.14",3136,"MV Bare ACSR  Mink Greased ","m",null,null,{"v":0,"d":"R0.00"},null,{"v":0,"d":"R0.00"},null,{"v":0,"d":"R0.00"},null,{"v":0,"d":"R0.00"},null,{"v":0,"d":"R0.00"},null,{"v":0,"d":"R0.00"},null,{"v":0,"d":"R0.00"},null,{"v":0,"d":"R0.00"},null,{"v":0,"d":"R0.00"},null,{"v":0,"d":"R0.00"},null,{"v":0,"d":"R0.00"}]
["9.5.15",3136,"MV Bare ACSR  Mink Ungreased ","m",null,null,{"v":0,"d":"R0.00"},null,{"v":0,"d":"R0.00"},null,{"v":0,"d":"R0.00"},null,{"v":0,"d":"R0.00"},null,{"v":0,"d":"R0.00"},null,{"v":0,"d":"R0.00"},null,{"v":0,"d":"R0.00"},null,{"v":0,"d":"R0.00"},null,{"v":0,"d":"R0.00"},null,{"v":0,"d":"R0.00"},null,{"v":0,"d":"R0.00"}]
[9.6,null,"Dismantling of auxiliary equipment, excluding the structures."]
["9.6.1","0420","SWER - Single Pole-mounted Isolation Transformer ","Ea",null,null,{"$f":"F65*E65","v":{"v":0,"d":"R0.00"}},null,{"$f":"H65*F65","v":{"v":0,"d":"R0.00"}},null,{"$f":"J65*F65","v":{"v":0,"d":"R0.00"}},null,{"$f":"L65*F65","v":{"v":0,"d":"R0.00"}},null,{"$f":"N65*F65","v":{"v":0,"d":"R0.00"}},null,{"$f":"P65*F65","v":{"v":0,"d":"R0.00"}},null,{"$f":"R65*F65","v":{"v":0,"d":"R0.00"}},null,{"$f":"T65*F65","v":{"v":0,"d":"R0.00"}},null,{"$f":"V65*F65","v":{"v":0,"d":"R0.00"}},null,{"$f":"X65*F65","v":{"v":0,"d":"R0.00"}},null,{"$f":"Z65*F65","v":{"v":0,"d":"R0.00"}}]
["9.6.2","0421","SWER - 4 Pole-mounted Isolation Transformer ","Ea",null,null,{"v":0,"d":"R0.00"},null,{"v":0,"d":"R0.00"},null,{"v":0,"d":"R0.00"},null,{"v":0,"d":"R0.00"},null,{"v":0,"d":"R0.00"},null,{"v":0,"d":"R0.00"},null,{"v":0,"d":"R0.00"},null,{"v":0,"d":"R0.00"},null,{"v":0,"d":"R0.00"},null,{"v":0,"d":"R0.00"},null,{"v":0,"d":"R0.00"}]
["9.6.3","0460","SWER - Single Pole-mounted Isolation Transformer Substation Auxiliary","Ea",null,null,{"v":0,"d":"R0.00"},null,{"v":0,"d":"R0.00"},null,{"v":0,"d":"R0.00"},null,{"v":0,"d":"R0.00"},null,{"v":0,"d":"R0.00"},null,{"v":0,"d":"R0.00"},null,{"v":0,"d":"R0.00"},null,{"v":0,"d":"R0.00"},null,{"v":0,"d":"R0.00"},null,{"v":0,"d":"R0.00"},null,{"v":0,"d":"R0.00"}]
["9.6.4","0461","SWER - H-pole mounted Isolation Transformer Substation Auxiliary","Ea",null,null,{"v":0,"d":"R0.00"},null,{"v":0,"d":"R0.00"},null,{"v":0,"d":"R0.00"},null,{"v":0,"d":"R0.00"},null,{"v":0,"d":"R0.00"},null,{"v":0,"d":"R0.00"},null,{"v":0,"d":"R0.00"},null,{"v":0,"d":"R0.00"},null,{"v":0,"d":"R0.00"},null,{"v":0,"d":"R0.00"},null,{"v":0,"d":"R0.00"}]
["9.6.5","0462","SWER-Distribution Transformer (16 or 32kVA)","Ea",null,null,{"v":0,"d":"R0.00"},null,{"v":0,"d":"R0.00"},null,{"v":0,"d":"R0.00"},null,{"v":0,"d":"R0.00"},null,{"v":0,"d":"R0.00"},null,{"v":0,"d":"R0.00"},null,{"v":0,"d":"R0.00"},null,{"v":0,"d":"R0.00"},null,{"v":0,"d":"R0.00"},null,{"v":0,"d":"R0.00"},null,{"v":0,"d":"R0.00"}]
["9.6.6","0463","SWER-Back-to-Back 64kVA Dual Phase Supply from a 19kV SWER Line","Ea",null,null,{"v":0,"d":"R0.00"},null,{"v":0,"d":"R0.00"},null,{"v":0,"d":"R0.00"},null,{"v":0,"d":"R0.00"},null,{"v":0,"d":"R0.00"},null,{"v":0,"d":"R0.00"},null,{"v":0,"d":"R0.00"},null,{"v":0,"d":"R0.00"},null,{"v":0,"d":"R0.00"},null,{"v":0,"d":"R0.00"},null,{"v":0,"d":"R0.00"}]
["9.6.7","0464","SWER- Single Phase Recloser on a Single Pole","Ea",null,null,{"v":0,"d":"R0.00"},null,{"v":0,"d":"R0.00"},null,{"v":0,"d":"R0.00"},null,{"v":0,"d":"R0.00"},null,{"v":0,"d":"R0.00"},null,{"v":0,"d":"R0.00"},null,{"v":0,"d":"R0.00"},null,{"v":0,"d":"R0.00"},null,{"v":0,"d":"R0.00"},null,{"v":0,"d":"R0.00"},null,{"v":0,"d":"R0.00"}]
["9.6.8","0468","SWER-Distribution Transformer (5kVA)","Ea",null,null,{"v":0,"d":"R0.00"},null,{"v":0,"d":"R0.00"},null,{"v":0,"d":"R0.00"},null,{"v":0,"d":"R0.00"},null,{"v":0,"d":"R0.00"},null,{"v":0,"d":"R0.00"},null,{"v":0,"d":"R0.00"},null,{"v":0,"d":"R0.00"},null,{"v":0,"d":"R0.00"},null,{"v":0,"d":"R0.00"},null,{"v":0,"d":"R0.00"}]
["9.6.9",1825,"Recloser Structure -In-line arrangement","Ea",null,null,{"v":0,"d":"R0.00"},null,{"v":0,"d":"R0.00"},null,{"v":0,"d":"R0.00"},null,{"v":0,"d":"R0.00"},null,{"v":0,"d":"R0.00"},null,{"v":0,"d":"R0.00"},null,{"v":0,"d":"R0.00"},null,{"v":0,"d":"R0.00"},null,{"v":0,"d":"R0.00"},null,{"v":0,"d":"R0.00"},null,{"v":0,"d":"R0.00"}]
["9.6.10","DER1825CBL","MV Cable bypass Recloser Structure -Out-of-line arrangement (excluding the main line structures but including the in, out and bypass links on the main line structure)","Ea",null,null,{"v":0,"d":"R0.00"},null,{"v":0,"d":"R0.00"},null,{"v":0,"d":"R0.00"},null,{"v":0,"d":"R0.00"},null,{"v":0,"d":"R0.00"},null,{"v":0,"d":"R0.00"},null,{"v":0,"d":"R0.00"},null,{"v":0,"d":"R0.00"},null,{"v":0,"d":"R0.00"},null,{"v":0,"d":"R0.00"},null,{"v":0,"d":"R0.00"}]
["9.6.11","1829B","Eskom KZN Out of line recloser structure (excluding the main line structures but including the in, out and bypass links on the main line structure)","Ea",null,null,{"v":0,"d":"R0.00"},null,{"v":0,"d":"R0.00"},null,{"v":0,"d":"R0.00"},null,{"v":0,"d":"R0.00"},null,{"v":0,"d":"R0.00"},null,{"v":0,"d":"R0.00"},null,{"v":0,"d":"R0.00"},null,{"v":0,"d":"R0.00"},null,{"v":0,"d":"R0.00"},null,{"v":0,"d":"R0.00"},null,{"v":0,"d":"R0.00"}]
["9.6.12",1829,"Eskom national Out of line recloser structure (excluding the main line structures but including the in, out and bypass links on the main line structure)","Ea",null,null,{"v":0,"d":"R0.00"},null,{"v":0,"d":"R0.00"},null,{"v":0,"d":"R0.00"},null,{"v":0,"d":"R0.00"},null,{"v":0,"d":"R0.00"},null,{"v":0,"d":"R0.00"},null,{"v":0,"d":"R0.00"},null,{"v":0,"d":"R0.00"},null,{"v":0,"d":"R0.00"},null,{"v":0,"d":"R0.00"},null,{"v":0,"d":"R0.00"}]
["9.6.13",1832,"Single Pole-mounted Capacitor Bank","Ea",null,null,{"v":0,"d":"R0.00"},null,{"v":0,"d":"R0.00"},null,{"v":0,"d":"R0.00"},null,{"v":0,"d":"R0.00"},null,{"v":0,"d":"R0.00"},null,{"v":0,"d":"R0.00"},null,{"v":0,"d":"R0.00"},null,{"v":0,"d":"R0.00"},null,{"v":0,"d":"R0.00"},null,{"v":0,"d":"R0.00"},null,{"v":0,"d":"R0.00"}]
["9.6.14","1833B","Eskom KZN Out of lineRegulator - 100 / 200A Open Delta (excluding the main line structures but including the in, out and bypass links on the main line ","Ea",null,null,{"v":0,"d":"R0.00"},null,{"v":0,"d":"R0.00"},null,{"v":0,"d":"R0.00"},null,{"v":0,"d":"R0.00"},null,{"v":0,"d":"R0.00"},null,{"v":0,"d":"R0.00"},null,{"v":0,"d":"R0.00"},null,{"v":0,"d":"R0.00"},null,{"v":0,"d":"R0.00"},null,{"v":0,"d":"R0.00"},null,{"v":0,"d":"R0.00"}]
["9.6.15",1833,"Eskom national Out of lineRegulator - 100 / 200A Open Delta (excluding the main line structures but including the in, out and bypass links on the main line ","Ea",null,null,{"v":0,"d":"R0.00"},null,{"v":0,"d":"R0.00"},null,{"v":0,"d":"R0.00"},null,{"v":0,"d":"R0.00"},null,{"v":0,"d":"R0.00"},null,{"v":0,"d":"R0.00"},null,{"v":0,"d":"R0.00"},null,{"v":0,"d":"R0.00"},null,{"v":0,"d":"R0.00"},null,{"v":0,"d":"R0.00"},null,{"v":0,"d":"R0.00"}]
["9.6.16","1834B","Eskom KZN Out of line Regulator - 100 / 200A Closed Delta (excluding the main line structures but including the in, out and bypass links on the main line)","Ea",null,null,{"v":0,"d":"R0.00"},null,{"v":0,"d":"R0.00"},null,{"v":0,"d":"R0.00"},null,{"v":0,"d":"R0.00"},null,{"v":0,"d":"R0.00"},null,{"v":0,"d":"R0.00"},null,{"v":0,"d":"R0.00"},null,{"v":0,"d":"R0.00"},null,{"v":0,"d":"R0.00"},null,{"v":0,"d":"R0.00"},null,{"v":0,"d":"R0.00"}]
["9.6.17",1834,"Eskom national Out of line Regulator - 100 / 200A Closed Delta (excluding the main line structures but including the in, out and bypass links on the main line)","Ea",null,null,{"v":0,"d":"R0.00"},null,{"v":0,"d":"R0.00"},null,{"v":0,"d":"R0.00"},null,{"v":0,"d":"R0.00"},null,{"v":0,"d":"R0.00"},null,{"v":0,"d":"R0.00"},null,{"v":0,"d":"R0.00"},null,{"v":0,"d":"R0.00"},null,{"v":0,"d":"R0.00"},null,{"v":0,"d":"R0.00"},null,{"v":0,"d":"R0.00"}]
["9.6.18",1840,"MV CT/VT Metering - Bulk terrif - In-line arrangement (Including the meter kiosk, and LV cable, links where applicable)","Ea",null,null,{"v":0,"d":"R0.00"},null,{"v":0,"d":"R0.00"},null,{"v":0,"d":"R0.00"},null,{"v":0,"d":"R0.00"},null,{"v":0,"d":"R0.00"},null,{"v":0,"d":"R0.00"},null,{"v":0,"d":"R0.00"},null,{"v":0,"d":"R0.00"},null,{"v":0,"d":"R0.00"},null,{"v":0,"d":"R0.00"},null,{"v":0,"d":"R0.00"}]
["9.6.19",1841,"CT/VT Metering - Statistical – In-line arrangement (Including the meter kiosk, and LV cable)","Ea",null,null,{"v":0,"d":"R0.00"},null,{"v":0,"d":"R0.00"},null,{"v":0,"d":"R0.00"},null,{"v":0,"d":"R0.00"},null,{"v":0,"d":"R0.00"},null,{"v":0,"d":"R0.00"},null,{"v":0,"d":"R0.00"},null,{"v":0,"d":"R0.00"},null,{"v":0,"d":"R0.00"},null,{"v":0,"d":"R0.00"},null,{"v":0,"d":"R0.00"}]
["9.6.20",1846,"CT/VT Metering - Statistical – Out-of-line arrangement((Including the meter kiosk, and LV cable, links where applicable)","Ea",null,null,{"v":0,"d":"R0.00"},null,{"v":0,"d":"R0.00"},null,{"v":0,"d":"R0.00"},null,{"v":0,"d":"R0.00"},null,{"v":0,"d":"R0.00"},null,{"v":0,"d":"R0.00"},null,{"v":0,"d":"R0.00"},null,{"v":0,"d":"R0.00"},null,{"v":0,"d":"R0.00"},null,{"v":0,"d":"R0.00"},null,{"v":0,"d":"R0.00"}]
["9.6.21",1860,"Transformer - 5-100kVA Single Pole Mounted ","Ea",null,null,{"v":0,"d":"R0.00"},null,{"v":0,"d":"R0.00"},null,{"v":0,"d":"R0.00"},null,{"v":0,"d":"R0.00"},null,{"v":0,"d":"R0.00"},null,{"v":0,"d":"R0.00"},null,{"v":0,"d":"R0.00"},null,{"v":0,"d":"R0.00"},null,{"v":0,"d":"R0.00"},null,{"v":0,"d":"R0.00"},null,{"v":0,"d":"R0.00"}]
["9.6.22",1861,"TRANSFORMER - 100-200kVA / 2-POLE PLATFORM MOUNTED (H-POLE) GENERAL ARRANGEMENT","Ea",null,null,{"v":0,"d":"R0.00"},null,{"v":0,"d":"R0.00"},null,{"v":0,"d":"R0.00"},null,{"v":0,"d":"R0.00"},null,{"v":0,"d":"R0.00"},null,{"v":0,"d":"R0.00"},null,{"v":0,"d":"R0.00"},null,{"v":0,"d":"R0.00"},null,{"v":0,"d":"R0.00"},null,{"v":0,"d":"R0.00"},null,{"v":0,"d":"R0.00"}]
["9.6.23",1862,"TRANSFORMER 300-500kVA - 5-POLE DOUBLE PLATFORM MOUNTED GENERAL ARRANGEMENT","Ea",null,null,{"v":0,"d":"R0.00"},null,{"v":0,"d":"R0.00"},null,{"v":0,"d":"R0.00"},null,{"v":0,"d":"R0.00"},null,{"v":0,"d":"R0.00"},null,{"v":0,"d":"R0.00"},null,{"v":0,"d":"R0.00"},null,{"v":0,"d":"R0.00"},null,{"v":0,"d":"R0.00"},null,{"v":0,"d":"R0.00"},null,{"v":0,"d":"R0.00"}]
["9.6.24",1864,"Transformer - 300-500 kVA 2-Pole Platform Mounted (Out-of-Line)","Ea",null,null,{"v":0,"d":"R0.00"},null,{"v":0,"d":"R0.00"},null,{"v":0,"d":"R0.00"},null,{"v":0,"d":"R0.00"},null,{"v":0,"d":"R0.00"},null,{"v":0,"d":"R0.00"},null,{"v":0,"d":"R0.00"},null,{"v":0,"d":"R0.00"},null,{"v":0,"d":"R0.00"},null,{"v":0,"d":"R0.00"},null,{"v":0,"d":"R0.00"}]
["9.6.25","1865B","Eskom KZN Transformer - Out- of- Line 100kVA to 200KVA (Excluding the main line structure and including the incoming links)","Ea",null,null,{"v":0,"d":"R0.00"},null,{"v":0,"d":"R0.00"},null,{"v":0,"d":"R0.00"},null,{"v":0,"d":"R0.00"},null,{"v":0,"d":"R0.00"},null,{"v":0,"d":"R0.00"},null,{"v":0,"d":"R0.00"},null,{"v":0,"d":"R0.00"},null,{"v":0,"d":"R0.00"},null,{"v":0,"d":"R0.00"},null,{"v":0,"d":"R0.00"}]
["9.6.26",1865,"Eskom National Transformer - Out- of- Line 100kVA to 200KVA (Excluding the main line structure and including the incoming links)","Ea",null,null,{"v":0,"d":"R0.00"},null,{"v":0,"d":"R0.00"},null,{"v":0,"d":"R0.00"},null,{"v":0,"d":"R0.00"},null,{"v":0,"d":"R0.00"},null,{"v":0,"d":"R0.00"},null,{"v":0,"d":"R0.00"},null,{"v":0,"d":"R0.00"},null,{"v":0,"d":"R0.00"},null,{"v":0,"d":"R0.00"},null,{"v":0,"d":"R0.00"}]
["9.6.27","1866B","Eskom KZN Transformer - Out- of- Line 16kVA to 100kVA (Excluding the main line structure and including the incoming links)","Ea",null,null,{"v":0,"d":"R0.00"},null,{"v":0,"d":"R0.00"},null,{"v":0,"d":"R0.00"},null,{"v":0,"d":"R0.00"},null,{"v":0,"d":"R0.00"},null,{"v":0,"d":"R0.00"},null,{"v":0,"d":"R0.00"},null,{"v":0,"d":"R0.00"},null,{"v":0,"d":"R0.00"},null,{"v":0,"d":"R0.00"},null,{"v":0,"d":"R0.00"}]
["9.6.28",1866,"Eskom national Transformer - Out- of- Line 16kVA to 100kVA (Excluding the main line structure and including the incoming links)","Ea",null,null,{"v":0,"d":"R0.00"},null,{"v":0,"d":"R0.00"},null,{"v":0,"d":"R0.00"},null,{"v":0,"d":"R0.00"},null,{"v":0,"d":"R0.00"},null,{"v":0,"d":"R0.00"},null,{"v":0,"d":"R0.00"},null,{"v":0,"d":"R0.00"},null,{"v":0,"d":"R0.00"},null,{"v":0,"d":"R0.00"},null,{"v":0,"d":"R0.00"}]
["9.6.29",1867,"Transformer - Single pole mount 'back-to-back- 2 x 64kVA - General arrangement","Ea",null,null,{"v":0,"d":"R0.00"},null,{"v":0,"d":"R0.00"},null,{"v":0,"d":"R0.00"},null,{"v":0,"d":"R0.00"},null,{"v":0,"d":"R0.00"},null,{"v":0,"d":"R0.00"},null,{"v":0,"d":"R0.00"},null,{"v":0,"d":"R0.00"},null,{"v":0,"d":"R0.00"},null,{"v":0,"d":"R0.00"},null,{"v":0,"d":"R0.00"}]
["9.6.30",1868,"Transformer - Extended double platform mount - >500kVA - General arrangement","Ea",null,null,{"v":0,"d":"R0.00"},null,{"v":0,"d":"R0.00"},null,{"v":0,"d":"R0.00"},null,{"v":0,"d":"R0.00"},null,{"v":0,"d":"R0.00"},null,{"v":0,"d":"R0.00"},null,{"v":0,"d":"R0.00"},null,{"v":0,"d":"R0.00"},null,{"v":0,"d":"R0.00"},null,{"v":0,"d":"R0.00"},null,{"v":0,"d":"R0.00"}]
["9.6.31",8052,"M/Sub 200kVA, 11kV/420V Type A FH CSTL","Ea",null,null,{"v":0,"d":"R0.00"},null,{"v":0,"d":"R0.00"},null,{"v":0,"d":"R0.00"},null,{"v":0,"d":"R0.00"},null,{"v":0,"d":"R0.00"},null,{"v":0,"d":"R0.00"},null,{"v":0,"d":"R0.00"},null,{"v":0,"d":"R0.00"},null,{"v":0,"d":"R0.00"},null,{"v":0,"d":"R0.00"},null,{"v":0,"d":"R0.00"}]
["9.6.32",8052,"M/Sub 315kVA, 11kV/420V Type A FH CSTL","Ea",null,null,{"v":0,"d":"R0.00"},null,{"v":0,"d":"R0.00"},null,{"v":0,"d":"R0.00"},null,{"v":0,"d":"R0.00"},null,{"v":0,"d":"R0.00"},null,{"v":0,"d":"R0.00"},null,{"v":0,"d":"R0.00"},null,{"v":0,"d":"R0.00"},null,{"v":0,"d":"R0.00"},null,{"v":0,"d":"R0.00"},null,{"v":0,"d":"R0.00"}]
["9.6.33",8052,"M/Sub 500kVA, 11kV/420V Type A FH CSTL","Ea",null,null,{"v":0,"d":"R0.00"},null,{"v":0,"d":"R0.00"},null,{"v":0,"d":"R0.00"},null,{"v":0,"d":"R0.00"},null,{"v":0,"d":"R0.00"},null,{"v":0,"d":"R0.00"},null,{"v":0,"d":"R0.00"},null,{"v":0,"d":"R0.00"},null,{"v":0,"d":"R0.00"},null,{"v":0,"d":"R0.00"},null,{"v":0,"d":"R0.00"}]
["9.6.34",8052,"M/Sub 1000kVA, 11kV/420V Type A FH CSTL","Ea",null,null,{"v":0,"d":"R0.00"},null,{"v":0,"d":"R0.00"},null,{"v":0,"d":"R0.00"},null,{"v":0,"d":"R0.00"},null,{"v":0,"d":"R0.00"},null,{"v":0,"d":"R0.00"},null,{"v":0,"d":"R0.00"},null,{"v":0,"d":"R0.00"},null,{"v":0,"d":"R0.00"},null,{"v":0,"d":"R0.00"},null,{"v":0,"d":"R0.00"}]
["9.6.35",8053,"M/Sub 200kVA, 22kV/420V Type A FH CSTL","Ea",null,null,{"v":0,"d":"R0.00"},null,{"v":0,"d":"R0.00"},null,{"v":0,"d":"R0.00"},null,{"v":0,"d":"R0.00"},null,{"v":0,"d":"R0.00"},null,{"v":0,"d":"R0.00"},null,{"v":0,"d":"R0.00"},null,{"v":0,"d":"R0.00"},null,{"v":0,"d":"R0.00"},null,{"v":0,"d":"R0.00"},null,{"v":0,"d":"R0.00"}]
["9.6.36",8053,"M/Sub 315kVA, 22kV/420V Type A FH CSTL","Ea",null,null,{"v":0,"d":"R0.00"},null,{"v":0,"d":"R0.00"},null,{"v":0,"d":"R0.00"},null,{"v":0,"d":"R0.00"},null,{"v":0,"d":"R0.00"},null,{"v":0,"d":"R0.00"},null,{"v":0,"d":"R0.00"},null,{"v":0,"d":"R0.00"},null,{"v":0,"d":"R0.00"},null,{"v":0,"d":"R0.00"},null,{"v":0,"d":"R0.00"}]
["9.6.37",8053,"M/Sub 500kVA, 22kV/420V Type A FH CSTL","Ea",null,null,{"v":0,"d":"R0.00"},null,{"v":0,"d":"R0.00"},null,{"v":0,"d":"R0.00"},null,{"v":0,"d":"R0.00"},null,{"v":0,"d":"R0.00"},null,{"v":0,"d":"R0.00"},null,{"v":0,"d":"R0.00"},null,{"v":0,"d":"R0.00"},null,{"v":0,"d":"R0.00"},null,{"v":0,"d":"R0.00"},null,{"v":0,"d":"R0.00"}]
["9.6.38",8053,"M/Sub 1000kVA, 22kV/420V Type A FH CSTL","Ea",null,null,{"v":0,"d":"R0.00"},null,{"v":0,"d":"R0.00"},null,{"v":0,"d":"R0.00"},null,{"v":0,"d":"R0.00"},null,{"v":0,"d":"R0.00"},null,{"v":0,"d":"R0.00"},null,{"v":0,"d":"R0.00"},null,{"v":0,"d":"R0.00"},null,{"v":0,"d":"R0.00"},null,{"v":0,"d":"R0.00"},null,{"v":0,"d":"R0.00"}]
["9.6.39",8050,"M/Sub 315kVA, 11kV/420V Type B CSTL","Ea",null,null,{"v":0,"d":"R0.00"},null,{"v":0,"d":"R0.00"},null,{"v":0,"d":"R0.00"},null,{"v":0,"d":"R0.00"},null,{"v":0,"d":"R0.00"},null,{"v":0,"d":"R0.00"},null,{"v":0,"d":"R0.00"},null,{"v":0,"d":"R0.00"},null,{"v":0,"d":"R0.00"},null,{"v":0,"d":"R0.00"},null,{"v":0,"d":"R0.00"}]
["9.6.40",8050,"M/Sub 500kVA, 11kV/420V Type B CSTL","Ea",null,null,{"v":0,"d":"R0.00"},null,{"v":0,"d":"R0.00"},null,{"v":0,"d":"R0.00"},null,{"v":0,"d":"R0.00"},null,{"v":0,"d":"R0.00"},null,{"v":0,"d":"R0.00"},null,{"v":0,"d":"R0.00"},null,{"v":0,"d":"R0.00"},null,{"v":0,"d":"R0.00"},null,{"v":0,"d":"R0.00"},null,{"v":0,"d":"R0.00"}]
["9.6.41",8050,"M/Sub 1000kVA, 11kV/420V Type B CSTL","Ea",null,null,{"v":0,"d":"R0.00"},null,{"v":0,"d":"R0.00"},null,{"v":0,"d":"R0.00"},null,{"v":0,"d":"R0.00"},null,{"v":0,"d":"R0.00"},null,{"v":0,"d":"R0.00"},null,{"v":0,"d":"R0.00"},null,{"v":0,"d":"R0.00"},null,{"v":0,"d":"R0.00"},null,{"v":0,"d":"R0.00"},null,{"v":0,"d":"R0.00"}]
["9.6.42",8051,"M/Sub 315kVA, 22kV/420V Type B CSTL","Ea",null,null,{"v":0,"d":"R0.00"},null,{"v":0,"d":"R0.00"},null,{"v":0,"d":"R0.00"},null,{"v":0,"d":"R0.00"},null,{"v":0,"d":"R0.00"},null,{"v":0,"d":"R0.00"},null,{"v":0,"d":"R0.00"},null,{"v":0,"d":"R0.00"},null,{"v":0,"d":"R0.00"},null,{"v":0,"d":"R0.00"},null,{"v":0,"d":"R0.00"}]
["9.6.43",8051,"M/Sub 500kVA, 22kV/420V Type B CSTL","Ea",null,null,{"v":0,"d":"R0.00"},null,{"v":0,"d":"R0.00"},null,{"v":0,"d":"R0.00"},null,{"v":0,"d":"R0.00"},null,{"v":0,"d":"R0.00"},null,{"v":0,"d":"R0.00"},null,{"v":0,"d":"R0.00"},null,{"v":0,"d":"R0.00"},null,{"v":0,"d":"R0.00"},null,{"v":0,"d":"R0.00"},null,{"v":0,"d":"R0.00"}]
["9.6.44",8051,"M/Sub 1000kVA, 22kV/420V Type B CSTL","Ea",null,null,{"v":0,"d":"R0.00"},null,{"v":0,"d":"R0.00"},null,{"v":0,"d":"R0.00"},null,{"v":0,"d":"R0.00"},null,{"v":0,"d":"R0.00"},null,{"v":0,"d":"R0.00"},null,{"v":0,"d":"R0.00"},null,{"v":0,"d":"R0.00"},null,{"v":0,"d":"R0.00"},null,{"v":0,"d":"R0.00"},null,{"v":0,"d":"R0.00"}]
["9.6.45",8054,"HIGHRISK M/SUB WITH  RTU 500kVA 1C;B CSTL;CB;11kV  ","Ea",null,null,{"v":0,"d":"R0.00"},null,{"v":0,"d":"R0.00"},null,{"v":0,"d":"R0.00"},null,{"v":0,"d":"R0.00"},null,{"v":0,"d":"R0.00"},null,{"v":0,"d":"R0.00"},null,{"v":0,"d":"R0.00"},null,{"v":0,"d":"R0.00"},null,{"v":0,"d":"R0.00"},null,{"v":0,"d":"R0.00"},null,{"v":0,"d":"R0.00"}]
["9.6.46",8054,"HIGHRISK M/SUB WITH RTU 500kVA 3C;B CSTL;CB;11kV  ","Ea",null,null,{"v":0,"d":"R0.00"},null,{"v":0,"d":"R0.00"},null,{"v":0,"d":"R0.00"},null,{"v":0,"d":"R0.00"},null,{"v":0,"d":"R0.00"},null,{"v":0,"d":"R0.00"},null,{"v":0,"d":"R0.00"},null,{"v":0,"d":"R0.00"},null,{"v":0,"d":"R0.00"},null,{"v":0,"d":"R0.00"},null,{"v":0,"d":"R0.00"}]
["9.6.47",8054,"HIGHRISK M/SUB WITH RTU 1MVA 1C;B CSTL;CB;11kV  ","Ea",null,null,{"v":0,"d":"R0.00"},null,{"v":0,"d":"R0.00"},null,{"v":0,"d":"R0.00"},null,{"v":0,"d":"R0.00"},null,{"v":0,"d":"R0.00"},null,{"v":0,"d":"R0.00"},null,{"v":0,"d":"R0.00"},null,{"v":0,"d":"R0.00"},null,{"v":0,"d":"R0.00"},null,{"v":0,"d":"R0.00"},null,{"v":0,"d":"R0.00"}]
["9.6.48",8054,"HIGHRISK M/SUB WITH RTU 1MVA 3C;B CSTL;CB;11kV  ","Ea",null,null,{"v":0,"d":"R0.00"},null,{"v":0,"d":"R0.00"},null,{"v":0,"d":"R0.00"},null,{"v":0,"d":"R0.00"},null,{"v":0,"d":"R0.00"},null,{"v":0,"d":"R0.00"},null,{"v":0,"d":"R0.00"},null,{"v":0,"d":"R0.00"},null,{"v":0,"d":"R0.00"},null,{"v":0,"d":"R0.00"},null,{"v":0,"d":"R0.00"}]
["9.6.49",8055,"HIGHRISK M/SUB WITH  RTU 500kVA 1C;B CSTL;CB;22kV  ","Ea",null,null,{"v":0,"d":"R0.00"},null,{"v":0,"d":"R0.00"},null,{"v":0,"d":"R0.00"},null,{"v":0,"d":"R0.00"},null,{"v":0,"d":"R0.00"},null,{"v":0,"d":"R0.00"},null,{"v":0,"d":"R0.00"},null,{"v":0,"d":"R0.00"},null,{"v":0,"d":"R0.00"},null,{"v":0,"d":"R0.00"},null,{"v":0,"d":"R0.00"}]
["9.6.50",8055,"HIGHRISK M/SUB WITH RTU 500kVA 3C;B CSTL;CB;22kV  ","Ea",null,null,{"v":0,"d":"R0.00"},null,{"v":0,"d":"R0.00"},null,{"v":0,"d":"R0.00"},null,{"v":0,"d":"R0.00"},null,{"v":0,"d":"R0.00"},null,{"v":0,"d":"R0.00"},null,{"v":0,"d":"R0.00"},null,{"v":0,"d":"R0.00"},null,{"v":0,"d":"R0.00"},null,{"v":0,"d":"R0.00"},null,{"v":0,"d":"R0.00"}]
["9.6.51",8055,"HIGHRISK M/SUB WITH RTU 1MVA 1C;B CSTL;CB;22kV  ","Ea",null,null,{"v":0,"d":"R0.00"},null,{"v":0,"d":"R0.00"},null,{"v":0,"d":"R0.00"},null,{"v":0,"d":"R0.00"},null,{"v":0,"d":"R0.00"},null,{"v":0,"d":"R0.00"},null,{"v":0,"d":"R0.00"},null,{"v":0,"d":"R0.00"},null,{"v":0,"d":"R0.00"},null,{"v":0,"d":"R0.00"},null,{"v":0,"d":"R0.00"}]
["9.6.52",8055,"HIGHRISK M/SUB WITH RTU 1MVA 3C;B CSTL;CB;22kV  ","Ea",null,null,{"v":0,"d":"R0.00"},null,{"v":0,"d":"R0.00"},null,{"v":0,"d":"R0.00"},null,{"v":0,"d":"R0.00"},null,{"v":0,"d":"R0.00"},null,{"v":0,"d":"R0.00"},null,{"v":0,"d":"R0.00"},null,{"v":0,"d":"R0.00"},null,{"v":0,"d":"R0.00"},null,{"v":0,"d":"R0.00"},null,{"v":0,"d":"R0.00"}]
["9.6.53",8025,"Plinth Pre-cast Type A M/SUB    ","Ea",null,null,{"v":0,"d":"R0.00"},null,{"v":0,"d":"R0.00"},null,{"v":0,"d":"R0.00"},null,{"v":0,"d":"R0.00"},null,{"v":0,"d":"R0.00"},null,{"v":0,"d":"R0.00"},null,{"v":0,"d":"R0.00"},null,{"v":0,"d":"R0.00"},null,{"v":0,"d":"R0.00"},null,{"v":0,"d":"R0.00"},null,{"v":0,"d":"R0.00"}]
["9.6.54",8025,"Plinth Pre-cast Type B M/SUB    ","Ea",null,null,{"v":0,"d":"R0.00"},null,{"v":0,"d":"R0.00"},null,{"v":0,"d":"R0.00"},null,{"v":0,"d":"R0.00"},null,{"v":0,"d":"R0.00"},null,{"v":0,"d":"R0.00"},null,{"v":0,"d":"R0.00"},null,{"v":0,"d":"R0.00"},null,{"v":0,"d":"R0.00"},null,{"v":0,"d":"R0.00"},null,{"v":0,"d":"R0.00"}]
["9.6.55",8025,"Plinth pre cast type A 1MVA plinth","Ea",null,null,{"v":0,"d":"R0.00"},null,{"v":0,"d":"R0.00"},null,{"v":0,"d":"R0.00"},null,{"v":0,"d":"R0.00"},null,{"v":0,"d":"R0.00"},null,{"v":0,"d":"R0.00"},null,{"v":0,"d":"R0.00"},null,{"v":0,"d":"R0.00"},null,{"v":0,"d":"R0.00"},null,{"v":0,"d":"R0.00"},null,{"v":0,"d":"R0.00"}]
["9.6.56",8025,"Plinth pre cast type B 1MVA plinth","Ea",null,null,{"v":0,"d":"R0.00"},null,{"v":0,"d":"R0.00"},null,{"v":0,"d":"R0.00"},null,{"v":0,"d":"R0.00"},null,{"v":0,"d":"R0.00"},null,{"v":0,"d":"R0.00"},null,{"v":0,"d":"R0.00"},null,{"v":0,"d":"R0.00"},null,{"v":0,"d":"R0.00"},null,{"v":0,"d":"R0.00"},null,{"v":0,"d":"R0.00"}]
["9.6.57",8060,"RMU 11kV 630A 3R CSTL O/D","Ea",null,null,{"v":0,"d":"R0.00"},null,{"v":0,"d":"R0.00"},null,{"v":0,"d":"R0.00"},null,{"v":0,"d":"R0.00"},null,{"v":0,"d":"R0.00"},null,{"v":0,"d":"R0.00"},null,{"v":0,"d":"R0.00"},null,{"v":0,"d":"R0.00"},null,{"v":0,"d":"R0.00"},null,{"v":0,"d":"R0.00"},null,{"v":0,"d":"R0.00"}]
["9.6.58",8060,"RMU 11kV 630A 4R CSTL O/D","Ea",null,null,{"v":0,"d":"R0.00"},null,{"v":0,"d":"R0.00"},null,{"v":0,"d":"R0.00"},null,{"v":0,"d":"R0.00"},null,{"v":0,"d":"R0.00"},null,{"v":0,"d":"R0.00"},null,{"v":0,"d":"R0.00"},null,{"v":0,"d":"R0.00"},null,{"v":0,"d":"R0.00"},null,{"v":0,"d":"R0.00"},null,{"v":0,"d":"R0.00"}]
["9.6.59",8060,"RMU 11kV 630A 2R 1B CSTL O/D","Ea",null,null,{"v":0,"d":"R0.00"},null,{"v":0,"d":"R0.00"},null,{"v":0,"d":"R0.00"},null,{"v":0,"d":"R0.00"},null,{"v":0,"d":"R0.00"},null,{"v":0,"d":"R0.00"},null,{"v":0,"d":"R0.00"},null,{"v":0,"d":"R0.00"},null,{"v":0,"d":"R0.00"},null,{"v":0,"d":"R0.00"},null,{"v":0,"d":"R0.00"}]
["9.6.60",8060,"RMU 11kV 630A 2R 2B CSTL O/D","Ea",null,null,{"v":0,"d":"R0.00"},null,{"v":0,"d":"R0.00"},null,{"v":0,"d":"R0.00"},null,{"v":0,"d":"R0.00"},null,{"v":0,"d":"R0.00"},null,{"v":0,"d":"R0.00"},null,{"v":0,"d":"R0.00"},null,{"v":0,"d":"R0.00"},null,{"v":0,"d":"R0.00"},null,{"v":0,"d":"R0.00"},null,{"v":0,"d":"R0.00"}]
["9.6.61",8060,"RMU 22kV 630A 3R CSTL O/D","Ea",null,null,{"v":0,"d":"R0.00"},null,{"v":0,"d":"R0.00"},null,{"v":0,"d":"R0.00"},null,{"v":0,"d":"R0.00"},null,{"v":0,"d":"R0.00"},null,{"v":0,"d":"R0.00"},null,{"v":0,"d":"R0.00"},null,{"v":0,"d":"R0.00"},null,{"v":0,"d":"R0.00"},null,{"v":0,"d":"R0.00"},null,{"v":0,"d":"R0.00"}]
["9.6.62",8060,"RMU 22kV 630A 4R CSTL O/D","Ea",null,null,{"v":0,"d":"R0.00"},null,{"v":0,"d":"R0.00"},null,{"v":0,"d":"R0.00"},null,{"v":0,"d":"R0.00"},null,{"v":0,"d":"R0.00"},null,{"v":0,"d":"R0.00"},null,{"v":0,"d":"R0.00"},null,{"v":0,"d":"R0.00"},null,{"v":0,"d":"R0.00"},null,{"v":0,"d":"R0.00"},null,{"v":0,"d":"R0.00"}]
["9.6.63",8060,"RMU 22kV 630A 2R 1B CSTL O/D","Ea",null,null,{"v":0,"d":"R0.00"},null,{"v":0,"d":"R0.00"},null,{"v":0,"d":"R0.00"},null,{"v":0,"d":"R0.00"},null,{"v":0,"d":"R0.00"},null,{"v":0,"d":"R0.00"},null,{"v":0,"d":"R0.00"},null,{"v":0,"d":"R0.00"},null,{"v":0,"d":"R0.00"},null,{"v":0,"d":"R0.00"},null,{"v":0,"d":"R0.00"}]
["9.6.64",8060,"RMU 22kV 630A 2R 2B CSTL O/D","Ea",null,null,{"v":0,"d":"R0.00"},null,{"v":0,"d":"R0.00"},null,{"v":0,"d":"R0.00"},null,{"v":0,"d":"R0.00"},null,{"v":0,"d":"R0.00"},null,{"v":0,"d":"R0.00"},null,{"v":0,"d":"R0.00"},null,{"v":0,"d":"R0.00"},null,{"v":0,"d":"R0.00"},null,{"v":0,"d":"R0.00"},null,{"v":0,"d":"R0.00"}]
["9.6.65",8060,"RMU 11kV 630A 3R CSTL ID","Ea",null,null,{"$f":"F129*E129","v":{"v":0,"d":"R0.00"}},null,{"$f":"H129*F129","v":{"v":0,"d":"R0.00"}},null,{"$f":"J129*F129","v":{"v":0,"d":"R0.00"}},null,{"$f":"L129*F129","v":{"v":0,"d":"R0.00"}},null,{"$f":"N129*F129","v":{"v":0,"d":"R0.00"}},null,{"$f":"P129*F129","v":{"v":0,"d":"R0.00"}},null,{"$f":"R129*F129","v":{"v":0,"d":"R0.00"}},null,{"$f":"T129*F129","v":{"v":0,"d":"R0.00"}},null,{"$f":"V129*F129","v":{"v":0,"d":"R0.00"}},null,{"$f":"X129*F129","v":{"v":0,"d":"R0.00"}},null,{"$f":"Z129*F129","v":{"v":0,"d":"R0.00"}}]
["9.6.66",8060,"RMU 11kV 630A 4R CSTL ID","Ea",null,null,{"v":0,"d":"R0.00"},null,{"v":0,"d":"R0.00"},null,{"v":0,"d":"R0.00"},null,{"v":0,"d":"R0.00"},null,{"v":0,"d":"R0.00"},null,{"v":0,"d":"R0.00"},null,{"v":0,"d":"R0.00"},null,{"v":0,"d":"R0.00"},null,{"v":0,"d":"R0.00"},null,{"v":0,"d":"R0.00"},null,{"v":0,"d":"R0.00"}]
["9.6.67",8060,"RMU 11kV 630A 2R 1B CSTL ID","Ea",null,null,{"v":0,"d":"R0.00"},null,{"v":0,"d":"R0.00"},null,{"v":0,"d":"R0.00"},null,{"v":0,"d":"R0.00"},null,{"v":0,"d":"R0.00"},null,{"v":0,"d":"R0.00"},null,{"v":0,"d":"R0.00"},null,{"v":0,"d":"R0.00"},null,{"v":0,"d":"R0.00"},null,{"v":0,"d":"R0.00"},null,{"v":0,"d":"R0.00"}]
["9.6.68",8060,"RMU 11kV 630A 2R 2B CSTL ID","Ea",null,null,{"v":0,"d":"R0.00"},null,{"v":0,"d":"R0.00"},null,{"v":0,"d":"R0.00"},null,{"v":0,"d":"R0.00"},null,{"v":0,"d":"R0.00"},null,{"v":0,"d":"R0.00"},null,{"v":0,"d":"R0.00"},null,{"v":0,"d":"R0.00"},null,{"v":0,"d":"R0.00"},null,{"v":0,"d":"R0.00"},null,{"v":0,"d":"R0.00"}]
["9.6.69",8060,"RMU 22kV 630A 3R CSTL ID","Ea",null,null,{"v":0,"d":"R0.00"},null,{"v":0,"d":"R0.00"},null,{"v":0,"d":"R0.00"},null,{"v":0,"d":"R0.00"},null,{"v":0,"d":"R0.00"},null,{"v":0,"d":"R0.00"},null,{"v":0,"d":"R0.00"},null,{"v":0,"d":"R0.00"},null,{"v":0,"d":"R0.00"},null,{"v":0,"d":"R0.00"},null,{"v":0,"d":"R0.00"}]
["9.6.70",8060,"RMU 22kV 630A 4R CSTL ID","Ea",null,null,{"v":0,"d":"R0.00"},null,{"v":0,"d":"R0.00"},null,{"v":0,"d":"R0.00"},null,{"v":0,"d":"R0.00"},null,{"v":0,"d":"R0.00"},null,{"v":0,"d":"R0.00"},null,{"v":0,"d":"R0.00"},null,{"v":0,"d":"R0.00"},null,{"v":0,"d":"R0.00"},null,{"v":0,"d":"R0.00"},null,{"v":0,"d":"R0.00"}]
["9.6.71",8060,"RMU 22kV 630A 2R 1B CSTL ID","Ea",null,null,{"v":0,"d":"R0.00"},null,{"v":0,"d":"R0.00"},null,{"v":0,"d":"R0.00"},null,{"v":0,"d":"R0.00"},null,{"v":0,"d":"R0.00"},null,{"v":0,"d":"R0.00"},null,{"v":0,"d":"R0.00"},null,{"v":0,"d":"R0.00"},null,{"v":0,"d":"R0.00"},null,{"v":0,"d":"R0.00"},null,{"v":0,"d":"R0.00"}]
["9.6.72",8060,"RMU 22kV 630A 2R 2B CSTL ID","Ea",null,null,{"v":0,"d":"R0.00"},null,{"v":0,"d":"R0.00"},null,{"v":0,"d":"R0.00"},null,{"v":0,"d":"R0.00"},null,{"v":0,"d":"R0.00"},null,{"v":0,"d":"R0.00"},null,{"v":0,"d":"R0.00"},null,{"v":0,"d":"R0.00"},null,{"v":0,"d":"R0.00"},null,{"v":0,"d":"R0.00"},null,{"v":0,"d":"R0.00"}]
["9.6.73",8061,"SWITCHGEAR:RMU 11KV 630A 3R CSTLOD IRTU","Ea",null,null,{"v":0,"d":"R0.00"},null,{"v":0,"d":"R0.00"},null,{"v":0,"d":"R0.00"},null,{"v":0,"d":"R0.00"},null,{"v":0,"d":"R0.00"},null,{"v":0,"d":"R0.00"},null,{"v":0,"d":"R0.00"},null,{"v":0,"d":"R0.00"},null,{"v":0,"d":"R0.00"},null,{"v":0,"d":"R0.00"},null,{"v":0,"d":"R0.00"}]
["9.6.74",8061,"SWITCHGEAR:RMU 11KV 200A 2R1B CSTOD IRTU","Ea",null,null,{"v":0,"d":"R0.00"},null,{"v":0,"d":"R0.00"},null,{"v":0,"d":"R0.00"},null,{"v":0,"d":"R0.00"},null,{"v":0,"d":"R0.00"},null,{"v":0,"d":"R0.00"},null,{"v":0,"d":"R0.00"},null,{"v":0,"d":"R0.00"},null,{"v":0,"d":"R0.00"},null,{"v":0,"d":"R0.00"},null,{"v":0,"d":"R0.00"}]
["9.6.75",8061,"SWITCHGEAR:RMU 11KV 630A 2R2BCSTOD IRTU","Ea",null,null,{"v":0,"d":"R0.00"},null,{"v":0,"d":"R0.00"},null,{"v":0,"d":"R0.00"},null,{"v":0,"d":"R0.00"},null,{"v":0,"d":"R0.00"},null,{"v":0,"d":"R0.00"},null,{"v":0,"d":"R0.00"},null,{"v":0,"d":"R0.00"},null,{"v":0,"d":"R0.00"},null,{"v":0,"d":"R0.00"},null,{"v":0,"d":"R0.00"}]
["9.6.76",8061,"SWITCHGEAR:RMU 11KV 630A 2R1BCSTOD IRTU","Ea",null,null,{"v":0,"d":"R0.00"},null,{"v":0,"d":"R0.00"},null,{"v":0,"d":"R0.00"},null,{"v":0,"d":"R0.00"},null,{"v":0,"d":"R0.00"},null,{"v":0,"d":"R0.00"},null,{"v":0,"d":"R0.00"},null,{"v":0,"d":"R0.00"},null,{"v":0,"d":"R0.00"},null,{"v":0,"d":"R0.00"},null,{"v":0,"d":"R0.00"}]
["9.6.77",8061,"SWITCHGEAR:RMU 11KV 200A 2R1BCSTID IRTU","Ea",null,null,{"v":0,"d":"R0.00"},null,{"v":0,"d":"R0.00"},null,{"v":0,"d":"R0.00"},null,{"v":0,"d":"R0.00"},null,{"v":0,"d":"R0.00"},null,{"v":0,"d":"R0.00"},null,{"v":0,"d":"R0.00"},null,{"v":0,"d":"R0.00"},null,{"v":0,"d":"R0.00"},null,{"v":0,"d":"R0.00"},null,{"v":0,"d":"R0.00"}]
["9.6.78",8061,"SWITCHG:IRTU;OD;CST;2R1B;11KV;20KA;630 A","Ea",null,null,{"v":0,"d":"R0.00"},null,{"v":0,"d":"R0.00"},null,{"v":0,"d":"R0.00"},null,{"v":0,"d":"R0.00"},null,{"v":0,"d":"R0.00"},null,{"v":0,"d":"R0.00"},null,{"v":0,"d":"R0.00"},null,{"v":0,"d":"R0.00"},null,{"v":0,"d":"R0.00"},null,{"v":0,"d":"R0.00"},null,{"v":0,"d":"R0.00"}]
["9.6.79",8061,"SWITCHGEAR:RMU 22KV 630A 3R CSTLOD IRTU","Ea",null,null,{"v":0,"d":"R0.00"},null,{"v":0,"d":"R0.00"},null,{"v":0,"d":"R0.00"},null,{"v":0,"d":"R0.00"},null,{"v":0,"d":"R0.00"},null,{"v":0,"d":"R0.00"},null,{"v":0,"d":"R0.00"},null,{"v":0,"d":"R0.00"},null,{"v":0,"d":"R0.00"},null,{"v":0,"d":"R0.00"},null,{"v":0,"d":"R0.00"}]
["9.6.80",8061,"SWITCHGEAR:RMU 22KV 200A 2R1BCSTOD IRTU","Ea",null,null,{"v":0,"d":"R0.00"},null,{"v":0,"d":"R0.00"},null,{"v":0,"d":"R0.00"},null,{"v":0,"d":"R0.00"},null,{"v":0,"d":"R0.00"},null,{"v":0,"d":"R0.00"},null,{"v":0,"d":"R0.00"},null,{"v":0,"d":"R0.00"},null,{"v":0,"d":"R0.00"},null,{"v":0,"d":"R0.00"},null,{"v":0,"d":"R0.00"}]
["9.6.81",8061,"SWITCHGEAR:RMU 22KV 630A 2R2BCSTOD IRTU","Ea",null,null,{"v":0,"d":"R0.00"},null,{"v":0,"d":"R0.00"},null,{"v":0,"d":"R0.00"},null,{"v":0,"d":"R0.00"},null,{"v":0,"d":"R0.00"},null,{"v":0,"d":"R0.00"},null,{"v":0,"d":"R0.00"},null,{"v":0,"d":"R0.00"},null,{"v":0,"d":"R0.00"},null,{"v":0,"d":"R0.00"},null,{"v":0,"d":"R0.00"}]
["9.6.82",8061,"SWITCHGEAR:RMU 22KV 200A 2R2BCSTOD IRTU","Ea",null,null,{"v":0,"d":"R0.00"},null,{"v":0,"d":"R0.00"},null,{"v":0,"d":"R0.00"},null,{"v":0,"d":"R0.00"},null,{"v":0,"d":"R0.00"},null,{"v":0,"d":"R0.00"},null,{"v":0,"d":"R0.00"},null,{"v":0,"d":"R0.00"},null,{"v":0,"d":"R0.00"},null,{"v":0,"d":"R0.00"},null,{"v":0,"d":"R0.00"}]
["9.6.83",8061,"SWITCHGEAR:RMU 22KV 200A 2R1BCSTID IRTU","Ea",null,null,{"v":0,"d":"R0.00"},null,{"v":0,"d":"R0.00"},null,{"v":0,"d":"R0.00"},null,{"v":0,"d":"R0.00"},null,{"v":0,"d":"R0.00"},null,{"v":0,"d":"R0.00"},null,{"v":0,"d":"R0.00"},null,{"v":0,"d":"R0.00"},null,{"v":0,"d":"R0.00"},null,{"v":0,"d":"R0.00"},null,{"v":0,"d":"R0.00"}]
["9.6.84",8061,"SWITCHGEAR:RMU 22KV 630A 2R1BCSTOD IRTU","Ea",null,null,{"v":0,"d":"R0.00"},null,{"v":0,"d":"R0.00"},null,{"v":0,"d":"R0.00"},null,{"v":0,"d":"R0.00"},null,{"v":0,"d":"R0.00"},null,{"v":0,"d":"R0.00"},null,{"v":0,"d":"R0.00"},null,{"v":0,"d":"R0.00"},null,{"v":0,"d":"R0.00"},null,{"v":0,"d":"R0.00"},null,{"v":0,"d":"R0.00"}]
["9.6.85",8061,"SWITCHG:IRTU;OD;CST;2R1B;22KV;20KA;630A","Ea",null,null,{"v":0,"d":"R0.00"},null,{"v":0,"d":"R0.00"},null,{"v":0,"d":"R0.00"},null,{"v":0,"d":"R0.00"},null,{"v":0,"d":"R0.00"},null,{"v":0,"d":"R0.00"},null,{"v":0,"d":"R0.00"},null,{"v":0,"d":"R0.00"},null,{"v":0,"d":"R0.00"},null,{"v":0,"d":"R0.00"},null,{"v":0,"d":"R0.00"}]
["9.6.86",8061,"SWITCHG:IRTU;OD;CST;2R1B;33KV;20KA;630A","Ea",null,null,{"v":0,"d":"R0.00"},null,{"v":0,"d":"R0.00"},null,{"v":0,"d":"R0.00"},null,{"v":0,"d":"R0.00"},null,{"v":0,"d":"R0.00"},null,{"v":0,"d":"R0.00"},null,{"v":0,"d":"R0.00"},null,{"v":0,"d":"R0.00"},null,{"v":0,"d":"R0.00"},null,{"v":0,"d":"R0.00"},null,{"v":0,"d":"R0.00"}]
["9.6.87",8025,"Plinth Pre-cast 11+22kV 3 SF6 RMU","Ea",null,null,{"v":0,"d":"R0.00"},null,{"v":0,"d":"R0.00"},null,{"v":0,"d":"R0.00"},null,{"v":0,"d":"R0.00"},null,{"v":0,"d":"R0.00"},null,{"v":0,"d":"R0.00"},null,{"v":0,"d":"R0.00"},null,{"v":0,"d":"R0.00"},null,{"v":0,"d":"R0.00"},null,{"v":0,"d":"R0.00"},null,{"v":0,"d":"R0.00"}]
["9.6.88",8025,"Plinth Pre-cast 11+22kV 4 SF6 RMU","Ea",null,null,{"v":0,"d":"R0.00"},null,{"v":0,"d":"R0.00"},null,{"v":0,"d":"R0.00"},null,{"v":0,"d":"R0.00"},null,{"v":0,"d":"R0.00"},null,{"v":0,"d":"R0.00"},null,{"v":0,"d":"R0.00"},null,{"v":0,"d":"R0.00"},null,{"v":0,"d":"R0.00"},null,{"v":0,"d":"R0.00"},null,{"v":0,"d":"R0.00"}]
["9.6.89",8025,"PLINTH,PRE-CAST 11+22kV CT-VT D8025","Ea",null,null,{"v":0,"d":"R0.00"},null,{"v":0,"d":"R0.00"},null,{"v":0,"d":"R0.00"},null,{"v":0,"d":"R0.00"},null,{"v":0,"d":"R0.00"},null,{"v":0,"d":"R0.00"},null,{"v":0,"d":"R0.00"},null,{"v":0,"d":"R0.00"},null,{"v":0,"d":"R0.00"},null,{"v":0,"d":"R0.00"},null,{"v":0,"d":"R0.00"}]
["9.6.90",3118,"CT+VT 11kV-110V B 3VT+3CT CBL CSTL D3118","Ea",null,null,{"v":0,"d":"R0.00"},null,{"v":0,"d":"R0.00"},null,{"v":0,"d":"R0.00"},null,{"v":0,"d":"R0.00"},null,{"v":0,"d":"R0.00"},null,{"v":0,"d":"R0.00"},null,{"v":0,"d":"R0.00"},null,{"v":0,"d":"R0.00"},null,{"v":0,"d":"R0.00"},null,{"v":0,"d":"R0.00"},null,{"v":0,"d":"R0.00"}]
["9.6.91",3118,"CT+VT 22kV-110V B 3VT+3CT CBL CSTL D3118","Ea",null,null,{"v":0,"d":"R0.00"},null,{"v":0,"d":"R0.00"},null,{"v":0,"d":"R0.00"},null,{"v":0,"d":"R0.00"},null,{"v":0,"d":"R0.00"},null,{"v":0,"d":"R0.00"},null,{"v":0,"d":"R0.00"},null,{"v":0,"d":"R0.00"},null,{"v":0,"d":"R0.00"},null,{"v":0,"d":"R0.00"},null,{"v":0,"d":"R0.00"}]
["9.6.92",3118,"CT+VT 11kV-110V C 3VT+3CT CBL CSTL D3118","Ea",null,null,{"v":0,"d":"R0.00"},null,{"v":0,"d":"R0.00"},null,{"v":0,"d":"R0.00"},null,{"v":0,"d":"R0.00"},null,{"v":0,"d":"R0.00"},null,{"v":0,"d":"R0.00"},null,{"v":0,"d":"R0.00"},null,{"v":0,"d":"R0.00"},null,{"v":0,"d":"R0.00"},null,{"v":0,"d":"R0.00"},null,{"v":0,"d":"R0.00"}]
["9.6.93",3118,"CT+VT 22kV-110V C 3VT+3CT CBL CSTL D3118","Ea",null,null,{"v":0,"d":"R0.00"},null,{"v":0,"d":"R0.00"},null,{"v":0,"d":"R0.00"},null,{"v":0,"d":"R0.00"},null,{"v":0,"d":"R0.00"},null,{"v":0,"d":"R0.00"},null,{"v":0,"d":"R0.00"},null,{"v":0,"d":"R0.00"},null,{"v":0,"d":"R0.00"},null,{"v":0,"d":"R0.00"},null,{"v":0,"d":"R0.00"}]
["9.6.94",8022,"TFR 100kVA 11kV/415V W/CBL BOX CSTL ","Ea",null,null,{"v":0,"d":"R0.00"},null,{"v":0,"d":"R0.00"},null,{"v":0,"d":"R0.00"},null,{"v":0,"d":"R0.00"},null,{"v":0,"d":"R0.00"},null,{"v":0,"d":"R0.00"},null,{"v":0,"d":"R0.00"},null,{"v":0,"d":"R0.00"},null,{"v":0,"d":"R0.00"},null,{"v":0,"d":"R0.00"},null,{"v":0,"d":"R0.00"}]
["9.6.95",8022,"TFR 100kVA 22kV/415V W/CBL BOX CSTL ","Ea",null,null,{"v":0,"d":"R0.00"},null,{"v":0,"d":"R0.00"},null,{"v":0,"d":"R0.00"},null,{"v":0,"d":"R0.00"},null,{"v":0,"d":"R0.00"},null,{"v":0,"d":"R0.00"},null,{"v":0,"d":"R0.00"},null,{"v":0,"d":"R0.00"},null,{"v":0,"d":"R0.00"},null,{"v":0,"d":"R0.00"},null,{"v":0,"d":"R0.00"}]
["9.6.96",8022,"TFR 200kVA 11kV/415V W/CBL BOX CSTL ","Ea",null,null,{"v":0,"d":"R0.00"},null,{"v":0,"d":"R0.00"},null,{"v":0,"d":"R0.00"},null,{"v":0,"d":"R0.00"},null,{"v":0,"d":"R0.00"},null,{"v":0,"d":"R0.00"},null,{"v":0,"d":"R0.00"},null,{"v":0,"d":"R0.00"},null,{"v":0,"d":"R0.00"},null,{"v":0,"d":"R0.00"},null,{"v":0,"d":"R0.00"}]
["9.6.97",8022,"TFR 200kVA 22kV/415V W/CBL BOX CSTL ","Ea",null,null,{"v":0,"d":"R0.00"},null,{"v":0,"d":"R0.00"},null,{"v":0,"d":"R0.00"},null,{"v":0,"d":"R0.00"},null,{"v":0,"d":"R0.00"},null,{"v":0,"d":"R0.00"},null,{"v":0,"d":"R0.00"},null,{"v":0,"d":"R0.00"},null,{"v":0,"d":"R0.00"},null,{"v":0,"d":"R0.00"},null,{"v":0,"d":"R0.00"}]
["9.6.98",8022,"TFR 315kVA 11kV/415V W/CBL BOX CSTL","Ea",null,null,{"v":0,"d":"R0.00"},null,{"v":0,"d":"R0.00"},null,{"v":0,"d":"R0.00"},null,{"v":0,"d":"R0.00"},null,{"v":0,"d":"R0.00"},null,{"v":0,"d":"R0.00"},null,{"v":0,"d":"R0.00"},null,{"v":0,"d":"R0.00"},null,{"v":0,"d":"R0.00"},null,{"v":0,"d":"R0.00"},null,{"v":0,"d":"R0.00"}]
["9.6.99",8022,"TFR 315kVA 22kV/415V W/CBL BOX CSTL","Ea",null,null,{"v":0,"d":"R0.00"},null,{"v":0,"d":"R0.00"},null,{"v":0,"d":"R0.00"},null,{"v":0,"d":"R0.00"},null,{"v":0,"d":"R0.00"},null,{"v":0,"d":"R0.00"},null,{"v":0,"d":"R0.00"},null,{"v":0,"d":"R0.00"},null,{"v":0,"d":"R0.00"},null,{"v":0,"d":"R0.00"},null,{"v":0,"d":"R0.00"}]
["9.6.100",8022,"TFR 500kVA 11kV/415V W/CBL BOX CSTL","Ea",null,null,{"v":0,"d":"R0.00"},null,{"v":0,"d":"R0.00"},null,{"v":0,"d":"R0.00"},null,{"v":0,"d":"R0.00"},null,{"v":0,"d":"R0.00"},null,{"v":0,"d":"R0.00"},null,{"v":0,"d":"R0.00"},null,{"v":0,"d":"R0.00"},null,{"v":0,"d":"R0.00"},null,{"v":0,"d":"R0.00"},null,{"v":0,"d":"R0.00"}]
["9.6.101",8022,"TFR 500kVA 22kV/415V W/CBL BOX CSTL","Ea",null,null,{"v":0,"d":"R0.00"},null,{"v":0,"d":"R0.00"},null,{"v":0,"d":"R0.00"},null,{"v":0,"d":"R0.00"},null,{"v":0,"d":"R0.00"},null,{"v":0,"d":"R0.00"},null,{"v":0,"d":"R0.00"},null,{"v":0,"d":"R0.00"},null,{"v":0,"d":"R0.00"},null,{"v":0,"d":"R0.00"},null,{"v":0,"d":"R0.00"}]
["9.6.102",8022,"TFR 1000kVA 11kV/415V W/CBL BOX CSTL","Ea",null,null,{"v":0,"d":"R0.00"},null,{"v":0,"d":"R0.00"},null,{"v":0,"d":"R0.00"},null,{"v":0,"d":"R0.00"},null,{"v":0,"d":"R0.00"},null,{"v":0,"d":"R0.00"},null,{"v":0,"d":"R0.00"},null,{"v":0,"d":"R0.00"},null,{"v":0,"d":"R0.00"},null,{"v":0,"d":"R0.00"},null,{"v":0,"d":"R0.00"}]
["9.6.103",8022,"TFR 1000kVA 22kV/415V W/CBL BOX CSTL","Ea",null,null,{"v":0,"d":"R0.00"},null,{"v":0,"d":"R0.00"},null,{"v":0,"d":"R0.00"},null,{"v":0,"d":"R0.00"},null,{"v":0,"d":"R0.00"},null,{"v":0,"d":"R0.00"},null,{"v":0,"d":"R0.00"},null,{"v":0,"d":"R0.00"},null,{"v":0,"d":"R0.00"},null,{"v":0,"d":"R0.00"},null,{"v":0,"d":"R0.00"}]
["9.6.104",8025,"PLINTH,PRE-CAST 100-1000kVA TFR","Ea",null,null,{"v":0,"d":"R0.00"},null,{"v":0,"d":"R0.00"},null,{"v":0,"d":"R0.00"},null,{"v":0,"d":"R0.00"},null,{"v":0,"d":"R0.00"},null,{"v":0,"d":"R0.00"},null,{"v":0,"d":"R0.00"},null,{"v":0,"d":"R0.00"},null,{"v":0,"d":"R0.00"},null,{"v":0,"d":"R0.00"},null,{"v":0,"d":"R0.00"}]
["9.6.105",null,"Remove hazemeyer or interswitch","Ea",null,null,{"v":0,"d":"R0.00"},null,{"v":0,"d":"R0.00"},null,{"v":0,"d":"R0.00"},null,{"v":0,"d":"R0.00"},null,{"v":0,"d":"R0.00"},null,{"v":0,"d":"R0.00"},null,{"v":0,"d":"R0.00"},null,{"v":0,"d":"R0.00"},null,{"v":0,"d":"R0.00"},null,{"v":0,"d":"R0.00"},null,{"v":0,"d":"R0.00"}]
[9.7,null,"Recovering MV and LV cables.  This includes excavating the trench and removing the cable and backfilling the trench."]
["9.7.1",null,"LV Cables","m",null,null,{"$f":"F171*E171","v":{"v":0,"d":"R0.00"}},null,{"$f":"H171*F171","v":{"v":0,"d":"R0.00"}},null,{"$f":"J171*F171","v":{"v":0,"d":"R0.00"}},null,{"$f":"L171*F171","v":{"v":0,"d":"R0.00"}},null,{"$f":"N171*F171","v":{"v":0,"d":"R0.00"}},null,{"$f":"P171*F171","v":{"v":0,"d":"R0.00"}},null,{"$f":"R171*F171","v":{"v":0,"d":"R0.00"}},null,{"$f":"T171*F171","v":{"v":0,"d":"R0.00"}},null,{"$f":"V171*F171","v":{"v":0,"d":"R0.00"}},null,{"$f":"X171*F171","v":{"v":0,"d":"R0.00"}},null,{"$f":"Z171*F171","v":{"v":0,"d":"R0.00"}}]
["9.7.2",null,"MV Cables","m",null,null,{"v":0,"d":"R0.00"},null,{"v":0,"d":"R0.00"},null,{"v":0,"d":"R0.00"},null,{"v":0,"d":"R0.00"},null,{"v":0,"d":"R0.00"},null,{"v":0,"d":"R0.00"},null,{"v":0,"d":"R0.00"},null,{"v":0,"d":"R0.00"},null,{"v":0,"d":"R0.00"},null,{"v":0,"d":"R0.00"},null,{"v":0,"d":"R0.00"}]
[9.8,null,"Disconnecting and removing MV terminations and LV terminations."]
["9.8.1",null,"3 core Indoor terminations 16-35mmsq","Ea",null,null,{"$f":"F174*E174","v":{"v":0,"d":"R0.00"}},null,{"$f":"H174*F174","v":{"v":0,"d":"R0.00"}},null,{"$f":"J174*F174","v":{"v":0,"d":"R0.00"}},null,{"$f":"L174*F174","v":{"v":0,"d":"R0.00"}},null,{"$f":"N174*F174","v":{"v":0,"d":"R0.00"}},null,{"$f":"P174*F174","v":{"v":0,"d":"R0.00"}},null,{"$f":"R174*F174","v":{"v":0,"d":"R0.00"}},null,{"$f":"T174*F174","v":{"v":0,"d":"R0.00"}},null,{"$f":"V174*F174","v":{"v":0,"d":"R0.00"}},null,{"$f":"X174*F174","v":{"v":0,"d":"R0.00"}},null,{"$f":"Z174*F174","v":{"v":0,"d":"R0.00"}}]
["9.8.2",null,"3 core Indoor terminations 25-50mmsq","Ea",null,null,{"v":0,"d":"R0.00"},null,{"v":0,"d":"R0.00"},null,{"v":0,"d":"R0.00"},null,{"v":0,"d":"R0.00"},null,{"v":0,"d":"R0.00"},null,{"v":0,"d":"R0.00"},null,{"v":0,"d":"R0.00"},null,{"v":0,"d":"R0.00"},null,{"v":0,"d":"R0.00"},null,{"v":0,"d":"R0.00"},null,{"v":0,"d":"R0.00"}]
["9.8.3",null,"3 core Indoor terminations 50-95mmsq","Ea",null,null,{"v":0,"d":"R0.00"},null,{"v":0,"d":"R0.00"},null,{"v":0,"d":"R0.00"},null,{"v":0,"d":"R0.00"},null,{"v":0,"d":"R0.00"},null,{"v":0,"d":"R0.00"},null,{"v":0,"d":"R0.00"},null,{"v":0,"d":"R0.00"},null,{"v":0,"d":"R0.00"},null,{"v":0,"d":"R0.00"},null,{"v":0,"d":"R0.00"}]
["9.8.4",null,"3 core Indoor terminations 70-185mmsq","Ea",null,null,{"v":0,"d":"R0.00"},null,{"v":0,"d":"R0.00"},null,{"v":0,"d":"R0.00"},null,{"v":0,"d":"R0.00"},null,{"v":0,"d":"R0.00"},null,{"v":0,"d":"R0.00"},null,{"v":0,"d":"R0.00"},null,{"v":0,"d":"R0.00"},null,{"v":0,"d":"R0.00"},null,{"v":0,"d":"R0.00"},null,{"v":0,"d":"R0.00"}]
["9.8.5",null,"3 core Indoor terminations 120-185mmsq","Ea",null,null,{"v":0,"d":"R0.00"},null,{"v":0,"d":"R0.00"},null,{"v":0,"d":"R0.00"},null,{"v":0,"d":"R0.00"},null,{"v":0,"d":"R0.00"},null,{"v":0,"d":"R0.00"},null,{"v":0,"d":"R0.00"},null,{"v":0,"d":"R0.00"},null,{"v":0,"d":"R0.00"},null,{"v":0,"d":"R0.00"},null,{"v":0,"d":"R0.00"}]
["9.8.6",null,"3 core Indoor terminations 300mmsq","Ea",null,null,{"v":0,"d":"R0.00"},null,{"v":0,"d":"R0.00"},null,{"v":0,"d":"R0.00"},null,{"v":0,"d":"R0.00"},null,{"v":0,"d":"R0.00"},null,{"v":0,"d":"R0.00"},null,{"v":0,"d":"R0.00"},null,{"v":0,"d":"R0.00"},null,{"v":0,"d":"R0.00"},null,{"v":0,"d":"R0.00"},null,{"v":0,"d":"R0.00"}]
["9.8.7",null,"1 core Indoor terminations 630mmsq","Ea",null,null,{"v":0,"d":"R0.00"},null,{"v":0,"d":"R0.00"},null,{"v":0,"d":"R0.00"},null,{"v":0,"d":"R0.00"},null,{"v":0,"d":"R0.00"},null,{"v":0,"d":"R0.00"},null,{"v":0,"d":"R0.00"},null,{"v":0,"d":"R0.00"},null,{"v":0,"d":"R0.00"},null,{"v":0,"d":"R0.00"},null,{"v":0,"d":"R0.00"}]
["9.8.8",null,"1 core Indoor terminations 16-35mmsq","Ea",null,null,{"v":0,"d":"R0.00"},null,{"v":0,"d":"R0.00"},null,{"v":0,"d":"R0.00"},null,{"v":0,"d":"R0.00"},null,{"v":0,"d":"R0.00"},null,{"v":0,"d":"R0.00"},null,{"v":0,"d":"R0.00"},null,{"v":0,"d":"R0.00"},null,{"v":0,"d":"R0.00"},null,{"v":0,"d":"R0.00"},null,{"v":0,"d":"R0.00"}]
["9.8.9",null,"1 core Indoor terminations 25-50mmsq","Ea",null,null,{"v":0,"d":"R0.00"},null,{"v":0,"d":"R0.00"},null,{"v":0,"d":"R0.00"},null,{"v":0,"d":"R0.00"},null,{"v":0,"d":"R0.00"},null,{"v":0,"d":"R0.00"},null,{"v":0,"d":"R0.00"},null,{"v":0,"d":"R0.00"},null,{"v":0,"d":"R0.00"},null,{"v":0,"d":"R0.00"},null,{"v":0,"d":"R0.00"}]
["9.8.10",null,"1 core Indoor terminations 50-95mmsq","Ea",null,null,{"v":0,"d":"R0.00"},null,{"v":0,"d":"R0.00"},null,{"v":0,"d":"R0.00"},null,{"v":0,"d":"R0.00"},null,{"v":0,"d":"R0.00"},null,{"v":0,"d":"R0.00"},null,{"v":0,"d":"R0.00"},null,{"v":0,"d":"R0.00"},null,{"v":0,"d":"R0.00"},null,{"v":0,"d":"R0.00"},null,{"v":0,"d":"R0.00"}]
["9.8.11",null,"1 core Indoor terminations 70-185mmsq","Ea",null,null,{"v":0,"d":"R0.00"},null,{"v":0,"d":"R0.00"},null,{"v":0,"d":"R0.00"},null,{"v":0,"d":"R0.00"},null,{"v":0,"d":"R0.00"},null,{"v":0,"d":"R0.00"},null,{"v":0,"d":"R0.00"},null,{"v":0,"d":"R0.00"},null,{"v":0,"d":"R0.00"},null,{"v":0,"d":"R0.00"},null,{"v":0,"d":"R0.00"}]
["9.8.12",null,"1 core Indoor terminations 120-185mmsq","Ea",null,null,{"v":0,"d":"R0.00"},null,{"v":0,"d":"R0.00"},null,{"v":0,"d":"R0.00"},null,{"v":0,"d":"R0.00"},null,{"v":0,"d":"R0.00"},null,{"v":0,"d":"R0.00"},null,{"v":0,"d":"R0.00"},null,{"v":0,"d":"R0.00"},null,{"v":0,"d":"R0.00"},null,{"v":0,"d":"R0.00"},null,{"v":0,"d":"R0.00"}]
["9.8.13",null,"1 core Indoor terminations 300mmsq","Ea",null,null,{"v":0,"d":"R0.00"},null,{"v":0,"d":"R0.00"},null,{"v":0,"d":"R0.00"},null,{"v":0,"d":"R0.00"},null,{"v":0,"d":"R0.00"},null,{"v":0,"d":"R0.00"},null,{"v":0,"d":"R0.00"},null,{"v":0,"d":"R0.00"},null,{"v":0,"d":"R0.00"},null,{"v":0,"d":"R0.00"},null,{"v":0,"d":"R0.00"}]
["9.8.14",null,"1 core Indoor terminations 630mmsq","Ea",null,null,{"v":0,"d":"R0.00"},null,{"v":0,"d":"R0.00"},null,{"v":0,"d":"R0.00"},null,{"v":0,"d":"R0.00"},null,{"v":0,"d":"R0.00"},null,{"v":0,"d":"R0.00"},null,{"v":0,"d":"R0.00"},null,{"v":0,"d":"R0.00"},null,{"v":0,"d":"R0.00"},null,{"v":0,"d":"R0.00"},null,{"v":0,"d":"R0.00"}]
[9.9,null,"Removal of ground and pole mount LV kiosks and pole top boxes"]
["9.9.1"," 3214","KIOSK,DIST. 12 WAY HIGH RISK D3214  -GROUND MOUNT","Ea",null,null,{"$f":"F189*E189","v":{"v":0,"d":"R0.00"}},null,{"$f":"H189*F189","v":{"v":0,"d":"R0.00"}},null,{"$f":"J189*F189","v":{"v":0,"d":"R0.00"}},null,{"$f":"L189*F189","v":{"v":0,"d":"R0.00"}},null,{"$f":"N189*F189","v":{"v":0,"d":"R0.00"}},null,{"$f":"P189*F189","v":{"v":0,"d":"R0.00"}},null,{"$f":"R189*F189","v":{"v":0,"d":"R0.00"}},null,{"$f":"T189*F189","v":{"v":0,"d":"R0.00"}},null,{"$f":"V189*F189","v":{"v":0,"d":"R0.00"}},null,{"$f":"X189*F189","v":{"v":0,"d":"R0.00"}},null,{"$f":"Z189*F189","v":{"v":0,"d":"R0.00"}}]
["9.9.2"," 3214","KIOSK,DIST. LOAD MNGMNT.16 WAY D3214  -GROUND MOUNT","Ea",null,null,{"v":0,"d":"R0.00"},null,{"v":0,"d":"R0.00"},null,{"v":0,"d":"R0.00"},null,{"v":0,"d":"R0.00"},null,{"v":0,"d":"R0.00"},null,{"v":0,"d":"R0.00"},null,{"v":0,"d":"R0.00"},null,{"v":0,"d":"R0.00"},null,{"v":0,"d":"R0.00"},null,{"v":0,"d":"R0.00"},null,{"v":0,"d":"R0.00"}]
["9.9.3"," 3214","KIOSK,DIST. LOAD MNGMNT.24 WAY D3214- GROUND MOUNT","Ea",null,null,{"v":0,"d":"R0.00"},null,{"v":0,"d":"R0.00"},null,{"v":0,"d":"R0.00"},null,{"v":0,"d":"R0.00"},null,{"v":0,"d":"R0.00"},null,{"v":0,"d":"R0.00"},null,{"v":0,"d":"R0.00"},null,{"v":0,"d":"R0.00"},null,{"v":0,"d":"R0.00"},null,{"v":0,"d":"R0.00"},null,{"v":0,"d":"R0.00"}]
["9.9.4"," 3236","KIOSK METER:1PH ;16 KVA ;EMPTY-POLE MOUNT ","Ea",null,null,{"v":0,"d":"R0.00"},null,{"v":0,"d":"R0.00"},null,{"v":0,"d":"R0.00"},null,{"v":0,"d":"R0.00"},null,{"v":0,"d":"R0.00"},null,{"v":0,"d":"R0.00"},null,{"v":0,"d":"R0.00"},null,{"v":0,"d":"R0.00"},null,{"v":0,"d":"R0.00"},null,{"v":0,"d":"R0.00"},null,{"v":0,"d":"R0.00"}]
["9.9.5"," 3236","KIOSK METER:1PH;16 KVA;SPU-POLE MOUNT ","Ea",null,null,{"v":0,"d":"R0.00"},null,{"v":0,"d":"R0.00"},null,{"v":0,"d":"R0.00"},null,{"v":0,"d":"R0.00"},null,{"v":0,"d":"R0.00"},null,{"v":0,"d":"R0.00"},null,{"v":0,"d":"R0.00"},null,{"v":0,"d":"R0.00"},null,{"v":0,"d":"R0.00"},null,{"v":0,"d":"R0.00"},null,{"v":0,"d":"R0.00"}]
["9.9.6"," 3236","KSK MTR:1PH,16 KVA,SPU NO METER","Ea",null,null,{"v":0,"d":"R0.00"},null,{"v":0,"d":"R0.00"},null,{"v":0,"d":"R0.00"},null,{"v":0,"d":"R0.00"},null,{"v":0,"d":"R0.00"},null,{"v":0,"d":"R0.00"},null,{"v":0,"d":"R0.00"},null,{"v":0,"d":"R0.00"},null,{"v":0,"d":"R0.00"},null,{"v":0,"d":"R0.00"},null,{"v":0,"d":"R0.00"}]
["9.9.7"," 3236","KIOSK METER:3PH;25 KVA;EMPTY-POLE MOUNT","Ea",null,null,{"v":0,"d":"R0.00"},null,{"v":0,"d":"R0.00"},null,{"v":0,"d":"R0.00"},null,{"v":0,"d":"R0.00"},null,{"v":0,"d":"R0.00"},null,{"v":0,"d":"R0.00"},null,{"v":0,"d":"R0.00"},null,{"v":0,"d":"R0.00"},null,{"v":0,"d":"R0.00"},null,{"v":0,"d":"R0.00"},null,{"v":0,"d":"R0.00"}]
["9.9.8"," 3236","KIOSK METER:3PH;25 KVA;EMPTY-GROUND  MOUNT","Ea",null,null,{"v":0,"d":"R0.00"},null,{"v":0,"d":"R0.00"},null,{"v":0,"d":"R0.00"},null,{"v":0,"d":"R0.00"},null,{"v":0,"d":"R0.00"},null,{"v":0,"d":"R0.00"},null,{"v":0,"d":"R0.00"},null,{"v":0,"d":"R0.00"},null,{"v":0,"d":"R0.00"},null,{"v":0,"d":"R0.00"},null,{"v":0,"d":"R0.00"}]
["9.9.9"," 3236","KIOSK METER:3PH ;25 KVA ;SPU-POLE MOUNT","Ea",null,null,{"v":0,"d":"R0.00"},null,{"v":0,"d":"R0.00"},null,{"v":0,"d":"R0.00"},null,{"v":0,"d":"R0.00"},null,{"v":0,"d":"R0.00"},null,{"v":0,"d":"R0.00"},null,{"v":0,"d":"R0.00"},null,{"v":0,"d":"R0.00"},null,{"v":0,"d":"R0.00"},null,{"v":0,"d":"R0.00"},null,{"v":0,"d":"R0.00"}]
["9.9.10"," 3236","KIOSK METER:3PH ;25 KVA ;SPU-GROUND MOUNT ","Ea",null,null,{"v":0,"d":"R0.00"},null,{"v":0,"d":"R0.00"},null,{"v":0,"d":"R0.00"},null,{"v":0,"d":"R0.00"},null,{"v":0,"d":"R0.00"},null,{"v":0,"d":"R0.00"},null,{"v":0,"d":"R0.00"},null,{"v":0,"d":"R0.00"},null,{"v":0,"d":"R0.00"},null,{"v":0,"d":"R0.00"},null,{"v":0,"d":"R0.00"}]
["9.9.11"," 3236","KIOSK METER:3PH ;50 KVA ;SPU-POLE MOUNT","Ea",null,null,{"v":0,"d":"R0.00"},null,{"v":0,"d":"R0.00"},null,{"v":0,"d":"R0.00"},null,{"v":0,"d":"R0.00"},null,{"v":0,"d":"R0.00"},null,{"v":0,"d":"R0.00"},null,{"v":0,"d":"R0.00"},null,{"v":0,"d":"R0.00"},null,{"v":0,"d":"R0.00"},null,{"v":0,"d":"R0.00"},null,{"v":0,"d":"R0.00"}]
["9.9.12"," 3236","KIOSK METER:3PH ;50 KVA ;SPU-GROUND MOUNT ","Ea",null,null,{"v":0,"d":"R0.00"},null,{"v":0,"d":"R0.00"},null,{"v":0,"d":"R0.00"},null,{"v":0,"d":"R0.00"},null,{"v":0,"d":"R0.00"},null,{"v":0,"d":"R0.00"},null,{"v":0,"d":"R0.00"},null,{"v":0,"d":"R0.00"},null,{"v":0,"d":"R0.00"},null,{"v":0,"d":"R0.00"},null,{"v":0,"d":"R0.00"}]
["9.9.13"," 3236","KIOSK METER:3PH ;25 KVA ;RURAFLEX-POLE MOIUNT","Ea",null,null,{"v":0,"d":"R0.00"},null,{"v":0,"d":"R0.00"},null,{"v":0,"d":"R0.00"},null,{"v":0,"d":"R0.00"},null,{"v":0,"d":"R0.00"},null,{"v":0,"d":"R0.00"},null,{"v":0,"d":"R0.00"},null,{"v":0,"d":"R0.00"},null,{"v":0,"d":"R0.00"},null,{"v":0,"d":"R0.00"},null,{"v":0,"d":"R0.00"}]
["9.9.14"," 3236","KIOSK METER:3PH ;25 KVA ;RURAFLEX-GROUND MOIUNT","Ea",null,null,{"v":0,"d":"R0.00"},null,{"v":0,"d":"R0.00"},null,{"v":0,"d":"R0.00"},null,{"v":0,"d":"R0.00"},null,{"v":0,"d":"R0.00"},null,{"v":0,"d":"R0.00"},null,{"v":0,"d":"R0.00"},null,{"v":0,"d":"R0.00"},null,{"v":0,"d":"R0.00"},null,{"v":0,"d":"R0.00"},null,{"v":0,"d":"R0.00"}]
["9.9.15"," 3236","KIOSK METER:3PH ;50 KVA ;RURAFLEX-POLE MOIUNT","Ea",null,null,{"v":0,"d":"R0.00"},null,{"v":0,"d":"R0.00"},null,{"v":0,"d":"R0.00"},null,{"v":0,"d":"R0.00"},null,{"v":0,"d":"R0.00"},null,{"v":0,"d":"R0.00"},null,{"v":0,"d":"R0.00"},null,{"v":0,"d":"R0.00"},null,{"v":0,"d":"R0.00"},null,{"v":0,"d":"R0.00"},null,{"v":0,"d":"R0.00"}]
["9.9.16"," 3236","KIOSK METER:3PH ;50KVA ;RURAFLEX-GROUND MOIUNT","Ea",null,null,{"v":0,"d":"R0.00"},null,{"v":0,"d":"R0.00"},null,{"v":0,"d":"R0.00"},null,{"v":0,"d":"R0.00"},null,{"v":0,"d":"R0.00"},null,{"v":0,"d":"R0.00"},null,{"v":0,"d":"R0.00"},null,{"v":0,"d":"R0.00"},null,{"v":0,"d":"R0.00"},null,{"v":0,"d":"R0.00"},null,{"v":0,"d":"R0.00"}]
["9.9.17"," 3236","KSK MTR:3PH,25 KVA,SPU NO METER-POLE MOUNT","Ea",null,null,{"v":0,"d":"R0.00"},null,{"v":0,"d":"R0.00"},null,{"v":0,"d":"R0.00"},null,{"v":0,"d":"R0.00"},null,{"v":0,"d":"R0.00"},null,{"v":0,"d":"R0.00"},null,{"v":0,"d":"R0.00"},null,{"v":0,"d":"R0.00"},null,{"v":0,"d":"R0.00"},null,{"v":0,"d":"R0.00"},null,{"v":0,"d":"R0.00"}]
["9.9.18"," 3236","KSK MTR:3PH,25 KVA,SPU NO METER-GROUND MOUNT","Ea",null,null,{"v":0,"d":"R0.00"},null,{"v":0,"d":"R0.00"},null,{"v":0,"d":"R0.00"},null,{"v":0,"d":"R0.00"},null,{"v":0,"d":"R0.00"},null,{"v":0,"d":"R0.00"},null,{"v":0,"d":"R0.00"},null,{"v":0,"d":"R0.00"},null,{"v":0,"d":"R0.00"},null,{"v":0,"d":"R0.00"},null,{"v":0,"d":"R0.00"}]
["9.9.19"," 3236","KSK MTR:3PH,50 KVA,SPU NO METER-POLE MOUNT","Ea",null,null,{"v":0,"d":"R0.00"},null,{"v":0,"d":"R0.00"},null,{"v":0,"d":"R0.00"},null,{"v":0,"d":"R0.00"},null,{"v":0,"d":"R0.00"},null,{"v":0,"d":"R0.00"},null,{"v":0,"d":"R0.00"},null,{"v":0,"d":"R0.00"},null,{"v":0,"d":"R0.00"},null,{"v":0,"d":"R0.00"},null,{"v":0,"d":"R0.00"}]
["9.9.20"," 3236","KSK MTR:3PH,50 KVA,SPU NO METER-GROUND MOUNT","Ea",null,null,{"v":0,"d":"R0.00"},null,{"v":0,"d":"R0.00"},null,{"v":0,"d":"R0.00"},null,{"v":0,"d":"R0.00"},null,{"v":0,"d":"R0.00"},null,{"v":0,"d":"R0.00"},null,{"v":0,"d":"R0.00"},null,{"v":0,"d":"R0.00"},null,{"v":0,"d":"R0.00"},null,{"v":0,"d":"R0.00"},null,{"v":0,"d":"R0.00"}]
["9.9.21"," 3236","KSK MTR:3PH,50 KVA,SPU DC & METER-POLE MOUNT","Ea",null,null,{"v":0,"d":"R0.00"},null,{"v":0,"d":"R0.00"},null,{"v":0,"d":"R0.00"},null,{"v":0,"d":"R0.00"},null,{"v":0,"d":"R0.00"},null,{"v":0,"d":"R0.00"},null,{"v":0,"d":"R0.00"},null,{"v":0,"d":"R0.00"},null,{"v":0,"d":"R0.00"},null,{"v":0,"d":"R0.00"},null,{"v":0,"d":"R0.00"}]
["9.9.22"," 3236","KSK MTR:3PH,100 KVA,SPU DC & METER","Ea",null,null,{"v":0,"d":"R0.00"},null,{"v":0,"d":"R0.00"},null,{"v":0,"d":"R0.00"},null,{"v":0,"d":"R0.00"},null,{"v":0,"d":"R0.00"},null,{"v":0,"d":"R0.00"},null,{"v":0,"d":"R0.00"},null,{"v":0,"d":"R0.00"},null,{"v":0,"d":"R0.00"},null,{"v":0,"d":"R0.00"},null,{"v":0,"d":"R0.00"}]
["9.9.23"," 3236","KIOSK METER:3PH ;100 KVA ;SPU-POLE MOUNT","Ea",null,null,{"v":0,"d":"R0.00"},null,{"v":0,"d":"R0.00"},null,{"v":0,"d":"R0.00"},null,{"v":0,"d":"R0.00"},null,{"v":0,"d":"R0.00"},null,{"v":0,"d":"R0.00"},null,{"v":0,"d":"R0.00"},null,{"v":0,"d":"R0.00"},null,{"v":0,"d":"R0.00"},null,{"v":0,"d":"R0.00"},null,{"v":0,"d":"R0.00"}]
["9.9.24"," 3236","KIOSK METER:3PH ;100 KVA ;SPU-GROUND MOUNT","Ea",null,null,{"v":0,"d":"R0.00"},null,{"v":0,"d":"R0.00"},null,{"v":0,"d":"R0.00"},null,{"v":0,"d":"R0.00"},null,{"v":0,"d":"R0.00"},null,{"v":0,"d":"R0.00"},null,{"v":0,"d":"R0.00"},null,{"v":0,"d":"R0.00"},null,{"v":0,"d":"R0.00"},null,{"v":0,"d":"R0.00"},null,{"v":0,"d":"R0.00"}]
["9.9.25"," 3236","KIOSK METER:3PH;100 KVA;EMPTY-POLE MOUNT","Ea",null,null,{"v":0,"d":"R0.00"},null,{"v":0,"d":"R0.00"},null,{"v":0,"d":"R0.00"},null,{"v":0,"d":"R0.00"},null,{"v":0,"d":"R0.00"},null,{"v":0,"d":"R0.00"},null,{"v":0,"d":"R0.00"},null,{"v":0,"d":"R0.00"},null,{"v":0,"d":"R0.00"},null,{"v":0,"d":"R0.00"},null,{"v":0,"d":"R0.00"}]
["9.9.26"," 3236","KIOSK METER:3PH;100 KVA;EMPTY-GROUND MOUNT","Ea",null,null,{"v":0,"d":"R0.00"},null,{"v":0,"d":"R0.00"},null,{"v":0,"d":"R0.00"},null,{"v":0,"d":"R0.00"},null,{"v":0,"d":"R0.00"},null,{"v":0,"d":"R0.00"},null,{"v":0,"d":"R0.00"},null,{"v":0,"d":"R0.00"},null,{"v":0,"d":"R0.00"},null,{"v":0,"d":"R0.00"},null,{"v":0,"d":"R0.00"}]
["9.9.27"," 3236","KSK MTR:3PH,100 KVA,SPU NO METER-POLE MOUNT","Ea",null,null,{"v":0,"d":"R0.00"},null,{"v":0,"d":"R0.00"},null,{"v":0,"d":"R0.00"},null,{"v":0,"d":"R0.00"},null,{"v":0,"d":"R0.00"},null,{"v":0,"d":"R0.00"},null,{"v":0,"d":"R0.00"},null,{"v":0,"d":"R0.00"},null,{"v":0,"d":"R0.00"},null,{"v":0,"d":"R0.00"},null,{"v":0,"d":"R0.00"}]
["9.9.28"," 3236","KSK MTR:3PH,100 KVA,SPU NO METER-GROUND MOUNT","Ea",null,null,{"v":0,"d":"R0.00"},null,{"v":0,"d":"R0.00"},null,{"v":0,"d":"R0.00"},null,{"v":0,"d":"R0.00"},null,{"v":0,"d":"R0.00"},null,{"v":0,"d":"R0.00"},null,{"v":0,"d":"R0.00"},null,{"v":0,"d":"R0.00"},null,{"v":0,"d":"R0.00"},null,{"v":0,"d":"R0.00"},null,{"v":0,"d":"R0.00"}]
["9.9.29"," 3236","KIOSK METER:1PH ;16 KVA ;2 WAY ; BS METERS-GROUND MOUNT","Ea",null,null,{"v":0,"d":"R0.00"},null,{"v":0,"d":"R0.00"},null,{"v":0,"d":"R0.00"},null,{"v":0,"d":"R0.00"},null,{"v":0,"d":"R0.00"},null,{"v":0,"d":"R0.00"},null,{"v":0,"d":"R0.00"},null,{"v":0,"d":"R0.00"},null,{"v":0,"d":"R0.00"},null,{"v":0,"d":"R0.00"},null,{"v":0,"d":"R0.00"}]
["9.9.30"," 3236","KIOSK METER:1PH ;16 KVA ;3 WAY ; BS METERS-GROUND MOUNT","Ea",null,null,{"v":0,"d":"R0.00"},null,{"v":0,"d":"R0.00"},null,{"v":0,"d":"R0.00"},null,{"v":0,"d":"R0.00"},null,{"v":0,"d":"R0.00"},null,{"v":0,"d":"R0.00"},null,{"v":0,"d":"R0.00"},null,{"v":0,"d":"R0.00"},null,{"v":0,"d":"R0.00"},null,{"v":0,"d":"R0.00"},null,{"v":0,"d":"R0.00"}]
["9.9.31"," 3236","KIOSK METER:1PH ;16 KVA ;4 WAY ; BS METERS-GROUND MOUNT","Ea",null,null,{"v":0,"d":"R0.00"},null,{"v":0,"d":"R0.00"},null,{"v":0,"d":"R0.00"},null,{"v":0,"d":"R0.00"},null,{"v":0,"d":"R0.00"},null,{"v":0,"d":"R0.00"},null,{"v":0,"d":"R0.00"},null,{"v":0,"d":"R0.00"},null,{"v":0,"d":"R0.00"},null,{"v":0,"d":"R0.00"},null,{"v":0,"d":"R0.00"}]
["9.9.32"," 3236","KIOSK METER:1PH ;16 KVA ;6 WAY ; BS METERS-GROUND MOUNT","Ea",null,null,{"v":0,"d":"R0.00"},null,{"v":0,"d":"R0.00"},null,{"v":0,"d":"R0.00"},null,{"v":0,"d":"R0.00"},null,{"v":0,"d":"R0.00"},null,{"v":0,"d":"R0.00"},null,{"v":0,"d":"R0.00"},null,{"v":0,"d":"R0.00"},null,{"v":0,"d":"R0.00"},null,{"v":0,"d":"R0.00"},null,{"v":0,"d":"R0.00"}]
["9.9.33"," 3236","KIOSK METER:1PH ;16 KVA ;15 WAY-GROUND MOUNT","Ea",null,null,{"v":0,"d":"R0.00"},null,{"v":0,"d":"R0.00"},null,{"v":0,"d":"R0.00"},null,{"v":0,"d":"R0.00"},null,{"v":0,"d":"R0.00"},null,{"v":0,"d":"R0.00"},null,{"v":0,"d":"R0.00"},null,{"v":0,"d":"R0.00"},null,{"v":0,"d":"R0.00"},null,{"v":0,"d":"R0.00"},null,{"v":0,"d":"R0.00"}]
["9.9.34"," 3236","KIOSK METER:1PH ;2 WAY ;EMPTY ; BS METERS-GROUND MOUNT","Ea",null,null,{"v":0,"d":"R0.00"},null,{"v":0,"d":"R0.00"},null,{"v":0,"d":"R0.00"},null,{"v":0,"d":"R0.00"},null,{"v":0,"d":"R0.00"},null,{"v":0,"d":"R0.00"},null,{"v":0,"d":"R0.00"},null,{"v":0,"d":"R0.00"},null,{"v":0,"d":"R0.00"},null,{"v":0,"d":"R0.00"},null,{"v":0,"d":"R0.00"}]
["9.9.35"," 3236","KIOSK METER:1PH ;4 WAY ;EMPTY ; BS METERS-GROUND MOUNT","Ea",null,null,{"v":0,"d":"R0.00"},null,{"v":0,"d":"R0.00"},null,{"v":0,"d":"R0.00"},null,{"v":0,"d":"R0.00"},null,{"v":0,"d":"R0.00"},null,{"v":0,"d":"R0.00"},null,{"v":0,"d":"R0.00"},null,{"v":0,"d":"R0.00"},null,{"v":0,"d":"R0.00"},null,{"v":0,"d":"R0.00"},null,{"v":0,"d":"R0.00"}]
["9.9.36"," 3236","KIOSK METER:1PH ;6 WAY ;EMPTY ; BS METERS-GROUND MOUNT","Ea",null,null,{"v":0,"d":"R0.00"},null,{"v":0,"d":"R0.00"},null,{"v":0,"d":"R0.00"},null,{"v":0,"d":"R0.00"},null,{"v":0,"d":"R0.00"},null,{"v":0,"d":"R0.00"},null,{"v":0,"d":"R0.00"},null,{"v":0,"d":"R0.00"},null,{"v":0,"d":"R0.00"},null,{"v":0,"d":"R0.00"},null,{"v":0,"d":"R0.00"}]
["9.9.37"," 3236","KSK MTR:1PH,16 KVA,2 WAY NO BS METERS-GROUND MOUNT","Ea",null,null,{"v":0,"d":"R0.00"},null,{"v":0,"d":"R0.00"},null,{"v":0,"d":"R0.00"},null,{"v":0,"d":"R0.00"},null,{"v":0,"d":"R0.00"},null,{"v":0,"d":"R0.00"},null,{"v":0,"d":"R0.00"},null,{"v":0,"d":"R0.00"},null,{"v":0,"d":"R0.00"},null,{"v":0,"d":"R0.00"},null,{"v":0,"d":"R0.00"}]
["9.9.38"," 3236","KSK MTR:1PH,16 KVA,3 WAY NO BS METERS-GROUND MOUNT","Ea",null,null,{"v":0,"d":"R0.00"},null,{"v":0,"d":"R0.00"},null,{"v":0,"d":"R0.00"},null,{"v":0,"d":"R0.00"},null,{"v":0,"d":"R0.00"},null,{"v":0,"d":"R0.00"},null,{"v":0,"d":"R0.00"},null,{"v":0,"d":"R0.00"},null,{"v":0,"d":"R0.00"},null,{"v":0,"d":"R0.00"},null,{"v":0,"d":"R0.00"}]
["9.9.39"," 3236","KSK MTR:1PH,16 KVA,4 WAY NO BS METERS-GROUND MOUNT","Ea",null,null,{"v":0,"d":"R0.00"},null,{"v":0,"d":"R0.00"},null,{"v":0,"d":"R0.00"},null,{"v":0,"d":"R0.00"},null,{"v":0,"d":"R0.00"},null,{"v":0,"d":"R0.00"},null,{"v":0,"d":"R0.00"},null,{"v":0,"d":"R0.00"},null,{"v":0,"d":"R0.00"},null,{"v":0,"d":"R0.00"},null,{"v":0,"d":"R0.00"}]
["9.9.40"," 3236","KSK MTR:1PH,16 KVA,6 WAY NO BS METERS-GROUND MOUNT","Ea",null,null,{"v":0,"d":"R0.00"},null,{"v":0,"d":"R0.00"},null,{"v":0,"d":"R0.00"},null,{"v":0,"d":"R0.00"},null,{"v":0,"d":"R0.00"},null,{"v":0,"d":"R0.00"},null,{"v":0,"d":"R0.00"},null,{"v":0,"d":"R0.00"},null,{"v":0,"d":"R0.00"},null,{"v":0,"d":"R0.00"},null,{"v":0,"d":"R0.00"}]
["9.9.41"," 3236","KSK MTR:1PH,16 KVA,15 WAY NO BS METERS-GROUND METERS","Ea",null,null,{"v":0,"d":"R0.00"},null,{"v":0,"d":"R0.00"},null,{"v":0,"d":"R0.00"},null,{"v":0,"d":"R0.00"},null,{"v":0,"d":"R0.00"},null,{"v":0,"d":"R0.00"},null,{"v":0,"d":"R0.00"},null,{"v":0,"d":"R0.00"},null,{"v":0,"d":"R0.00"},null,{"v":0,"d":"R0.00"},null,{"v":0,"d":"R0.00"}]
["9.9.42"," 3236","KIOSK METER:3PH ;25 KVA ;2 WAY- FULLY WIRED - GROUND MOUNT","Ea",null,null,{"v":0,"d":"R0.00"},null,{"v":0,"d":"R0.00"},null,{"v":0,"d":"R0.00"},null,{"v":0,"d":"R0.00"},null,{"v":0,"d":"R0.00"},null,{"v":0,"d":"R0.00"},null,{"v":0,"d":"R0.00"},null,{"v":0,"d":"R0.00"},null,{"v":0,"d":"R0.00"},null,{"v":0,"d":"R0.00"},null,{"v":0,"d":"R0.00"}]
["9.9.43"," 3236","KIOSK METER:3PH ;50 KVA ;2 WAY- FULLY WIRED - GROUND MOUNT","Ea",null,null,{"v":0,"d":"R0.00"},null,{"v":0,"d":"R0.00"},null,{"v":0,"d":"R0.00"},null,{"v":0,"d":"R0.00"},null,{"v":0,"d":"R0.00"},null,{"v":0,"d":"R0.00"},null,{"v":0,"d":"R0.00"},null,{"v":0,"d":"R0.00"},null,{"v":0,"d":"R0.00"},null,{"v":0,"d":"R0.00"},null,{"v":0,"d":"R0.00"}]
["9.9.44"," 3236","KIOSK METER:3PH ;2 WAY ;EMPTY-GROUND MOUNT","Ea",null,null,{"v":0,"d":"R0.00"},null,{"v":0,"d":"R0.00"},null,{"v":0,"d":"R0.00"},null,{"v":0,"d":"R0.00"},null,{"v":0,"d":"R0.00"},null,{"v":0,"d":"R0.00"},null,{"v":0,"d":"R0.00"},null,{"v":0,"d":"R0.00"},null,{"v":0,"d":"R0.00"},null,{"v":0,"d":"R0.00"},null,{"v":0,"d":"R0.00"}]
["9.9.45"," 3236","KIOSK METER:3PH ;25 KVA ;4 WAY-GROUND MOUNT","Ea",null,null,{"v":0,"d":"R0.00"},null,{"v":0,"d":"R0.00"},null,{"v":0,"d":"R0.00"},null,{"v":0,"d":"R0.00"},null,{"v":0,"d":"R0.00"},null,{"v":0,"d":"R0.00"},null,{"v":0,"d":"R0.00"},null,{"v":0,"d":"R0.00"},null,{"v":0,"d":"R0.00"},null,{"v":0,"d":"R0.00"},null,{"v":0,"d":"R0.00"}]
["9.9.46"," 3236","KIOSK METER:3PH ;50 KVA ;4 WAY-GROUND MOUNT","Ea",null,null,{"v":0,"d":"R0.00"},null,{"v":0,"d":"R0.00"},null,{"v":0,"d":"R0.00"},null,{"v":0,"d":"R0.00"},null,{"v":0,"d":"R0.00"},null,{"v":0,"d":"R0.00"},null,{"v":0,"d":"R0.00"},null,{"v":0,"d":"R0.00"},null,{"v":0,"d":"R0.00"},null,{"v":0,"d":"R0.00"},null,{"v":0,"d":"R0.00"}]
["9.9.47"," 3236","KIOSK METER:3PH ;4 WAY ;EMPTY-GROUND MOUNT","Ea",null,null,{"v":0,"d":"R0.00"},null,{"v":0,"d":"R0.00"},null,{"v":0,"d":"R0.00"},null,{"v":0,"d":"R0.00"},null,{"v":0,"d":"R0.00"},null,{"v":0,"d":"R0.00"},null,{"v":0,"d":"R0.00"},null,{"v":0,"d":"R0.00"},null,{"v":0,"d":"R0.00"},null,{"v":0,"d":"R0.00"},null,{"v":0,"d":"R0.00"}]
["9.9.48"," 3236","KSK MTR:3PH,25 KVA,2 WAY NO BS METERS-GROUND MOUNT","Ea",null,null,{"v":0,"d":"R0.00"},null,{"v":0,"d":"R0.00"},null,{"v":0,"d":"R0.00"},null,{"v":0,"d":"R0.00"},null,{"v":0,"d":"R0.00"},null,{"v":0,"d":"R0.00"},null,{"v":0,"d":"R0.00"},null,{"v":0,"d":"R0.00"},null,{"v":0,"d":"R0.00"},null,{"v":0,"d":"R0.00"},null,{"v":0,"d":"R0.00"}]
["9.9.49"," 3236","KSK MTR:3PH,50 KVA,2 WAY NO BS METERS-GROUND MOUNT","Ea",null,null,{"v":0,"d":"R0.00"},null,{"v":0,"d":"R0.00"},null,{"v":0,"d":"R0.00"},null,{"v":0,"d":"R0.00"},null,{"v":0,"d":"R0.00"},null,{"v":0,"d":"R0.00"},null,{"v":0,"d":"R0.00"},null,{"v":0,"d":"R0.00"},null,{"v":0,"d":"R0.00"},null,{"v":0,"d":"R0.00"},null,{"v":0,"d":"R0.00"}]
["9.9.50"," 3236","KSK MTR:3PH,25 KVA,4 WAY NO BS METERS-GROUND MOUNT","Ea",null,null,{"v":0,"d":"R0.00"},null,{"v":0,"d":"R0.00"},null,{"v":0,"d":"R0.00"},null,{"v":0,"d":"R0.00"},null,{"v":0,"d":"R0.00"},null,{"v":0,"d":"R0.00"},null,{"v":0,"d":"R0.00"},null,{"v":0,"d":"R0.00"},null,{"v":0,"d":"R0.00"},null,{"v":0,"d":"R0.00"},null,{"v":0,"d":"R0.00"}]
["9.9.51"," 3236","KSK MTR:3PH,50 KVA,4 WAY NO BS METERS-GROUND MOUNT","Ea",null,null,{"v":0,"d":"R0.00"},null,{"v":0,"d":"R0.00"},null,{"v":0,"d":"R0.00"},null,{"v":0,"d":"R0.00"},null,{"v":0,"d":"R0.00"},null,{"v":0,"d":"R0.00"},null,{"v":0,"d":"R0.00"},null,{"v":0,"d":"R0.00"},null,{"v":0,"d":"R0.00"},null,{"v":0,"d":"R0.00"},null,{"v":0,"d":"R0.00"}]
["9.9.52"," 3236","KIOSK METER:3PH ;200 KVA ;EMPTY POLE MOUNT","Ea",null,null,{"v":0,"d":"R0.00"},null,{"v":0,"d":"R0.00"},null,{"v":0,"d":"R0.00"},null,{"v":0,"d":"R0.00"},null,{"v":0,"d":"R0.00"},null,{"v":0,"d":"R0.00"},null,{"v":0,"d":"R0.00"},null,{"v":0,"d":"R0.00"},null,{"v":0,"d":"R0.00"},null,{"v":0,"d":"R0.00"},null,{"v":0,"d":"R0.00"}]
["9.9.53"," 3236","KIOSK METER:3PH ;100 KVA ;LPU -POLE MOUNT","Ea",null,null,{"v":0,"d":"R0.00"},null,{"v":0,"d":"R0.00"},null,{"v":0,"d":"R0.00"},null,{"v":0,"d":"R0.00"},null,{"v":0,"d":"R0.00"},null,{"v":0,"d":"R0.00"},null,{"v":0,"d":"R0.00"},null,{"v":0,"d":"R0.00"},null,{"v":0,"d":"R0.00"},null,{"v":0,"d":"R0.00"},null,{"v":0,"d":"R0.00"}]
["9.9.54"," 3236","KIOSK METER:3PH ;200 KVA ;LPU POLE MOUNT","Ea",null,null,{"v":0,"d":"R0.00"},null,{"v":0,"d":"R0.00"},null,{"v":0,"d":"R0.00"},null,{"v":0,"d":"R0.00"},null,{"v":0,"d":"R0.00"},null,{"v":0,"d":"R0.00"},null,{"v":0,"d":"R0.00"},null,{"v":0,"d":"R0.00"},null,{"v":0,"d":"R0.00"},null,{"v":0,"d":"R0.00"},null,{"v":0,"d":"R0.00"}]
["9.9.55"," 3236","KIOSK METER:3PH ;315 KVA ;LPU POLE MOUNT","Ea",null,null,{"v":0,"d":"R0.00"},null,{"v":0,"d":"R0.00"},null,{"v":0,"d":"R0.00"},null,{"v":0,"d":"R0.00"},null,{"v":0,"d":"R0.00"},null,{"v":0,"d":"R0.00"},null,{"v":0,"d":"R0.00"},null,{"v":0,"d":"R0.00"},null,{"v":0,"d":"R0.00"},null,{"v":0,"d":"R0.00"},null,{"v":0,"d":"R0.00"}]
["9.9.56"," 3236","KIOSK METER:3PH ;500 KVA ;LPU POLE MOUNT","Ea",null,null,{"v":0,"d":"R0.00"},null,{"v":0,"d":"R0.00"},null,{"v":0,"d":"R0.00"},null,{"v":0,"d":"R0.00"},null,{"v":0,"d":"R0.00"},null,{"v":0,"d":"R0.00"},null,{"v":0,"d":"R0.00"},null,{"v":0,"d":"R0.00"},null,{"v":0,"d":"R0.00"},null,{"v":0,"d":"R0.00"},null,{"v":0,"d":"R0.00"}]
["9.9.57"," 3236","KIOSK METER:3PH ;CT/VT-POLE MOUNT","Ea",null,null,{"v":0,"d":"R0.00"},null,{"v":0,"d":"R0.00"},null,{"v":0,"d":"R0.00"},null,{"v":0,"d":"R0.00"},null,{"v":0,"d":"R0.00"},null,{"v":0,"d":"R0.00"},null,{"v":0,"d":"R0.00"},null,{"v":0,"d":"R0.00"},null,{"v":0,"d":"R0.00"},null,{"v":0,"d":"R0.00"},null,{"v":0,"d":"R0.00"}]
["9.9.58"," 3236","KIOSK METER:3PH ;CT/VT-GROUND MOUNT","Ea",null,null,{"v":0,"d":"R0.00"},null,{"v":0,"d":"R0.00"},null,{"v":0,"d":"R0.00"},null,{"v":0,"d":"R0.00"},null,{"v":0,"d":"R0.00"},null,{"v":0,"d":"R0.00"},null,{"v":0,"d":"R0.00"},null,{"v":0,"d":"R0.00"},null,{"v":0,"d":"R0.00"},null,{"v":0,"d":"R0.00"},null,{"v":0,"d":"R0.00"}]
["9.9.59"," 3236","KIOSK METER:3PH ;800 KVA ;GROUND MOUNT","Ea",null,null,{"v":0,"d":"R0.00"},null,{"v":0,"d":"R0.00"},null,{"v":0,"d":"R0.00"},null,{"v":0,"d":"R0.00"},null,{"v":0,"d":"R0.00"},null,{"v":0,"d":"R0.00"},null,{"v":0,"d":"R0.00"},null,{"v":0,"d":"R0.00"},null,{"v":0,"d":"R0.00"},null,{"v":0,"d":"R0.00"},null,{"v":0,"d":"R0.00"}]
["9.9.60"," 3236","KIOSK METER:3PH ;1000 KVA ;GROUND MOUNT","Ea",null,null,{"v":0,"d":"R0.00"},null,{"v":0,"d":"R0.00"},null,{"v":0,"d":"R0.00"},null,{"v":0,"d":"R0.00"},null,{"v":0,"d":"R0.00"},null,{"v":0,"d":"R0.00"},null,{"v":0,"d":"R0.00"},null,{"v":0,"d":"R0.00"},null,{"v":0,"d":"R0.00"},null,{"v":0,"d":"R0.00"},null,{"v":0,"d":"R0.00"}]
["9.9.61"," 3236","KIOSK METER:3PH ;100 KVA ;GROUND MOUNT","Ea",null,null,{"v":0,"d":"R0.00"},null,{"v":0,"d":"R0.00"},null,{"v":0,"d":"R0.00"},null,{"v":0,"d":"R0.00"},null,{"v":0,"d":"R0.00"},null,{"v":0,"d":"R0.00"},null,{"v":0,"d":"R0.00"},null,{"v":0,"d":"R0.00"},null,{"v":0,"d":"R0.00"},null,{"v":0,"d":"R0.00"},null,{"v":0,"d":"R0.00"}]
["9.9.62"," 3236","KIOSK METER:3PH ;200 KVA ;GROUND MOUNT","Ea",null,null,{"v":0,"d":"R0.00"},null,{"v":0,"d":"R0.00"},null,{"v":0,"d":"R0.00"},null,{"v":0,"d":"R0.00"},null,{"v":0,"d":"R0.00"},null,{"v":0,"d":"R0.00"},null,{"v":0,"d":"R0.00"},null,{"v":0,"d":"R0.00"},null,{"v":0,"d":"R0.00"},null,{"v":0,"d":"R0.00"},null,{"v":0,"d":"R0.00"}]
["9.9.63"," 3236","KIOSK METER:3PH ;315 KVA ;GROUND MOUNT","Ea",null,null,{"v":0,"d":"R0.00"},null,{"v":0,"d":"R0.00"},null,{"v":0,"d":"R0.00"},null,{"v":0,"d":"R0.00"},null,{"v":0,"d":"R0.00"},null,{"v":0,"d":"R0.00"},null,{"v":0,"d":"R0.00"},null,{"v":0,"d":"R0.00"},null,{"v":0,"d":"R0.00"},null,{"v":0,"d":"R0.00"},null,{"v":0,"d":"R0.00"}]
["9.9.64"," 3236","KIOSK METER:3PH ;500 KVA ;GROUND MOUNT","Ea",null,null,{"v":0,"d":"R0.00"},null,{"v":0,"d":"R0.00"},null,{"v":0,"d":"R0.00"},null,{"v":0,"d":"R0.00"},null,{"v":0,"d":"R0.00"},null,{"v":0,"d":"R0.00"},null,{"v":0,"d":"R0.00"},null,{"v":0,"d":"R0.00"},null,{"v":0,"d":"R0.00"},null,{"v":0,"d":"R0.00"},null,{"v":0,"d":"R0.00"}]
["9.9.65"," 3236","KSK MTR:3PH;50 KVA;2 WAY SECURE GRND MNT","Ea",null,null,{"$f":"F253*E253","v":{"v":0,"d":"R0.00"}},null,{"$f":"H253*F253","v":{"v":0,"d":"R0.00"}},null,{"$f":"J253*F253","v":{"v":0,"d":"R0.00"}},null,{"$f":"L253*F253","v":{"v":0,"d":"R0.00"}},null,{"$f":"N253*F253","v":{"v":0,"d":"R0.00"}},null,{"$f":"P253*F253","v":{"v":0,"d":"R0.00"}},null,{"$f":"R253*F253","v":{"v":0,"d":"R0.00"}},null,{"$f":"T253*F253","v":{"v":0,"d":"R0.00"}},null,{"$f":"V253*F253","v":{"v":0,"d":"R0.00"}},null,{"$f":"X253*F253","v":{"v":0,"d":"R0.00"}},null,{"$f":"Z253*F253","v":{"v":0,"d":"R0.00"}}]
["9.9.66"," 3236","KSK MTR:3PH;50 KVA;4 WAY SECURE GRND MNT","Ea",null,null,{"v":0,"d":"R0.00"},null,{"v":0,"d":"R0.00"},null,{"v":0,"d":"R0.00"},null,{"v":0,"d":"R0.00"},null,{"v":0,"d":"R0.00"},null,{"v":0,"d":"R0.00"},null,{"v":0,"d":"R0.00"},null,{"v":0,"d":"R0.00"},null,{"v":0,"d":"R0.00"},null,{"v":0,"d":"R0.00"},null,{"v":0,"d":"R0.00"}]
["9.9.67",1013,"DATA CONCENTRATOR INSTALLATION IN MINISUB","Ea",null,null,{"v":0,"d":"R0.00"},null,{"v":0,"d":"R0.00"},null,{"v":0,"d":"R0.00"},null,{"v":0,"d":"R0.00"},null,{"v":0,"d":"R0.00"},null,{"v":0,"d":"R0.00"},null,{"v":0,"d":"R0.00"},null,{"v":0,"d":"R0.00"},null,{"v":0,"d":"R0.00"},null,{"v":0,"d":"R0.00"},null,{"v":0,"d":"R0.00"}]
["9.9.68","1047/1048","DATA CONCENTRATOR INSTALLATION FOR  MINISUB WITH KIOSK NEXT TO MINISUB","Ea",null,null,{"v":0,"d":"R0.00"},null,{"v":0,"d":"R0.00"},null,{"v":0,"d":"R0.00"},null,{"v":0,"d":"R0.00"},null,{"v":0,"d":"R0.00"},null,{"v":0,"d":"R0.00"},null,{"v":0,"d":"R0.00"},null,{"v":0,"d":"R0.00"},null,{"v":0,"d":"R0.00"},null,{"v":0,"d":"R0.00"},null,{"v":0,"d":"R0.00"}]
["9.9.69",1034,"DATA CONCENTRATOR INSTALLATION FOR MINISUB WITH KIOSK NEXT TO MINISUB ON A POLE","Ea",null,null,{"v":0,"d":"R0.00"},null,{"v":0,"d":"R0.00"},null,{"v":0,"d":"R0.00"},null,{"v":0,"d":"R0.00"},null,{"v":0,"d":"R0.00"},null,{"v":0,"d":"R0.00"},null,{"v":0,"d":"R0.00"},null,{"v":0,"d":"R0.00"},null,{"v":0,"d":"R0.00"},null,{"v":0,"d":"R0.00"},null,{"v":0,"d":"R0.00"}]
[]
["9.9.70",null,"Removal of a post / pin insulator","Ea",null,null,{"$f":"F259*E259","v":{"v":0,"d":"R0.00"}},null,{"$f":"H259*F259","v":{"v":0,"d":"R0.00"}},null,{"$f":"J259*F259","v":{"v":0,"d":"R0.00"}},null,{"$f":"L259*F259","v":{"v":0,"d":"R0.00"}},null,{"$f":"N259*F259","v":{"v":0,"d":"R0.00"}},null,{"$f":"P259*F259","v":{"v":0,"d":"R0.00"}},null,{"$f":"R259*F259","v":{"v":0,"d":"R0.00"}},null,{"$f":"T259*F259","v":{"v":0,"d":"R0.00"}},null,{"$f":"V259*F259","v":{"v":0,"d":"R0.00"}},null,{"$f":"X259*F259","v":{"v":0,"d":"R0.00"}},null,{"$f":"Z259*F259","v":{"v":0,"d":"R0.00"}}]
["9.9.71",null,"Removal of a long rod","Ea",null,null,{"v":0,"d":"R0.00"},null,{"v":0,"d":"R0.00"},null,{"v":0,"d":"R0.00"},null,{"v":0,"d":"R0.00"},null,{"v":0,"d":"R0.00"},null,{"v":0,"d":"R0.00"},null,{"v":0,"d":"R0.00"},null,{"v":0,"d":"R0.00"},null,{"v":0,"d":"R0.00"},null,{"v":0,"d":"R0.00"},null,{"v":0,"d":"R0.00"}]
["9.9.72",null,"Removal of SPU unit with rails","Ea",null,null,{"v":0,"d":"R0.00"},null,{"v":0,"d":"R0.00"},null,{"v":0,"d":"R0.00"},null,{"v":0,"d":"R0.00"},null,{"v":0,"d":"R0.00"},null,{"v":0,"d":"R0.00"},null,{"v":0,"d":"R0.00"},null,{"v":0,"d":"R0.00"},null,{"v":0,"d":"R0.00"},null,{"v":0,"d":"R0.00"},null,{"v":0,"d":"R0.00"}]
["9.9.73",null,"Removal of MV  link  ","Ea",null,null,{"v":0,"d":"R0.00"},null,{"v":0,"d":"R0.00"},null,{"v":0,"d":"R0.00"},null,{"v":0,"d":"R0.00"},null,{"v":0,"d":"R0.00"},null,{"v":0,"d":"R0.00"},null,{"v":0,"d":"R0.00"},null,{"v":0,"d":"R0.00"},null,{"v":0,"d":"R0.00"},null,{"v":0,"d":"R0.00"},null,{"v":0,"d":"R0.00"}]
["9.9.74",null,"Removal of LV fuse unit ","Ea",null,null,{"v":0,"d":"R0.00"},null,{"v":0,"d":"R0.00"},null,{"v":0,"d":"R0.00"},null,{"v":0,"d":"R0.00"},null,{"v":0,"d":"R0.00"},null,{"v":0,"d":"R0.00"},null,{"v":0,"d":"R0.00"},null,{"v":0,"d":"R0.00"},null,{"v":0,"d":"R0.00"},null,{"v":0,"d":"R0.00"},null,{"v":0,"d":"R0.00"}]
["9.9.75",null,"Removal of MV & LV Stay assemblies- complete ","Ea",null,null,{"v":0,"d":"R0.00"},null,{"v":0,"d":"R0.00"},null,{"v":0,"d":"R0.00"},null,{"v":0,"d":"R0.00"},null,{"v":0,"d":"R0.00"},null,{"v":0,"d":"R0.00"},null,{"v":0,"d":"R0.00"},null,{"v":0,"d":"R0.00"},null,{"v":0,"d":"R0.00"},null,{"v":0,"d":"R0.00"},null,{"v":0,"d":"R0.00"}]
["9.9.76",null,"Removal of MV & LV Strut assemblies- complete ","Ea",null,null,{"v":0,"d":"R0.00"},null,{"v":0,"d":"R0.00"},null,{"v":0,"d":"R0.00"},null,{"v":0,"d":"R0.00"},null,{"v":0,"d":"R0.00"},null,{"v":0,"d":"R0.00"},null,{"v":0,"d":"R0.00"},null,{"v":0,"d":"R0.00"},null,{"v":0,"d":"R0.00"},null,{"v":0,"d":"R0.00"},null,{"v":0,"d":"R0.00"}]
["9.9.77",null,"Removal of LV  circuit breaker","Ea",null,null,{"v":0,"d":"R0.00"},null,{"v":0,"d":"R0.00"},null,{"v":0,"d":"R0.00"},null,{"v":0,"d":"R0.00"},null,{"v":0,"d":"R0.00"},null,{"v":0,"d":"R0.00"},null,{"v":0,"d":"R0.00"},null,{"v":0,"d":"R0.00"},null,{"v":0,"d":"R0.00"},null,{"v":0,"d":"R0.00"},null,{"v":0,"d":"R0.00"}]
["9.9.78",null,"Removal of  poly meter","Ea",null,null,{"v":0,"d":"R0.00"},null,{"v":0,"d":"R0.00"},null,{"v":0,"d":"R0.00"},null,{"v":0,"d":"R0.00"},null,{"v":0,"d":"R0.00"},null,{"v":0,"d":"R0.00"},null,{"v":0,"d":"R0.00"},null,{"v":0,"d":"R0.00"},null,{"v":0,"d":"R0.00"},null,{"v":0,"d":"R0.00"},null,{"v":0,"d":"R0.00"}]
["9.9.79",null,"Removal of split/smart meter","Ea",null,null,{"v":0,"d":"R0.00"},null,{"v":0,"d":"R0.00"},null,{"v":0,"d":"R0.00"},null,{"v":0,"d":"R0.00"},null,{"v":0,"d":"R0.00"},null,{"v":0,"d":"R0.00"},null,{"v":0,"d":"R0.00"},null,{"v":0,"d":"R0.00"},null,{"v":0,"d":"R0.00"},null,{"v":0,"d":"R0.00"},null,{"v":0,"d":"R0.00"}]
["9.9.80",null,"Removal of ED / ECU","Ea",null,null,{"v":0,"d":"R0.00"},null,{"v":0,"d":"R0.00"},null,{"v":0,"d":"R0.00"},null,{"v":0,"d":"R0.00"},null,{"v":0,"d":"R0.00"},null,{"v":0,"d":"R0.00"},null,{"v":0,"d":"R0.00"},null,{"v":0,"d":"R0.00"},null,{"v":0,"d":"R0.00"},null,{"v":0,"d":"R0.00"},null,{"v":0,"d":"R0.00"}]
["9.9.81",null,"Removal of single phase meter box","Ea",null,null,{"v":0,"d":"R0.00"},null,{"v":0,"d":"R0.00"},null,{"v":0,"d":"R0.00"},null,{"v":0,"d":"R0.00"},null,{"v":0,"d":"R0.00"},null,{"v":0,"d":"R0.00"},null,{"v":0,"d":"R0.00"},null,{"v":0,"d":"R0.00"},null,{"v":0,"d":"R0.00"},null,{"v":0,"d":"R0.00"},null,{"v":0,"d":"R0.00"}]
["9.9.82",null,"AP4 meter box + pipe","Ea",null,null,{"v":0,"d":"R0.00"},null,{"v":0,"d":"R0.00"},null,{"v":0,"d":"R0.00"},null,{"v":0,"d":"R0.00"},null,{"v":0,"d":"R0.00"},null,{"v":0,"d":"R0.00"},null,{"v":0,"d":"R0.00"},null,{"v":0,"d":"R0.00"},null,{"v":0,"d":"R0.00"},null,{"v":0,"d":"R0.00"},null,{"v":0,"d":"R0.00"}]
["9.9.83",null,"Remove broken/damage bonding & BIL on existing structure ","Ea",null,null,{"v":0,"d":"R0.00"},null,{"v":0,"d":"R0.00"},null,{"v":0,"d":"R0.00"},null,{"v":0,"d":"R0.00"},null,{"v":0,"d":"R0.00"},null,{"v":0,"d":"R0.00"},null,{"v":0,"d":"R0.00"},null,{"v":0,"d":"R0.00"},null,{"v":0,"d":"R0.00"},null,{"v":0,"d":"R0.00"},null,{"v":0,"d":"R0.00"}]
["9.9.84",null,"Remove broken/damage bonding & BIL on existing structure with spark gap device","Ea",null,null,{"v":0,"d":"R0.00"},null,{"v":0,"d":"R0.00"},null,{"v":0,"d":"R0.00"},null,{"v":0,"d":"R0.00"},null,{"v":0,"d":"R0.00"},null,{"v":0,"d":"R0.00"},null,{"v":0,"d":"R0.00"},null,{"v":0,"d":"R0.00"},null,{"v":0,"d":"R0.00"},null,{"v":0,"d":"R0.00"},null,{"v":0,"d":"R0.00"}]
["9.9.85",null,"Removal - complete of one Voltage Regulator can","Ea",null,null,{"v":0,"d":"R0.00"},null,{"v":0,"d":"R0.00"},null,{"v":0,"d":"R0.00"},null,{"v":0,"d":"R0.00"},null,{"v":0,"d":"R0.00"},null,{"v":0,"d":"R0.00"},null,{"v":0,"d":"R0.00"},null,{"v":0,"d":"R0.00"},null,{"v":0,"d":"R0.00"},null,{"v":0,"d":"R0.00"},null,{"v":0,"d":"R0.00"}]
["9.9.86",null,"Removal of service connection type A - direct to house","Ea",null,null,{"v":0,"d":"R0.00"},null,{"v":0,"d":"R0.00"},null,{"v":0,"d":"R0.00"},null,{"v":0,"d":"R0.00"},null,{"v":0,"d":"R0.00"},null,{"v":0,"d":"R0.00"},null,{"v":0,"d":"R0.00"},null,{"v":0,"d":"R0.00"},null,{"v":0,"d":"R0.00"},null,{"v":0,"d":"R0.00"},null,{"v":0,"d":"R0.00"}]
["9.9.87",null,"Removal of service connection type B - with house service pole(exclusing the service pole that should be measured under pole removal)","Ea",null,null,{"v":0,"d":"R0.00"},null,{"v":0,"d":"R0.00"},null,{"v":0,"d":"R0.00"},null,{"v":0,"d":"R0.00"},null,{"v":0,"d":"R0.00"},null,{"v":0,"d":"R0.00"},null,{"v":0,"d":"R0.00"},null,{"v":0,"d":"R0.00"},null,{"v":0,"d":"R0.00"},null,{"v":0,"d":"R0.00"},null,{"v":0,"d":"R0.00"}]
["9.9.88",3055,"Removal of box,pole top split meter 2-way 50A","Ea",null,null,{"v":0,"d":"R0.00"},null,{"v":0,"d":"R0.00"},null,{"v":0,"d":"R0.00"},null,{"v":0,"d":"R0.00"},null,{"v":0,"d":"R0.00"},null,{"v":0,"d":"R0.00"},null,{"v":0,"d":"R0.00"},null,{"v":0,"d":"R0.00"},null,{"v":0,"d":"R0.00"},null,{"v":0,"d":"R0.00"},null,{"v":0,"d":"R0.00"}]
["9.9.89",3055,"Removal of box,pole top split meter 4-way 50A","Ea",null,null,{"v":0,"d":"R0.00"},null,{"v":0,"d":"R0.00"},null,{"v":0,"d":"R0.00"},null,{"v":0,"d":"R0.00"},null,{"v":0,"d":"R0.00"},null,{"v":0,"d":"R0.00"},null,{"v":0,"d":"R0.00"},null,{"v":0,"d":"R0.00"},null,{"v":0,"d":"R0.00"},null,{"v":0,"d":"R0.00"},null,{"v":0,"d":"R0.00"}]
["9.9.90",3055,"Removal of box,pole top split meter 4-way 120A","Ea",null,null,{"v":0,"d":"R0.00"},null,{"v":0,"d":"R0.00"},null,{"v":0,"d":"R0.00"},null,{"v":0,"d":"R0.00"},null,{"v":0,"d":"R0.00"},null,{"v":0,"d":"R0.00"},null,{"v":0,"d":"R0.00"},null,{"v":0,"d":"R0.00"},null,{"v":0,"d":"R0.00"},null,{"v":0,"d":"R0.00"},null,{"v":0,"d":"R0.00"}]
["9.9.91",3055,"Removal of box,pole top split meter 8-way 50A","Ea",null,null,{"v":0,"d":"R0.00"},null,{"v":0,"d":"R0.00"},null,{"v":0,"d":"R0.00"},null,{"v":0,"d":"R0.00"},null,{"v":0,"d":"R0.00"},null,{"v":0,"d":"R0.00"},null,{"v":0,"d":"R0.00"},null,{"v":0,"d":"R0.00"},null,{"v":0,"d":"R0.00"},null,{"v":0,"d":"R0.00"},null,{"v":0,"d":"R0.00"}]
["9.9.92",3055,"Removal of box distr:pole top splitmeter 2-way 60A","Ea",null,null,{"v":0,"d":"R0.00"},null,{"v":0,"d":"R0.00"},null,{"v":0,"d":"R0.00"},null,{"v":0,"d":"R0.00"},null,{"v":0,"d":"R0.00"},null,{"v":0,"d":"R0.00"},null,{"v":0,"d":"R0.00"},null,{"v":0,"d":"R0.00"},null,{"v":0,"d":"R0.00"},null,{"v":0,"d":"R0.00"},null,{"v":0,"d":"R0.00"}]
["9.9.93",3055,"Removal of box distr:poletop split meter 6-way 20A","Ea",null,null,{"v":0,"d":"R0.00"},null,{"v":0,"d":"R0.00"},null,{"v":0,"d":"R0.00"},null,{"v":0,"d":"R0.00"},null,{"v":0,"d":"R0.00"},null,{"v":0,"d":"R0.00"},null,{"v":0,"d":"R0.00"},null,{"v":0,"d":"R0.00"},null,{"v":0,"d":"R0.00"},null,{"v":0,"d":"R0.00"},null,{"v":0,"d":"R0.00"}]
["9.9.94",3055,"Removal of box distr:poletop split meter 6-way 60A","Ea",null,null,{"v":0,"d":"R0.00"},null,{"v":0,"d":"R0.00"},null,{"v":0,"d":"R0.00"},null,{"v":0,"d":"R0.00"},null,{"v":0,"d":"R0.00"},null,{"v":0,"d":"R0.00"},null,{"v":0,"d":"R0.00"},null,{"v":0,"d":"R0.00"},null,{"v":0,"d":"R0.00"},null,{"v":0,"d":"R0.00"},null,{"v":0,"d":"R0.00"}]
["9.9.94",null,"Removal of cable concrete slab","Ea",null,null,{"v":0,"d":"R0.00"},null,{"v":0,"d":"R0.00"},null,{"v":0,"d":"R0.00"},null,{"v":0,"d":"R0.00"},null,{"v":0,"d":"R0.00"},null,{"v":0,"d":"R0.00"},null,{"v":0,"d":"R0.00"},null,{"v":0,"d":"R0.00"},null,{"v":0,"d":"R0.00"},null,{"v":0,"d":"R0.00"},null,{"v":0,"d":"R0.00"}]
[null,null,"TOTAL CARRIED TO SUMMARY PAGE",{"$nulls":3},{"$f":"SUM(G6:G284)","v":{"v":0,"d":"R0.00"}},null,{"$f":"SUM(I6:I284)","v":{"v":0,"d":"R0.00"}},null,{"$f":"SUM(K6:K284)","v":{"v":0,"d":"R0.00"}},null,{"$f":"SUM(M6:M284)","v":{"v":0,"d":"R0.00"}},null,{"$f":"SUM(O6:O284)","v":{"v":0,"d":"R0.00"}},null,{"$f":"SUM(Q6:Q284)","v":{"v":0,"d":"R0.00"}},null,{"$f":"SUM(S6:S284)","v":{"v":0,"d":"R0.00"}},null,{"$f":"SUM(U6:U284)","v":{"v":0,"d":"R0.00"}},null,{"$f":"SUM(W6:W284)","v":{"v":0,"d":"R0.00"}},null,{"$f":"SUM(Y6:Y284)","v":{"v":0,"d":"R0.00"}},null,{"$f":"SUM(AA6:AA284)","v":{"v":0,"d":"R0.00"}}]
["Verified By:",null,null,"DATE"]
["Clerk of Works"]
["Cost Checked by:",null,null,"DATE"]
["Quantity Surveyor"]
["Accepted By:",null,null,"DATE"]
["Contractor"]
["Approved By:",null,null,"DATE"]
["Programme Manager"]

{"sheet":"Ad-Hoc Items","index":14,"n_rows":22,"n_cols":6,"rows_kept":22,"merged":[[0,1,0,2],[0,3,0,5],[2,0,2,2],[14,2,15,2],[16,2,17,2],[18,2,19,2],[20,2,21,2]]}
["BILL NO: 10","ADDITIONAL ITEMS"]
["NO.","DESCRIPTION","UNIT","QTY","RATE","TOTAL"]
["This schedule is used to assist with the valuation of Compensation Events. All claims shall be supported by satisfactory documentary evidence."]
["10.1.1","Electrician (qualified trade test)","hour",null,null,{"$f":"E4*D4","v":{"v":0,"d":"R0.00"}}]
["10.1.2","MV & LV authorisation permit holder (Responsible Person)","hour",null,null,{"$f":"E5*D5","v":{"v":0,"d":"R0.00"}}]
["10.1.3","Linesman (Proof of qualification required)","hour",null,null,{"v":0,"d":"R0.00"}]
["10.1.4","Cable Jointer (Proof of qualification required)","hour",null,null,{"v":0,"d":"R0.00"}]
["10.1.5","Semi-skilled Labour ","hour",null,null,{"v":0,"d":"R0.00"}]
["10.1.6","Unskilled Labour - no formal NQF qualification","hour",null,null,{"v":0,"d":"R0.00"}]
["10.1.7","4X2 Single Cab","day",null,null,{"v":0,"d":"R0.00"}]
["10.1.8","4X4 Double Cab","day",null,null,{"v":0,"d":"R0.00"}]
["10.1.9","8-ton crane truck ","day",null,null,{"v":0,"d":"R0.00"}]
["10.1.10","Mini Bus ","day",null,null,{"v":0,"d":"R0.00"}]
[null,"TOTAL CARRIED TO SUMMARY PAGE",{"$nulls":3},{"$f":"SUM(F4:F13)","v":{"v":0,"d":"R0.00"}}]
["Verified By:",null,"DATE"]
["Clerk of Works"]
["Cost Checked by:",null,"DATE"]
["Quantity Surveyor"]
["Accepted By:",null,"DATE"]
["Contractor"]
["Approved By:",null,"DATE"]
["Programme Manager"]