{"text_format":"3","workbook":"xlsx","n_sheets":4,"sheets":["Radiotherapy","Nuclear","Diagnostic","Prosthetics"],"not_rendered":{"images":3,"defined_names":10,"comments":1},"read":"whole","date_system":"1900"}

{"sheet":"Radiotherapy","index":0,"n_rows":28,"n_cols":22,"rows_kept":28,"merged":[[0,0,0,21],[1,0,1,21],[2,0,2,21],[3,0,5,0],[3,1,5,1],[3,2,5,2],[3,3,5,3],[3,4,5,4],[3,5,5,5],[3,6,5,6],[3,7,5,7],[3,8,5,8],[3,9,5,9],[3,10,5,10],[3,11,3,18],[3,19,5,19],[3,20,5,20],[3,21,5,21],[4,11,4,16],[6,0,6,21],[7,1,7,21]]}
["ANNEXURE A"]
["ITEM 1"]
["THE SUPPLY AND DELIVERY OF RADIOLOGY CONSUMABLES FOR THE PERIOD OF THREE YEARS."]
["Item No.","Material Number","Item Description","Estimated Usage (per month)","Brand","Unit of Measure","Quantity per Unit of Measure","Unit of Packaging","Quantity per Unit of Packaging","Imported (Yes/No)","Locally Manufactured (Yes/No)","PROVIDE A COST BREAKDOWN AS A PERCENTAGE OF TOTAL UNIT ",{"$nulls":7},"Total Unit Price Per item (inc vat)","Sample required        Yes/No","Comments"]
[{"$nulls":11},"COST BREAKDOWN (PER ITEM)",{"$nulls":5},"RULING DATE"]
[{"$nulls":11},"DIRECT MATEIRAL: % IMPORTED","DIRECT MATERIAL: % LOCAL CONTENT","%DIRECT LABOUR","% TRANSPORT","% OTHER OVERHEADS AND %PROFITS","%TOTAL","RATE OF EXCHANGE","ADJUSTMENT FREQUENCY"]
["ACCESSORIES & CONSUMABLES "]
["ITEM 1","RADIATION THERAPY CONSUMABLES "]
[1,null,"Vacuum Bags for body immobilisation - A durable and non-permeable, radiotranslucent vacuum bag that is air-tight and leak-proof, filled with low density polystyrene mini-spheres that is easily cleaned between patient use. Valves to fit all standard vacbag systems. Size: 100cm x 80cm (30lt fill)",1,null,"EA",{"$nulls":14},"YES"]
[2,null,"Vacuum Bags for body immobilisation - A durable and non-permeable, radiotranslucent vacuum bag that is air-tight and leak-proof filled with low density polystyrene mini-spheres that is easily cleaned between patient use. Valves to fit all standard vacbag systems. Size: 150cm x 80cm (55lt fill)",1,null,"Each",{"$nulls":14},"YES"]
[3,null,"Vacuum Bags for body immobilisation - A durable and non-permeable, radiotranslucent vacuum bag that is air-tight and leak-proof filled with low density polystyrene mini-spheres that is easily cleaned between patient use. Valves to fit all standard vacbag systems. Size: 50cm x 70cm (15lt fill)",1,null,"Each",{"$nulls":14},"YES"]
[4,null,"Vacuum Bags for body immobilisation - A durable and non-permeable, radiotranslucent vacuum bag that is air-tight and leak-proof filled with low density polystyrene mini-spheres that is easily cleaned between patient use. Valves to fit all standard vacbag systems. Size: 90cm x 232,5cm (117lt fill)",1,null,"Each",{"$nulls":14},"YES"]
[5,null,"Vacuum Bags for body immobilisation - A durable and non-permeable, radiotranslucent vacuum bag that is air-tight and leak-proof filled with low density polystyrene mini-spheres that is easily cleaned between patient use. Valves to fit all standard vacbag systems. Size: 70cm x 232,5cm (65lt fill)",1,null,"Each",{"$nulls":14},"YES"]
[6,null,"Vacuum Bags for body immobilisation - A durable and non-permeable, radiotranslucent vacuum bag that is air-tight and leak-proof filled with low density polystyrene mini-spheres that is easily cleaned between patient use. Valves to fit all standard vacbag systems. Size: 100cm x 200cm (120lt fill)",1,null,"Each",{"$nulls":14},"YES"]
[7,null,"Vacuum Bags for body immobilisation - A durable and non-permeable, radiotranslucent vacuum bag that is air-tight and leak-proof filled with low density polystyrene mini-spheres that is easily cleaned between patient use. Valves to fit all standard vacbag systems. Size: 50cm x 70cm (15lt fill)",1,null,"Each",{"$nulls":14},"YES"]
[8,null,"Mask Pre-cut Head-only : Mask, radiotherapy, pre-cut head-only, for head immobilization, non-sticky, low temperature thermoplastic material, re-usable, with minimal shrinkage, with nose holes, 2mm thickness, micro-perforation, E-Type frame",40,null,"Each",{"$nulls":14},"YES"]
[9,null,"Mask Pre-cut Head-only : Mask, radiotherapy, pre-cut head-only, for head immobilization, non-sticky, low temperature thermoplastic material, re-usable, with minimal shrinkage, with nose holes, 2mm thickness, macro-perforation, E-Type frame",30,null,"Each",{"$nulls":14},"YES"]
[10,null,"Mask Pre-cut Head and Shoulder : Mask, radiotherapy, pre-cut head and shoulder, for head and shoulder immobilization, non-sticky, low temperature thermoplastic material, re-usable, with minimal shrinkage, with nose holes, 2mm thickness, micro-perforation, E-Type frame",10,null,"Each",{"$nulls":14},"YES"]
[11,null,"Mask Pre-cut Head and Shoulder : Mask, radiotherapy, pre-cut head and shoulder, for head and shoulder immobilization, non-sticky, low temperature thermoplastic material, re-usable, with minimal shrinkage, with nose holes, 2mm thickness, macro-perforation, E-Type frame",10,null,"Each",{"$nulls":14},"YES"]
[12,105601,"Wax bolus - wax, dental, laboratory, sheet, pink, large, 1kg per box",1,null,"Each",{"$nulls":14},"YES"]
[13,null,"Methylene Diphenyl Diisocyanate (MDI) - an isomer known as Pure MDI that reacts with Polyols in the manufacture of polyurethane. Used for the immobilisation of patients receiving radiation treatment. Size: 25kg drum",1,null,"Each",{"$nulls":14},"NO"]
[14,null,"Polyol - an organic compound containing multiple hydroxyl molecules that reacts with pure MDI in the manufacture of polyurethane. Used in the immobilization of patients receiving radiation treatment. Size: 25kg drum",1,null,"Each",{"$nulls":14},"NO"]
[15,null,"Tattoo ink - black ink used to tattoo reference marks on patients skin that are permanent and non-toxic to the patient, for use in the preparation of radiation treatment for Cancer patients. Size: 60ml bottle",1,null,"Each",{"$nulls":14},"YES"]
[16,200077,"Cartridge Tattoo Ink - Cartridge ink that attaches to a needle, 11cm in length, 2.5cm wide at the top and 0.6cm wide at the base.Used to tattoo reference marks on patients skin. Its plastic and flexible, tank contains black tattoo ink and connects to a needle, allowing one to inject under the surface of the patients skin in order to make permanent marks for reference for radiotherapy treatment. Size: 25 per box",1,null,"Each",{"$nulls":14},"YES"]
[17,138851,"Sheet of polystyrene foam - Sheet of polystyrene foam, used in the process of making lead shielding that protects the patients critical structure from being irradiated during radiation treatment for cancer, 300mm x 300mm x 15mm, colour: white",15,null,"Each",{"$nulls":14},"YES"]
[18,null,"Sheet of polystyrene foam - Sheet of polystyrene foam, used in the process of making lead shielding that protects the patients critical structure from being irradiated during radiation treatment for cancer. Size: 300mm x 300mm x 100mm, colour: white",20,null,"Each",{"$nulls":14},"YES"]
[19,null,"Fiducial Markers for Prostate Cancer - tiny metal objects made up of platinum and the size of grains of rice that help doctors line up beams of radiation to make sure the radiation therapy is delivered exactly the same way each time, helping to locate the cancer and avoid healthy tissue. The markers stay in the patient permanently and are not radioactive. An applicator for implantation is provided. One pack per patient",100,null,"Each",{"$nulls":14},"YES"]
[20,null,"Plaster of Paris Strips - gauze bandage impregnated with plaster of paris and used to form plaster moulds for patient immobilisation. Size: 10cm wide by 3.5m length roll / 12 rolls per box",1,null,"Each",{"$nulls":14},"YES"]

{"sheet":"Nuclear","index":1,"n_rows":117,"n_cols":22,"rows_kept":117,"merged":[[0,0,0,21],[1,0,1,21],[2,0,2,21],[3,0,5,0],[3,1,5,1],[3,2,5,2],[3,3,5,3],[3,4,5,4],[3,5,5,5],[3,6,5,6],[3,7,5,7],[3,8,5,8],[3,9,5,9],[3,10,5,10],[3,11,5,11],[3,12,3,19],[3,20,5,20],[3,21,5,21],[4,12,4,17],[6,0,6,21],[7,1,7,21],[116,0,116,19],[116,20,116,21],[163,1,163,2],[196,1,196,2],[229,1,229,11],[322,1,322,11],[326,1,326,11],[328,1,328,11],[390,0,390,11],[391,1,391,11],[424,1,424,11],[541,1,541,2],[555,0,555,11],[576,1,576,11],[589,1,589,11],[593,1,593,11],[600,1,600,11],[625,1,625,11],[633,1,633,11],[636,1,636,11],[647,1,647,11],[679,1,679,11],[694,0,694,11],[695,1,695,11],[701,1,701,11],[704,1,704,11],[710,1,710,11],[715,1,715,11],[724,1,724,11],[726,1,726,11],[735,1,735,11],[741,0,741,11],[745,1,745,11],[757,1,757,11]]}
["ANNEXURE A"]
[" item 2"]
["THE SUPPLY AND DELIVERY RADIOLOGY CONSUMABLES FOR THE PERIOD OF 36 MONTHS."]
["Item No.","Material Number","Item Description","Estimated Usage (per month)","Unit of Measure","Brand","Quantity per Unit of Measure","Unit of Packaging","Quantity per Unit of Packaging","Imported (Yes/No)","Locally Manufactured (Yes/No)","Sample required        Yes/No","PROVIDE A COST BREAKDOWN AS A PERCENTAGE OF TOTAL UNIT ",{"$nulls":7},"Total Unit Price Per item (inc vat)","Comments"]
[{"$nulls":12},"COST BREAKDOWN (PER ITEM)",{"$nulls":5},"RULING DATE"]
[{"$nulls":12},"DIRECT MATEIRAL: % IMPORTED","DIRECT MATERIAL: % LOCAL CONTENT","%DIRECT LABOUR","% TRANSPORT","% OTHER OVERHEADS AND %PROFITS","%TOTAL","RATE OF EXCHANGE","ADJUSTMENT FREQUENCY"]
["ACCESSORIES & CONSUMABLES "]
["ITEM 1"]
[]
[1,173986,"37Gbq Generator: Sterile Tc-99m generator, compact unit which has been designed for ease of use as well as uncompromising safety, quality and perfomance characteristics. it offers a high yield product free of oxidising agents that could adversely, makes provision for the elution of high specific activity and intergrated radiation shielding ensures absolutely minimal radiation exposure during handling, pre-calibrated to provide the requisite activity at the time and date of use by the administering physician","16 / month","Each",{"$nulls":6},"Yes"]
[2,null,"36Gbq Generator: Sterile Tc-99m generator, compact unit which has been designed for ease of use as well as uncompromising safety, quality and perfomance characteristics. it offers a high yield product free of oxidising agents that could adversely, makes provision for the elution of high specific activity and intergrated radiation shielding ensures absolutely minimal radiation exposure during handling, pre-calibrated to provide the requisite activity at the time and date of use by the administering physician","16 / month","Each",{"$nulls":6},"Yes"]
[3,null,"23Gbq Generator: Sterile Tc-99m generator, compact unit which has been designed for ease of use as well as uncompromising safety, quality and perfomance characteristics. it offers a high yield product free of oxidising agents that could adversely, makes provision for the elution of high specific activity and intergrated radiation shielding ensures absolutely minimal radiation exposure during handling, pre-calibrated to provide the requisite activity at the time and date of use by the administering physician","16 / month","Each",{"$nulls":6},"Yes"]
[4,null,"22Gbq Generator: Sterile Tc-99m generator, compact unit which has been designed for ease of use as well as uncompromising safety, quality and perfomance characteristics. it offers a high yield product free of oxidising agents that could adversely, makes provision for the elution of high specific activity and intergrated radiation shielding ensures absolutely minimal radiation exposure during handling, pre-calibrated to provide the requisite activity at the time and date of use by the administering physician","16 / month","Each",{"$nulls":6},"Yes"]
[5,null,"11Gbq Generator: Sterile Tc-99m generator, compact unit which has been designed for ease of use as well as uncompromising safety, quality and perfomance characteristics. it offers a high yield product free of oxidising agents that could adversely, makes provision for the elution of high specific activity and intergrated radiation shielding ensures absolutely minimal radiation exposure during handling, pre-calibrated to provide the requisite activity at the time and date of use by the administering physician","16 / month","Each",{"$nulls":6},"Yes"]
[6,205297,"Generator, 20mCi Germanium 68 (Ge-68)/Gallium 68 (Ga-68), GMP compliant, elution yield must be >80% at calibration, elution speed must be > 1 ml/minute, Ge-68 breakthrough must be less than 0,001%, Ga-68 radionuclidic purity must be 99,9%. Product must be carrier free, Ga-68 generator must be supplied sterile.  intergrated radiation shielding ensures absolutely minimal radiation exposure during handling, pre-calibrated to provide the requisite activity at the time and date of use by the administering physician","4 / year","Each",{"$nulls":6},"Yes"]
[7,{"v":205298,"d":"205,298"},"Generator, 30mCi Germanium 68 (Ge-68)/Gallium 68 (Ga-68), GMP compliant, elution yield must be >80% at calibration, elution speed must be > 1 ml/minute, Ge-68 breakthrough must be less than 0,001%, Ga-68 radionuclidic purity must be 99,9%. Product must be carrier free, Ga-68 generator must be supplied sterile.  intergrated radiation shielding ensures absolutely minimal radiation exposure during handling, pre-calibrated to provide the requisite activity at the time and date of use by the administering physician","4 / year","Each",{"$nulls":6},"Yes"]
[8,{"v":205299,"d":"205,299"},"Generator, 40mCi Germanium 68 (Ge-68)/Gallium 68 (Ga-68), GMP compliant, elution yield must be >80% at calibration, elution speed must be > 1 ml/minute, Ge-68 breakthrough must be less than 0,001%, Ga-68 radionuclidic purity must be 99,9%. Product must be carrier free, Ga-68 generator must be supplied sterile. intergrated radiation shielding ensures absolutely minimal radiation exposure during handling, pre-calibrated to provide the requisite activity at the time and date of use by the administering physician","4 / year","Each",{"$nulls":6},"Yes"]
[9,{"v":205299,"d":"205,299"},"Generator, 50mCi Germanium 68 (Ge-68)/Gallium 68 (Ga-68), GMP compliant, elution yield must be >80% at calibration, elution speed must be > 1 ml/minute, Ge-68 breakthrough must be less than 0,001%, Ga-68 radionuclidic purity must be 99,9%. Product must be carrier free, Ga-68 generator must be supplied sterile.  intergrated radiation shielding ensures absolutely minimal radiation exposure during handling, pre-calibrated to provide the requisite activity at the time and date of use by the administering physician","4 / year","Each",{"$nulls":6},"Yes"]
[10,{"v":213472,"d":"213,472"},"Labelling kit: Gallium - 68, consist of the following components: a) Gallium 68 cassette, b) Reagent kit for the labelling of DOTA- and/or PSMA, c) connecting tubes and/or lines, d) generator cleaning pack, e) logger tag, f) packing isotherme for reagent, be compatible with an automated / semi automated synthesiser / module used in conjunction with a Gallium 68 generator that requires catioinc pre-purification.","80 per month","Each",{"$nulls":6},"Yes"]
[11,null,"Ga68 Cassettes: for radiolabelling of DOTA- and/or PSMA ligands. ","80 per month","Each",{"$nulls":6},"Yes"]
[12,null,"Ga68 Radiolabelling : Reagent kit for radiolabelling of DOTA- and/or PSMA ligands. ","80 per month","Each",{"$nulls":6},"Yes"]
[13,null,"Ga68 Elution Medium: for radiolabelling of DOTA- and/or PSMA ligands. ","80 per month","Each",{"$nulls":6},"Yes"]
[14,{"v":205782,"d":"205,782"},"Technetium TC99M PSMA, is an agent for the acquisition of molecular images through spect technology, of the PSMA protein overpressed in prostate cancer cells. ",null,"Each",{"$nulls":6},"Yes"]
[15,{"v":141716,"d":"141,716"},"Injection, infusion, 7.4GBq Lu-177 PSMA on day of use, Lu 177 is a radiopharmaceutical precursor with specific characteristics, lutetium in itself is a rare metal that does not exist as sole matter but always as part of another mineral, lutetium 177 is a radionuclide which means it is an atom with an unstable nucleus, chemists often call them radioactive isotopes","32 per year","Each",{"$nulls":6},"Yes"]
[16,null,"Injection, infusion, 7.4GBq Lu-177 DOTATATE on day of use, Lu 177 is a radiopharmaceutical precursor with specific characteristics, lutetium in itself is a rare metal that does not exist as sole matter but always as part of another mineral, lutetium 177 is a radionuclide which means it is an atom with an unstable nucleus, chemists often call them radioactive isotopes","32 per year","Each",{"$nulls":6},"Yes"]
[17,{"v":205781,"d":"205,781"},"Vial, GMP Dotatate, 1mg vial, Clinical Peptides","12 per year","Each",{"$nulls":6},"Yes"]
[18,null,"Vial, GMP PSMA, 1mg vial, Clinical Peptides","12 per year","Each",{"$nulls":6},"Yes"]
[19,{"v":205406,"d":"205,406"},"Fluorodeoxy glucose (FDG) it is a radioactive liquid that is injected to patients before the PETCT scan, cannot have FDG PETCT scan, the FDG is glucose avid therefore malignant cells turn to use glucose that is the reason FDG is taken up by the cancerous cells, post injection of this radioactivity the patient is imaged","480 per month","Each",{"$nulls":6},"Yes"]
[20,{"v":210345,"d":"210,345"},"Injection, Fluorodopa F-18, [18F] FDOPA, supplied as a dose in a syringe that is shielded by lead- for ionising radiation protection, radiopharmaceutical used for the study of presynaptic striatal dopaminergic function in neurologic disorders such as Parkinson's disease, excellent tracer for neuroendocrine tumors","8 per month","Each",{"$nulls":6},"Yes"]
[21,null,"F18 PSMA: Fluorodeoxy glucose, Prostate Specific membrane antigen: it is a radioactive liquid that is injected to patients before the PETCT scan. For use in the imaging of prostate cancer metastasis. ","40 per month","Each",{"$nulls":6},"Yes"]
[22,null,"Carbon 11: radiotracer used for the early diagnosis of cancer, monitoring therapeutic responses to cancer treatment. ","20 per month","Each",{"$nulls":6},"Yes"]
[23,null,"F18 NaF: (Fluorodeoxy glucose, Sodium Fluoride): it is a radioactive liquid that is injected to patients before the PETCT scan. For use in the imaging of bone metastasis. ","20 per month","Each",{"$nulls":6},"Yes"]
[24,null,"F18 Choline: Fluorodeoxy glucose (FDG) Choline: it is a radioactive liquid that is injected to patients before the PETCT scan. For use in the imaging of prostate cancer metastasis. ","20 per month","Each",{"$nulls":6},"Yes"]
[25,{"v":131376,"d":"131,376"},"Administration set, patient for use with technegas generator only, use within one day of removing from protective pack, 1 filter unit and hose, 1 flexible mouthpiece, 1 rigid mouthpiece","400 per month","Each",{"$nulls":6},"Yes"]
[26,{"v":132006,"d":"132,006"},"Aerosol swirler system: drug delivery system where the aerosol droplets must be smaller than 1.1 micron in size to negotiate the airways for deposition in the lung alveoli. ","400 per month","Each",{"$nulls":6},"Yes"]
[27,{"v":202047,"d":"202,047"},"Breathing system, complete set, smartvent patient delivery, consist of: straight connector 15m-22F [X2], T piece 15m-15F-15F[ one way valve], straight mouth piece 22m, compact extention tube 1.5m with 22F straight connectors, connector : clear guard midi and straight T-connector, volume: 31ml, weight: 19g, resistance to flow: 0.9cm H20@30l/min, filtration efficiency 99.9%, minimum recommended tidal volume 100ml","400 per month","Each",{"$nulls":6},"Yes"]
[28,null,"MDP, each vial contains: methylene diphosphonic acid 5.00mg, tin dichloride.2 hydrate 0.50mg, 2.5 di hydroxybenzoic acid 1.00mg, A35 radiopharmaceuticals, scheduling status: S4, recommended adult dose (70kg body mass), each vial contains white lyophilised powder, store at 4-10 degrees celcius keep out reach of children, store the reconstituded product at room tem perature in a lead pot, shielded from light, \"Methylene Diphosphonate (MDP)","80 per month","Each",{"$nulls":6},"Yes"]
[29,null," Macroaggetated Albumin (MAA) Human albumin colloidal particles for preparation of Technetium Tc 99m albumin aggregated injection. At least 95% of human albumin colloidal particles have a diameter ≤ 80 nm, equal or better","80 per month","Each",{"$nulls":6},"Yes"]
[30,null,"Red blood cell labelling, each vial contains: sodium pyrophosphate 20mg, tin dichloride.2 hydrate 4mg, A35 radiopharmaceuticals, schedule 4, use of radioisotopes, each vial contains white lyophilised, \"Red Blood Cell Labelling Kit\"","400 per month","Each",{"$nulls":6},"Yes"]
[31,null,"Disida, each vial contains: N-(2 ,6-diiisopropylacetanilide)-imino-diacetic acid 40mg, Tin dichloride 2 hydrate 0.9mg, in a sterile lyophilised form for use with sterile aluate of a Technetium-99m generator, A35 radiopharmaceuticals, scheduling status: S4, disida dose per patient: 10 to 20mg Disida, DISIDA-Tc-99m is a diagnostic agent for hepatobiliary diseases, each vial contains white lyophilised, store at 4 - 10°C, protected from light, \"DISIDA\"","20 per month","Each",{"$nulls":6},"Yes"]
[32,null,"Mebrofenin, each vial contains a non radioactive sterile nonpyrogenic mixture of mebrofenin: powder for injection: equal or better","20 per month","Each",{"$nulls":6},"Yes"]
[33,143361,"LeukoScan scan, administered doses ranging from 0.1 to 1.0 mg , radiolabelled with 5-25 mCi Tc-99m, it was stated that there was no difference in the sensitivity or specificity over the, range of doses, based on a per lesion analysis for the antibody","20 per month","Each",{"$nulls":6},"Yes"]
[34,190199,"Decontamination kit, contains all the equipment needed to cope with a radioactive spill or routine decontamination problem in the laboratory, the drum serves as a container for the kit components and as a waste transfer/storage vessel, contents of kits: 1x 30 gallon fiber drum, 2 pair coverall disposable, 2 pair shoe covers disposable, 2x respirators, 4x filters, 2 pair gloves reusable, 1 gallon radiacwash, 1 box radiacwash towelettes, 1 bottle radiacwash spray mist 1 liter, 10x poly bags, 1x 12\" niptong sponge, mop, scrub brush, 1x pail, rope, assorted signs, shipping weight: 40lb (18.5kg), drum dimensions: 20\" d x 29.5\"h (50.8 x 74.9cm)","8 per year","Each",{"$nulls":6},"Yes"]
[35,135148,"Solution, for rapid control of radioactive contamination, 3.785l (1 galon) bottle, \"Radiacwash\" equal or better.","8 per year","Each",{"$nulls":6},"Yes"]
[36,174867,"Injection, chromium EDTA (chromium-51), miscellaneous, determination of glomerular filtration rate, 10 - 200 microcurious IV, pregnancy and lactation","8 per year","Each",{"$nulls":6},"Yes"]
[37,null,"Pyrophosphate, each vial contains: sodium pyrophosphate 20mg, tin dichloride.2 hydrate 4mg, A35 radiopharmaceuticals, schedule 4, use of radioisotopes, each vial contains white lyophilised, \"Red Blood Cell Labeling'","400 per month","Each",{"$nulls":6},"Yes"]
[38,null,"HMPAO, contains exametazime(HM-PAO or (RR-SS)-4.8 diaza-3,6,9-tetrame thylundecane-2,10-dione bisoxime)(0.5mg)stannous chloride dihydrate(7.6ug) and sodium chloride(4.5mg)as a freeze-dried mixture sealed under nitrogen","20 per month","Each",{"$nulls":6},"Yes"]
[39,null,"Sestamibi: Pharmaceutical preparation kit for Technetium TC99M sestamibi injection,  (2-methoxy isobutyl isonitrile) ",80,"Each",{"$nulls":6},"Yes"]
[40,null,"DMSA : Each vial contains a sterile, pyrogen-free freeze-dried mixture of dimercaptosuccinic acid. Kit for the Preparation of Technetium Tc99m Succimer Injection DIAGNOSTIC - FOR INTRAVENOUS USE\n","20 per month","Each",{"$nulls":6},"Yes"]
[41,null,"MAG 3: Each vial contains a sterile, pyrogen-free freeze-dried mixture of mercapto acetyl tri glycine. Kit for the Preparation of Technetium Tc99m mercapto acetyl tri glycine Injection DIAGNOSTIC - FOR INTRAVENOUS USE\n","40 per month","Each",{"$nulls":6},"Yes"]
[42,130993,"Nephromag , vial contain mercaptoacetyltriglycine, contains all non radioactive components required for the reconstitution of technetium(99mtc) mercaptoacetyltriglycine solution for injection.  ","40 per month","Each",{"$nulls":6},"Yes"]
[43,null,"DTPA intrathecal / intravenous, DTPA Tc-99m is a diagnostic agent used to perfom kidney and brain scans, assess renal perfusion and estimate glomerular filtration rate, each vial contains white lyophilised powder, \"Diathylene-triamine-penta-acidic acid (DTPA)\"","20 per month","Each",{"$nulls":6},"Yes"]
[44,null,"DTPA intravenous, DTPA Tc-99m is a diagnostic agent used to perfom kidney scans, assess renal perfusion and estimate glomerular filtration rate, each vial contains white lyophilised powder, \"Diathylene-triamine-penta-acidic acid (DTPA)\"","20 per month","Each",{"$nulls":6},"Yes"]
[45,null,"Tin Colloid ,  indicated for scintigraphic investigations of hepatobiliary system, each vial contains white lyophilised powder \"Tin Colloid\"","20 per month","Each",{"$nulls":6},"Yes"]
[46,null,"Lymphoscintigraphy, human albumin colloidal particles, powder for solution for injection, for diagnostic use, kit for use in radiopharmaceutical preparations. ","80 per month","Each",{"$nulls":6},"Yes"]
[47,null,"Vasculosis: Human serum albumin, indicated blood pool imaging, angiography and ventriculography. Lyophylized powder for the preparation of Tc99m Human serum albumin. ","10 per month","Each",{"$nulls":6},"Yes"]
[48,null,"White blood cell labeling procedure, 99mTc-labeled white blood cell (WBC) washed and injected into the patient. ","20 per month","Each",{"$nulls":6},"Yes"]
[49,null,"3mCi Thallium 201 injection, supplied in isotonic solution as a sterile, non-pyrogenic diagnostic radiopharmaceutical for intravenous administration. ","10 per year","Each",{"$nulls":6},"Yes"]
[50,null,"5mCi Thallium 201 injection, supplied in isotonic solution as a sterile, non-pyrogenic diagnostic radiopharmaceutical for intravenous administration, Thallous Chloride TI 201, the pH is adjusted with hydrochloric acid and/or sodium hydroxide solution, made isotonic with 9 mg/mL sodium chloride and is preserved with 9 mg/mL benzyl alcohol, cyclotron produced with no carrier added and contains no less than 98% Thallium TI 201 as a percentage of total activity with contaminants less than 0.3% Thallium TI 200, 1.2% Thallium TI 202, and 0.2% Lead Pb 203 expressed as a percentage of TI 201 injection activity at calibration, \"Thallous Chloride TI 201\"","10 per year","Each",{"$nulls":6},"Yes"]
[51,150758,"Iodine -131 labelling of sunflower seed oil for scintigraphic detection of leakage in the lymphatic system, primary subject: radiology and nuclear medicine (C6200), descriptors DEI: glycerol, iodine 131, labeling, leaks, lymphatic system, oils, oleic acid, scintiscanning, seeds, sunflowers, triglycerides, descriptors DEC: alcohols, beta decay radiostopes, beta-minus decay radiostopes, carboxylic acids, counting techniques, days living radiostopes, dignodic techniques, esters, hydroxy compounds, intermediate mass nuclei, iodine isotopes, isotopes, lipids, magnoliophyta, magnoliopsida, monocarboxylic acids, nuclei, odd- even nuclei, organic acids, organic compounds, other organic compounds, plats, radiosotope scanning","10 per year","Each",{"$nulls":6},"Yes"]
[52,null,"Gallium 67 Citrate: Gallium Citrate Ga67 Injection is supplied in isotonic solution as a sterile, non-pyrogenic diagnostic radiopharmaceutical for intravenous administration. Each milliliter of the isotonic solution contains Gallium Citrate Ga67 1.5-2 mCi, at the time of calibration, Sodium Citrate 1.5-2 mg and Sodium Chloride 0.9% sol. The pH is adjusted to between 5-8 with hydrochloric acid and/or sodium hydroxide solution.","10 per year","Each",{"$nulls":6},"Yes"]
[53,null,"Actinium 225: Used for malignant tumors treatment: Alpha targeted therapy radionuclide. ",null,"Each",{"$nulls":6},"Yes"]
[54,null,"I123-MIBG 3mCi Injection : used for diagnostic purposes of thyroid disease, it is radioactive and contains sodium iodide","20 per month","Each",{"$nulls":6},"Yes"]
[55,null," I123-MIBG 10mCi Injection: used for diagnostic purposes of thyroid disease, it is radioactive and contains sodium iodide","20 per month","Each",{"$nulls":6},"Yes"]
[56,null,"I123-MIBG 5mCi Injection : used for diagnostic purposes of thyroid disease, it is radioactive and contains sodium iodide","20 per month","Each",{"$nulls":6},"Yes"]
[57,null,"Capsules, 2mCi IODINE-131, used for diagnostic purposes of thyroid disease, it is radioactive and contains sodium iodide","40 per month","Each",{"$nulls":6},"Yes"]
[58,206037,"Capsules, 3mCi IODINE-131, used for diagnostic purposes of thyroid disease, it is radioactive and contains sodium iodide","40 per month","Each",{"$nulls":6},"Yes"]
[59,206237,"Capsule, 5mCi IODINE-131, used for diagnostic purposes of thyroid disease, radioactive and contains sodium iodide","40 per month","Each",{"$nulls":6},"Yes"]
[60,null,"Capsule, 10mCi IODINE-131, used for diagnostic purposes of thyroid disease, radioactive and contains sodium iodide","80 per month","Each",{"$nulls":6},"Yes"]
[61,206238,"Capsule, 15mCi IODINE-131, used for diagnostic purposes of thyroid disease, radioactive and contains sodium iodide","20 per month","Each",{"$nulls":6},"Yes"]
[62,206239,"Capsule, 20mCi IODINE-131, used for diagnostic purposes of thyroid disease, radioactive and contains sodium iodide","10 per month","Each",{"$nulls":6},"Yes"]
[63,206038,"Capsules, 25mCi IODINE-131, used for diagnostic purposes of thyroid disease, it is radioactive and contains sodium iodide","10 per month","Each",{"$nulls":6},"Yes"]
[64,206240,"Capsule, 30mCi IODINE-131, used for therapeutic purposes of thyroid cancer, radioactive and contains sodium iodide","10 per month","Each",{"$nulls":6},"Yes"]
[65,206241,"Capsule, 50mCi IODINE-131, used for therapeutic purposes of thyroid cancer, radioactive and contains sodium iodide","10 per month","Each",{"$nulls":6},"Yes"]
[66,null,"Capsule, 80mCi IODINE-131, used for therapeutic purposes of thyroid cancer, radioactive and contains sodium iodide","20 per month","Each",{"$nulls":6},"Yes"]
[67,206242,"Capsule, 100mCi IODINE-131, used for therapeutic purposes of thyroid cancer, radioactive and contains sodium iodide","20 per month","Each",{"$nulls":6},"Yes"]
[68,null,"Capsules, 150mCi IODINE-131, used for therapeutic purposes of thyroid disease, it is radioactive and contains sodium iodide","20 per month","Each",{"$nulls":6},"Yes"]
[69,206234,"Capsule, 200mCi IODINE-131, used for therapeutic purposes of thyroid cancer, radioactive and contains sodium iodide","20 per month","Each",{"$nulls":6},"Yes"]
[70,206236,"Capsule, 250mCi IODINE-131, used for therapeutic purposes of thyroid cancer, radioactive and contains sodium iodide","10 per month","Each",{"$nulls":6},"Yes"]
[71,null,"Capsule, 300mCi IODINE-131, used for therapeutic purposes of thyroid cancer, radioactive and contains sodium iodide","10 per month","Each",{"$nulls":6},"Yes"]
[72,130382,"Capsule, USP, sodium iodide I 131, for diagnostic use is a radiopharmaceutical containing sodium iodide I-131 and supplied for oral administration in a gelatin capsule, each capsule contains no-carrier-added Sodium Iodide I-131, Disodium Edetate Dihydrate USP as a stabilizer, Sodium Thiosulfate Pentahydrate USP as a reducing agent, and dibasic sodium phosphate anhydrous USP","10 per month","Each",{"$nulls":6},"Yes"]
[73,133920,"Sodium iodide 123 solution, for injection and oral administration, iodine-123 74MBq, sodium hydroxide to pH 8-10, sodium chloride 9mg, water to 1ml, suitable for diagnostic examinations of the thyroid and the diagnosis of thyroid cancer","10 per month","Each",{"$nulls":6},"Yes"]
[74,null,"Capsule 5mCi I-123, sodium iodide I 123, indicated as an oral diagnostic procedure to be used in evaluating thyroid function and/or morphology. ","10 per month","Each",{"$nulls":6},"Yes"]
[75,null,"Capsule 10mCi I-123, sodium iodide I 123, indicated as an oral diagnostic procedure to be used in evaluating thyroid function and/or morphology. ","10 per month","Each",{"$nulls":6},"Yes"]
[76,null,"Capsule 3mCi I-123, sodium iodide I 123, indicated as an oral diagnostic procedure to be used in evaluating thyroid function and/or morphology. ","10 per month","Each",{"$nulls":6},"Yes"]
[77,141749,"Injection, therapy I-131 MIBG 100mCi, for treatment of adrenal tumor for nuclear medicine","10 per month","Each",{"$nulls":6},"Yes"]
[78,177946,"123 I-miBG Injection, A35 radiopharmaceuticals, the dose for administration to adult is between 74 and 370 MBq or as prescribed for a specific diagnosis, the injection must be administered intravenously, the product is radioactive and should only be handled and administered by legally authorised personnel, the injection is packed in a multi-dose glass container in a lead pot, the label is affixed to the lead pot, the multi-dose container must be stored inside the lead pot in which it is packed, the injection may be kept at room tempeture (below 30°C),","10 per month","Each",{"$nulls":6},"Yes"]
[79,null,"Powder, sodium citrate dihydrate, alternative names of active ingredients: tribasic sodium citrate: Used for quality control of radiopharmaceuticals","8 per year","Each",{"$nulls":6},"Yes"]
[80,3006471,"Sodium acetate tryhydrate 1000g (powder): Used for quality control of radiopharmaceuticals.","8 per year","Each",{"$nulls":6},"Yes"]
[81,null,"Acetic acid (glacial) 0.5ltr anhydrous: Used for quality control of radiopharmaceuticals.","8 per year","Each",{"$nulls":6},"Yes"]
[82,null,"Hydrochloric acid 30% solution: Used for quality control of radiopharmaceuticals.","8 per year","Each",{"$nulls":6},"Yes"]
[83,null,"Capillary tubes: (1.1-1.2mm diameter, 75 or 100mm length)","80 per month","Each",{"$nulls":6},"Yes"]
[84,146343,"Acetone solution: Acetone volatile and flammable, 2,5l container","8 per year","Each",{"$nulls":6},"Yes"]
[85,null,"Ammonium Acetate: Used for quality control of radiopharmaceuticals.","8 per year","Each",{"$nulls":6},"Yes"]
[86,null,"Methyl ethyl ketone: Used for quality control of radiopharmaceuticals.","8 per year","Each",{"$nulls":6},"Yes"]
[87,null,"Methanol: Used for quality control of radiopharmaceuticals.","8 per year","Each",{"$nulls":6},"Yes"]
[88,null,"Ethanol Absolute solution: Used for quality control of radiopharmaceuticals.","8 per year","Each",{"$nulls":6},"Yes"]
[89,null,"Alcohol, adsolute 99/100%: For quality control of radiopharmaceuticals","8 per year","Each",{"$nulls":6},"Yes"]
[90,null,"Test tubes: Used for quality control of radiopharmaceuticals.","400 per month","Each",{"$nulls":6},"Yes"]
[91,null,"C18 cartridge 100mg light sep pak,waters: Used for quality control of radiopharmaceuticals","40 per month","Each",{"$nulls":6},"Yes"]
[92,195177,"Strips, chromatography, radiopharmaceutical kits are prepared by mixing them with Technetium-99m (Tc-99m) which attached to a substrate molecule in the kit called ligand, designed to localize in a specific organ system being investigated, Tc-99m should effectively tag to the ligand for the radiopharmaceutical to be efficient, free andhydrolyzed Tc-99m should be minimized, the abundant presents of this byproduct can give artifacts on scans which may lead to false diagnosis or difficulty in assessing scans, red, 50 per pack, Unless a regular QC is performed to monitor the stability of Tc-ppm generator which includes inter alia chemical purity, the accuracy of patient diagnosis would be compromised","4 per month","Each",{"$nulls":6},"Yes"]
[93,null,"PACK MILLEX GP (low protein binding) SLGP033RS: Filters for quality control of radiopharmaceuticals.","40 per month","Each",{"$nulls":6},"Yes"]
[94,212041,"Gel, ITLC-SG instant thin layer chromatography- silica gel, binderless, glass microfiber chromatography paper impregnated with a silica gel (SG), porous, slightly acidic paper that provides excellent resolution, dimensions 4.5in. x 12in. sheets, 50 /box, used to check the purity of our product during quality control process","4 per year","Each",{"$nulls":6},"Yes"]
[95,212254,"Strips, ph-indicator, pHo-14 universal indicator, 100 per pack, it is used to test soloution for a ph reading to indicate the acidity/alkali, ph 0-1-2-3-4-5-6-7-8-9-10-11-12-13-14","8 per year","Each",{"$nulls":6},"Yes"]
[96,null,"STERILE 10MLS EMPTY VIALS: For preparation of radiopharmaceuticals ","400 per month","Each",{"$nulls":6},"Yes"]
[97,139204,"Solution, anticoagulant, citrate dextrose USP (ACD) formula A, 500ml, each 100ml contains 2.45g dextrose (monohydrate) USP 2.2g sodium citrate (dihydrate) USP 730g citric acid anhydroous USP, sterily, nonpyrogenic","4 per month","Each",{"$nulls":6},"Yes"]
[98,138137,"Flood source, rectangular Cobalt-57 flood sources, activity: 20mci perflexion type Co-57 Flood Source, active dimensions: 61x 44.5cm, for sentinel lymph nodes imaging, features a new, slimmer design and weighs 60percent less than previous models, Cobalt-57 flood sources are used to test the response uniformity of gamma cameras to ensure camera response is consistent over the total head area(s), Cobalt-57 is uniformly dispersed in an epoxy matrix fully sealed in a high integrity ABS encapsulation, radionuclide purity is greater than 99.9perc(combined Co-56/Co-58 is less than 0.08percent at source reference date) , dimensions: 24.1in l x 16.7in w x .3in thick (61.2 x 42.4 x .76 cm), active dimensions: 23.9in l x 16.5 in w (61 x 42), RadLite flood sources are supplied with a uniformity test statement, wipe test certificate, handling and storage information and a custom decay calendar, the sources are shipped with the patented RadShield, providing comparable shielding to traditional hard cases at half the weight, lightweight, slim design, dual head quality control acquisition, expiration life up to 24 months, Cobalt-57 flood sources are manufactured and 100percent tested to have a coefficient variation of less than ±1.0% and integral non-uniformity of less than ±2.5percent, SPECT imaging procedures require less than ±1percent, coefficient of variation","3 per year","Each",{"$nulls":6},"Yes"]
[99,188049,"Yttrium (Y-90),Suspension, colloid for local injection,  citrate colloid, 15mCi: For synovial joint therapy","8 per month","Each",{"$nulls":6},"Yes"]
[100,null,"Strontium 89: For palliative treatment of bone therapy","10 per month","Each",{"$nulls":6},"Yes"]
[101,null,"Rhenium-188 liquid: Rhenium high energy beta-emitting radioisotope for the treatment of skin disease.","10 per month","Each",{"$nulls":6},"Yes"]
[102,null,"Rhenium-186 liquid: Rhenium labelled hydroxyethelydene diphosphonate used for skeletal disease.","10 per month","Each",{"$nulls":6},"Yes"]
[103,130417,"\"Indium 111 DTPA\" Injection, an intrathecal drug delivery system is composed of a programmable infusion pump implanted in an abdominal subcutaneous pocket and a connecting catheter, which is inserted in the intrathecal space in the spine, usually in the thoracic or lower cervical region, intrathecal administration of Baclofen could help reduce limb spasticity, avoiding some of the side effects of oral Baclofen therapy, ","10 per month","Each",{"$nulls":6},"Yes"]
[104,143111,"Kit, tektrotyd, package contains two glass vials (Vial I and Vial II) of 10 ml volume, closed with a rubber stopper and an aluminium crimp cap, the vials are supplied in cardboard boxes, vials I and II contain components for preparation of a radiopharmaceutical 99m, \"Tc-Tektrotyd\" equal or better","10 per month","Each",{"$nulls":6},"Yes"]
[105,null,"Octreotide Kit: for preparation of a radiopharmaceutical 99m, \"Tc-Octreotide\" equal or better","4 per year","Each",{"$nulls":6},"Yes"]
[106,174867,"Injection, chromium EDTA (chromium-51), miscellaneous, determination of glomerular filtration rate, 10 - 200 microcurious IV, pregnancy and lactation","8 per month","Each",{"$nulls":6},"Yes"]
[107,205776,"Smartvent generator, uses over 1000 electronic micropumps to produce liquid aerosol, at the heart of the smartvent aerosol generator is a unique dome shaped aperture plate containing over 1000 precision tapered holes, surrounded by a vibration element, when energy is applied, the aperture plate vibrates, this vibration causes each aperture to act as a micropump, drawing liquid through the holes to form consistent optimal sized droplets","4 per year","Each",{"$nulls":6},"Yes"]
["Total value Quoted",{"$nulls":19},{"v":0,"d":"R0.00"}]

{"sheet":"Diagnostic","index":2,"n_rows":145,"n_cols":22,"rows_kept":145,"merged":[[0,0,0,21],[1,0,1,21],[2,0,2,21],[3,0,5,0],[3,1,5,1],[3,2,5,2],[3,3,5,3],[3,4,5,4],[3,5,5,5],[3,6,5,6],[3,7,5,7],[3,8,5,8],[3,9,5,9],[3,10,5,10],[3,11,5,11],[3,12,3,19],[3,20,5,20],[3,21,5,21],[4,12,4,17],[6,0,6,21],[7,1,7,21],[23,1,23,11],[31,1,31,11],[35,1,35,11],[38,1,38,11],[41,1,41,11],[44,1,44,11],[46,1,46,11],[49,1,49,11],[51,1,51,11],[144,0,144,19],[144,20,144,21],[220,1,220,2],[253,1,253,2],[286,1,286,11],[379,1,379,11],[383,1,383,11],[385,1,385,11],[447,0,447,11],[448,1,448,11],[481,1,481,11],[598,1,598,2],[612,0,612,11],[633,1,633,11],[646,1,646,11],[650,1,650,11],[657,1,657,11],[682,1,682,11],[690,1,690,11],[693,1,693,11],[704,1,704,11],[736,1,736,11],[751,0,751,11],[752,1,752,11],[758,1,758,11],[761,1,761,11],[767,1,767,11],[772,1,772,11],[781,1,781,11],[783,1,783,11],[792,1,792,11],[798,0,798,11],[802,1,802,11],[814,1,814,11]]}
["ANNEXURE A"]
["Item 3"]
["THE SUPPLY AND DELIVERY RADIOGRAPHY CONSUMABLES FOR THE PERIOD OF 36 MONTHS."]
["Item No.","Material Number","Item Description","Estimated Usage (per month)","Unit of Measure","Brand","Quantity per Unit of Measure","Unit of Packaging","Quantity per Unit of Packaging","Imported (Yes/No)","Locally Manufactured (Yes/No)","Sample required        Yes/No","PROVIDE A COST BREAKDOWN AS A PERCENTAGE OF TOTAL UNIT",{"$nulls":7},"Total Unit Price Per item (inc vat)","Comments"]
[{"$nulls":12},"COST BREAKDOWN (PER ITEM)",{"$nulls":5},"RULING DATE"]
[{"$nulls":12},"DIRECT MATEIRAL: % IMPORTED","DIRECT MATERIAL: % LOCAL CONTENT","%DIRECT LABOUR","% TRANSPORT","% OTHER OVERHEADS AND %PROFITS","%TOTAL","RATE OF EXCHANGE","ADJUSTMENT FREQUENCY"]
["ACCESSORIES & CONSUMABLES "]
["ITEM 1","Mammography Biopsy needles:"]
[1,null,"Fully automatic needle, size 16G x 10CM, Needle biopsy, compatible with biopsy gun, needle, disposable needles.  ultra sharp tips and polished surfaces for smooth entry and exit. ","2000/Month","Each",{"$nulls":15},"Yes"]
[2,null,"Fully automatic needle 14 gauge (G) x 10cm, Needle biopsy, compatible with biopsy gun, needle, disposable needles.  ultra sharp tips and polished surfaces for smooth entry and exit. ","6000/Month","Each",{"$nulls":15},"Yes"]
[3,null,"Fully automatic needle ,12 G x 10CM, Needle biopsy, compatible with biopsy gun, needle, disposable needles.  ultra sharp tips and polished surfaces for smooth entry and exit. ","2000/Month","Each",{"$nulls":15},"Yes"]
[4,null," Fully automatic needle 14G x 13CM, Needle biopsy, compatible with biopsy gun, needle, disposable needles.  ultra sharp tips and polished surfaces for smooth entry and exit. ","2000/Month","Each",{"$nulls":15},"Yes"]
[5,null,"Fully automatic needle  12G x 13CM, Needle biopsy, compatible with biopsy gun, needle, disposable needles.  ultra sharp tips and polished surfaces for smooth entry and exit. ","2000/Month","Each",{"$nulls":15},"Yes"]
[6,null,"Fully automatic needle  12G x 16CM, Needle biopsy, compatible with biopsy gun, needle, disposable needles.  ultra sharp tips and polished surfaces for smooth entry and exit. ","4000/Month","Each",{"$nulls":15},"Yes"]
[7,null,"Fully automatic needle 14G x 16CM. Needle biopsy, compatible with biopsy gun, needle, disposable needles.  ultra sharp tips and polished surfaces for smooth entry and exit. ","3000/Month","Each",{"$nulls":15},"Yes"]
[8,null,"14 gauge x 10cm Disposable core biopsy instrument. Dual mode disposable core biopsy device with an adjustable penetration depth that allows you a choice between 18 MM and 25 MM for additional control. Options of automatic and semi automatic fire mode available.                                                                                                                                              ","4000/Month","Each",{"$nulls":15},"Yes"]
[9,null,"Semi automatic biopsy needle 14G x 9CM. It's a light weight, adjustable and easily maneuverable biopsy system. It has an adjustable specimen notch. ","2000/Month","Each",{"$nulls":15},"Yes"]
[10,null,"Ultrasound guided: Handpiece vacuum breast biopsy device:                                                                               Biopsy set, manual vacuum breast, needle/trocar tip must have 3 cutting surfaces/tri-concave head and narrow angle of 18 degrees, light weight material of handle/biopsy device, 5 needles per box, consist of: (1) co-axial cannula compatible with  needle (8.8 cm length), (2) manual vacuum breast biopsy device (surgical steel) 12G 12.25 cm length, 2.2cm aperture, 2.5cm stroke, fully automated double fire needle (opening of aperture and sampling steps both automatic with the push of two separate buttons). Sampling must be done in two steps: opening of aperture and sampling in two steps using two colour coded buttons, a sterile package, for single use (fully disposable), package label must display content, a lot number, expiry date, FDA approval, CE number, needle gauge, length, aperture length","4000/Month","Each",{"$nulls":15},"Yes"]
[11,null,"Vacuum biospsy needle:                                                                                                       Vacuum, assisted, breast biopsy (VABB) needle 7G  compatible with encore/enspire biopsy system, needle must be 7G  size 11.3cm needle length and have 19mm aperture, single use biopsy device for use with separate loose standing reusable vacuum machine, fully automated, needle/trocar tip must have 3 cutting surface/tri-concave, single insertion with multiple sampling must be possible in every clock position around the needle, flexibility to sample at any clock position in any order, must be able to inject local aneasthetic through the needle aperture during procedure, must be able to suction/vacuum the biopsy cavity, must be able to rinse specimens, surgical steel, Must have a removable sample container. Sample container must be removable while the biopsy needle is still in situ. Must be a closed system with easy access to set-up and remove disposables without having contact with the fluids. The needle must be in a sterile package. The package label must display a lot number, expiry date, needle gauge, length, aperture size.","2000/Month","Each",{"$nulls":15},"Yes"]
[12,null,"Vacuum biospsy needle:                                                                                                                                                             Vacuum, assisted, breast biopsy (VABB) needle  10G compatible with biopsy system, needle must be  10G size 11.3cm needle length and have 19mm aperture, single use biopsy device for use with separate loose standing reusable vacuum machine, fully automated, needle/trocar tip must have 3 cutting surface/tri-concave, single insertion with multiple sampling must be possible in every clock position around the needle, flexibility to sample at any clock position in any order, must be able to inject local aneasthetic through the needle aperture during procedure, must be able to suction/vacuum the biopsy cavity, must be able to rinse specimens, surgical steel, Must have a removable sample container. Sample container must be removable while the biopsy needle is still in situ. Must be a closed system with easy access to set-up and remove disposables without having contact with the fluids. The needle must be in a sterile package. The package label must display a lot number, expiry date, needle gauge, length, aperture size.","2000/Month","Each",{"$nulls":15},"Yes"]
[13,null,"Vacuum stereotactic biopsy system:                                                                                                 Needle 9G x 12MM x 12CM with tubing: Handpiece,stereotactic, vacuum assisted breast biopsy needle compatible with the biopsy system - 9G 12cm length and 12mm aperture, material of needle (surgical steel), single use biopsy device with separate loose standing reusable vacuum machine, fully automated (firing/piercing needle and sample steps both automatic push of two buttons - separate buttons for firing/piercing and sampling)firing/piercing optional, needle/trocar tip must have 3 cutting surfaces/tri-concave, must be able to use with an introducer/cannula/sheath, single insertion with multiple sampling, flexibility to sample at any clock position in any order. Must be able to inject local anesthetic through the needle aperture during procedure, needle must be compatible with the biopsy system, needle must be 9G 12cm length and have 12mm aperture, rinsing and suction of the biopsy cavity, rinsing of specimens, must have a removable sample container, Must be a closed system with easy access to set-up and remove disposables without having contact with the fluids, the stereotactic-guided breast biopsy needle is used in a vacuum-assisted breast biopsy system for breast tissue sampling through a single, small skin incision, the needle must be in a sterile package, the package label must display a lot number, expiry date, FDA approval, CE number, needle gauge, length, aperture size                 ","4000/Month","Each",{"$nulls":15},"Yes"]
[14,null,"Vacuum stereotactic biopsy system:  Needle 9G x 20MM x 12CM with tubing:                                Handpiece,stereotactic, vacuum assisted breast biopsy needle compatible with the biopsy system - 9G 12cm length and 20 mm aperture, material of needle (surgical steel), single use biopsy device with separate loose standing reusable vacuum machine, fully automated (firing/piercing needle and sample steps both automatic push of two buttons - separate buttons for firing/piercing and sampling)firing/piercing optional, needle/trocar tip must have 3 cutting surfaces/tri-concave, must be able to use with an introducer/cannula/sheath, single insertion with multiple sampling, flexibility to sample at any clock position in any order. Must be able to inject local anesthetic through the needle aperture during procedure, needle must be compatible with the biopsy system, needle must be 9G 12cm length and have 20 mm aperture, rinsing and suction of the biopsy cavity, rinsing of specimens, must have a removable sample container, Must be a closed system with easy access to set-up and remove disposables without having contact with the fluids, the Atec stereotactic-guided breast biopsy needle is used in a vacuum-assisted breast biopsy system for breast tissue sampling through a single, small skin incision, the needle must be in a sterile package, the package label must display a lot number, expiry date, FDA approval, CE number, needle gauge, length, aperture size                 ","4000/Month","Each",{"$nulls":15},"Yes"]
[15,null,"Vacuum stereotactic biopsy system:  12G x 20MM x 12CM with tubing:                                Handpiece,stereotactic, vacuum assisted breast biopsy needle compatible with the biopsy system - 12G 12cm length and 20 mm aperture, material of needle (surgical steel), single use biopsy device with separate loose standing reusable vacuum machine, fully automated (firing/piercing needle and sample steps both automatic push of two buttons - separate buttons for firing/piercing and sampling)firing/piercing optional, needle/trocar tip must have 3 cutting surfaces/tri-concave, must be able to use with an introducer/cannula/sheath, single insertion with multiple sampling, flexibility to sample at any clock position in any order. Must be able to inject local anesthetic through the needle aperture during procedure, needle must be compatible with the biopsy system, needle must be 12G 12cm length and have 20 mm aperture, rinsing and suction of the biopsy cavity, rinsing of specimens, must have a removable sample container, Must be a closed system with easy access to set-up and remove disposables without having contact with the fluids, the stereotactic-guided breast biopsy needle is used in a vacuum-assisted breast biopsy system for breast tissue sampling through a single, small skin incision, the needle must be in a sterile package, the package label must display a lot number, expiry date, FDA approval, CE number, needle gauge, length, aperture size                 ","2000/Month","Each",{"$nulls":15},"Yes"]
["ITEM 2","Other vacuum biopsy system consumables:"]
[16,null,"Biopsy tissue marker: 9Gx 36CM                                                                                                                                                                                                                                                                                                                                                                                                                             Biopsy site marker composed of titanium and MR compatible. It uses a rigid marker deployment system which provides easy and accurate access to the biospy site. visible on ultrasound, mammogram, and MRI.","4000/Month","Each               ",{"$nulls":15},"Yes"]
[17,null,"Biopsy tissue marker:12G x 36CM                                                                                                                                                                                                                                                                                                                                                                                                                               Biopsy site marker composed of titanium and MR compatible. It uses a rigid marker deployment system which provides easy and accurate access to the biospy site. visible on ultrasound, mammogram, and MRI.","4000/Month","Each   ",{"$nulls":15},"Yes"]
[18,null,"Needle guides for both prone and upright systems: 9G                                                                     Needle guide used on the mammography/tomosynthesis machine, for stereotactic breast vacuum biospy and biopsy site breast marker placement. It must supply two bushing in one package one with round hole in the bushing and one with an u-shape hole that is open on the top surface of the bushing. The needle guide must be sterile, the package label must display a lot number, expiry date, lot number.","4000/Month","Each",{"$nulls":15},"Yes"]
[19,null,"Needle guides for both prone and upright systems 12G                                                                      Needle guide used on the mammography/tomosynthesis machine, for stereotactic breast vacuum biospy and biopsy site breast marker placement. It must supply two bushing in one package one with round hole in the bushing and one with an u-shape hole that is open on the top surface of the bushing. The needle guide must be sterile, the package label must display a lot number, expiry date, lot number.","2000/Month","Each",{"$nulls":15},"Yes"]
[20,null,"Needle guides for both prone and upright systems: 10G                                                                      Needle guide used on the mammography/tomosynthesis machine, for stereotactic breast vacuum biospy and biopsy site breast marker placement. It must supply two bushing in one package one with round hole in the bushing and one with an u-shape hole that is open on the top surface of the bushing. The needle guide must be sterile, the package label must display a lot number, expiry date, lot number.","2000/Month","Each",{"$nulls":15},"Yes"]
[21,null,"Remote tissue filter adapter                                                                                                                                                 Adapter, remote tissue filter, for use with the breast biopsy device.","4000/Month","Each",{"$nulls":15},"Yes"]
[22,null,"Suction canister with lid 400CC                                                                                                                              Canister suction, for  vacuum biopsy system, must be compatible with vacuum biopsy system, disposable","4000/Month","Each",{"$nulls":15},"Yes"]
["ITEM 3","Tissue marker:"]
[23,null,"Breast tissue marker 15 G x 10.8 CM                                                                                                                                         Site marker with dual - anchoring capability that minimizes risks of malposition or migration, visualized on MRI, mammography and ultrasound. The breast marker must provide permanent marking of the biopsy site. ","1000/Month","Each",{"$nulls":15},"Yes"]
[24,null,"Breast tissue marker 15 G x 18.8 CM                                                                                                                                          Site marker with dual - anchoring capability that minimizes risks of malposition or migration, visualized on MRI, mammography and ultrasound. The breast marker must provide permanent marking of the biopsy site. ","1000/Month","Each",{"$nulls":15},"Yes"]
[25,null,"Breast tissue marker 17G x 10 CM                                                                                                                                       Marker, breast tissue, allow breast lesion to be marked so the site can be accurately identified, 17g x 10cm needle, 3mm size, coil shape clip","4000/Month","Each",{"$nulls":15},"Yes"]
["ITEM 4","Localization wires:"]
[26,null,"Flexible hookwire 20G x 10 CM Hook wire,                                                                                                with X-shaped hook, to prevent migration after placement (non repositionable), used for localization of nonpalpable breast lesions. 2 -3 cm stiff portion of the shaft on the hook side of the wire to ensure that the wire is palpable during surgery, the rest of the shaft must be soft and flexible for patient comfort and to facilitate fixation of the wire to the skin, needle size:19.5G, length of needle: 9cm, length of wire 15cm needle must have an echo tip, must be in sterile package, hookwire must be preloaded in the introducer needle, allogator clip must be included to attach.                                                                                                                     ","6000/Month","Each",{"$nulls":15},"Yes"]
[27,null,"Beaded breast localization wire 20G x 9CM                                                                                         Wire, localization, beaded breast, 20G x 20cm wire, 9cm needle, designed for ease of use and stability, deployment marker on the wire is a palpable bead which serves as a tactile guide, beads placed at 1cm intervals produce a rapid visual reference to the lesion and provide an excellent reference point for the surgeon, beaded breast localization wire consists of an introducer needle and a semi-rigid localization wire, the introducer needle is comprised of a plastic molded hub, 1cm depth reference marks, and an ultrasound enhancement on the distal end to aid in needle placement                                                                                           ","2000/Month","Each",{"$nulls":15},"Yes"]
["ITEM 5","Localization markers:",{"$nulls":18},0]
[28,null,"Magnetic seed marker 18 G x 12 CM                                                                                                                                                                                                                                                                     Tiny magnetic seeds that can be detected using the Sentimag probe. The magnetic seed can be inserted up to 30 days prior to surgery.","2000/Month","Each",{"$nulls":4},"Yes",{"$nulls":10},"Yes"]
[29,null,"Magnetic seed marker 18G x 7 CM                                                                                                                                                                                                                                                                       Tiny magnetic seeds that can be detected using the Sentimag probe. The magnetic seed can be inserted up to 30 days prior to surgery.","1000/Month","Each",{"$nulls":4},"Yes",{"$nulls":10},"Yes"]
["ITEM 6","Ductography:"]
[30,null,"Galactography kit                                                                                                                                                                            Curved are designed to perform safe and effective contrast media enhanced radiography of the mammary ducts, dilators and injection cannula have blunt ends to minimize puncture of the duct walls, dilators are colour coded for easy diameter identification, injection cannula is available with a curved tip to facilitate insertion, DGK002X, 30G w/curved cannula                                                                                                                             ","300/Month","Each",{"$nulls":15},"Yes"]
[31,null,"Galactography kit                                                                                                                                                                           Straight are designed to perform safe and effective contrast media enhanced radiography of the mammary ducts, dilators and injection cannula have blunt ends to minimize puncture of the duct walls, dilators are colour coded for easy diameter identification, injection cannula is available with a curved tip to facilitate insertion, DGK002SX, 30G w/straight cannula, (box of 10)","200/Month","Each",{"$nulls":15},"Yes"]
["ITEM 7","Medical ultrasound lotion/gel:"]
[32,null,"Ultrasound lotion/gel with soundwave transmission                                                                                                                                                                                                                                                           Ultrasound lotion/gel, for use in ultrasound and automated breast ultrasound, 5l box of 4, must have superior ultrasound beam transmission quality, must not contain formaldehyde, be safe for equipment and clothing, be hypoallergenic and bacteriostatic                                                                                                         ","20/Month","Per litre",{"$nulls":15},"Yes"]
["ITEM 8","Ultrasound consumable:"]
[33,null,"Non alcohol based cleaning solution for ultrasound probe","20/Month","Per litre"]
[34,null,"Ultrasound probe covers                                                                                                                                                                  Cover, for medical ultrasound probes/transducers, soft, latex-free, 83/43mm x 241mm, disposable",4000,"Each",{"$nulls":15},"Yes"]
["ITEM 9","Post biopsy:"]
[35,null,"Cold packs:Effective cold therapy treatment after a core biopsy. Reduce bruising and bleeding, prevents haematoma formation and assure patient comfort and pain relief. 8CM x 10 CM.","4000/Month","Each",{"$nulls":15},"Yes"]
["ITEM 10","Breast needle biopsy accessory :"]
[36,null,"Reusable core biopsy system (gun):                                                                                                                                                Powerful dual spring system for excellent core samples, rapid fire action; dual penetration depth for flexibility and convinience (22mm or 15 mm)                                                                                                                    ","10 once off","Each",{"$nulls":15},"Yes"]
["ITEM ",null,"ACCESSORIES & CONSUMABLES "]
[37,null,"Radioluscent X-Ray Mattress: water resistant material, stain removable. X-Ray Mattresses are covered in our radiolucent range of non-tearable Vinyl or Nylon material.  \nSize:\n185cm x 60cm x 3.5cm","10/month","Each",{"$nulls":15},"Yes"]
[38,null,"FPD/Cassette Holders: Vertical range movement  from bottom to top must be 0-140cm.\nPosition enabled locking mechanism. Height adjustable arm. A steel post of 150cm to 180cm height and made of durable metalic finish. Base made of locking casters.Must have  enamel finish.Holds up to 43cm x 43cm DR/CR image and be size adjustable. Holds plates from 4kg to 10kg or more.Fixed position only non-articulating.Improved Stability of Sliding Holder on Post.\nDR/CR-Plate Holder (non-tilt or rotate) ","10/month","Each",{"$nulls":15},"No"]
[39,null,"Injecting Lines for Contrast Medium/Connectors for Injectors: T-tube monitoring, connecting with valve, connection line between two syringes, fits on the dual head automated power pump for high pressure contrast injection, pressure limit from 350psi to 1200psi. Luer lock or equivalent fitting male/female with rotating adaptor. Length of 100cm to 180cm. Must be made of PVC or equivalent material and be flexible and transparent.\n\n\n","300/Month","Each",{"$nulls":15},"Yes"]
[40,null,"Ct Scanner Syringes Kit: Syringe kit, dual, 2 x 100ml to 200ml syringe, 1 x 100cm to 180cm T coil tubing with valve, 2 x Fill spikes, disposable on the CT Scanner injector pump. Transparent material.","300/Month","Each ",{"$nulls":15},"Yes"]
[41,null,"Ct Scanner Syringes Kit: Syringe pack, single x 100ml to 200ml syringe. 1 x Fill spikes, disposable on the CT Scanner injector pump. Transparent material.","300/Month","Each ",{"$nulls":15},"Yes"]
[42,null,"MRI Syringe Kit: Pressure injector with check valve, consist of 2x50ml to 100ml  qwik-fit syringe, 1x large spike for saline, 1x small spike for contrast,1 x female adapter, 100cm x 180 pressure connector tube with T-connector and check valve), disposable & transparent.","300/Month","Each ",{"$nulls":15},"Yes"]
[43,null,"Toner: Cartridge, toner, 15000 page yield. Available in different colours (Cyan, Magenta, Black, Yellow).","50/Month ","Each ",{"$nulls":15},"No"]
[44,null,"Drum Cartridge: Drum, 20 000 pages at 5% page coverage. Available in different colours ((Cyan, Magenta, Black, Yellow).","50/Month","Each",{"$nulls":15},"No"]
[45,null,"Waste Toner Box: Cartridge, waste toner box,  30 000 pages yield at 5 percent coverage","50/Month","Each",{"$nulls":15},"No"]
[46,null,"X-Ray Print Paper: Colotech+ or equivalent, Size: A3 and thickness of 120gsm","2000 sheets/Month",{"$nulls":16},"Yes"]
[47,null,"Patient Transfer Board: Slide, patient, for patient transfer to and from x-ray table, material: washable thermoplastic, non static lightweight product and X-Ray translucent, length: 2m, width: 60-80cm, thickness: 4-6mm, to support weight weight of at least 200kg, shape: rectangular with rounded corners and have handles, rubber strips underneath to prevent sliding, contact area to be smooth for ease of sliding","10/Month","Each ",{"$nulls":15},"No"]
[48,null,"Intraphanti Phantom: Intra-oral phantom, for Quality Assurance measurements, for digital dental imaging. For initial calibration and follow-up testing of commercially available intraoral digital imaging systems, \"Intraphanti\" equal or equivalent. ","5/Month","Each",{"$nulls":15},"No"]
[49,null,"2D PAN/CEPH Phantom: Phantom dental unit, 2D Pan/Ceph Phantom, for measurements according to requirements for dental diagnostic X-Ray Imaging systems from Radiation Control, one aluminium step-wedge and two different thickness, copper plates.","5/Month","Each",{"$nulls":15},"No"]
[50,null,"Protective sleeves for Intra Oral Sensors: Dental Radiography Protective sleeve for Traumatic Dental injury sensors, used in a patient's mouth when taking intra-oral X-Rays","2000/month","Each",{"$nulls":15},"Yes"]
[51,null,"Cover Sensor –digital dental radiography, intraoral camera sleeve sheath, for hygiene purposes and to protect the sensor from moisture, 100 per box","2000/month","Each",{"$nulls":15},"Yes"]
[52,null,"CONTRAST MEDIUM STUDIES:",null,"Each",{"$nulls":15},"Yes"]
[53,null,"Air Tip, Miller Retention, Double Airway, Single use, Individually Packed.  Accessory kit, for contrast media use, air tip, miller retention, double airway, single use, non-latex trim line retention cuff with connector for tubing.","200/Month ","Each",{"$nulls":15},"Yes"]
[54,null,"Incontinence Penile Clamp. A Surgical  Clamp is a with hinged frame supporting three foam rubber pads two on one side and one on the other, and a durable locking mechanism.","10/Month","Each",{"$nulls":15},"Yes"]
[55,null,"Cysto-Urethrogram Voiding Container: Urine bag for female, for the voiding stage of a voiding cystourethrogram, 1000ml capacity, 25 per case, disposable, designed to fit between the legs of a female patient while allowing a clear, unobstructed view of the urethra\n","200/Month","Each ",{"$nulls":15},"Yes"]
[56,null,"Cystoaid for Males for Use in VCUs.  Urine bag for male voiding stage of a voiding cystourethrogram, 1000ml capacity, 25 per case, disposable, designed to fit between the legs of a male patient while allowing a clear, unobstructed view of the urethra. ","200/Month","Each",{"$nulls":15},"Yes"]
[57,null,"Air Insufflator:Puffer for introduction of air in barium  enemas studies, must  be compatible with, Miller Retention Double Airway kit.","200/Month","Each",{"$nulls":15},"Yes"]
[58,null,"ACB Polibar Enema kit.Powder for suspension, barium sulphate, 93/100g prefilled enema kit, rectal use, E-Z-EM ACB Polibar","300/Month","Each",{"$nulls":15},"Yes"]
[59,null,"Transparent Inflator Cuff: with a sponge inside for enema. Accessory kit, for contrast media use, one-shot, cuff inflator, single use, individually packed","50/Month","Each",{"$nulls":15},"Yes"]
[60,null,"Sialography Catheter, sialography, .032 inch tip diameter, 21cm tubing, 1 side ports, short needle for dilating the parotid ducts during interventional procedures. Various gauge sizes.","100/Month","Each",{"$nulls":15},"Yes"]
[61,null,"Sialography Catheter. Catheter, sialography, .032 inch tip diameter, 32cm tubing, 1 side ports, short needle for dilating the parotid ducts during interventional procedures, Various gauge sizes","100/Month","Each",{"$nulls":15},"Yes"]
[62,null,"Sialography Catheter. Catheter, sialography, 016 inch tip diameter, 27cm tubing, 1 side ports, short needle for dilating the parotid ducts during interventional procedures. Various gauge sizes","100/Month","Each",{"$nulls":15},"Yes"]
[63,null,"Sialography Catheter Set: 016 inch tip diameter, 32cm tubing, no side ports, short needle for dilating the submandibular ducts during interventional procedures. Various gauge sizes","300/Month","Each",{"$nulls":15},"Yes"]
["ITEM ",null,"CT/MRI SCANNER ITEMS "]
[64,null,"MRI ECG Stickers Electrode: single disposable electrodes for general adult MRI use with a large electrode contact area to provide optimal ECG performance. MRI compatibilty specified. 1,5 Tesla or higher. ","500/Month","Each ",{"$nulls":15},"Yes"]
[65,null,"MRI ECG Stickers Electrode: single disposable electrodes for general peadiatric MRI use with a large electrode contact area to provide optimal ECG performance. MRI compatibilty specified. 1,5 Tesla or higher. ","1000/Month","Each",{"$nulls":15},"Yes"]
[66,null,"MRI Non-Magnetic ECG Quadtrode Electrode: Four electrodes in a single disposable patch,for general peadiatric MRI use with a large electrode contact area to provide optimal ECG performance. MRI compatibility specified. 1,5 Tesla or higher. ","300/Month","Each",{"$nulls":15},"Yes"]
[67,null,"MRI Non-Magnetic ECG Quadtrode Electrode. Four electrodes in a single disposable patch,for general adult MRI use with a large electrode contact area to provide optimal ECG performance. MRI compatibilty specified. 1,5 Tesla or higher. \n","300/Month","Each",{"$nulls":15},"Yes"]
[68,null,"MRI Compatible Oxygen Cylinders: made of MRI compatible material, portable and detachable.  Various sizes as per user specification.MRI Compatible material or equivalent construction. Must be compitable with a 1,5 Tesla or more field strength.\n","10/Month","Each",{"$nulls":15},"Yes"]
[69,null,"Needle Spinal. quincke point 22G x 3.5\" 0.7X90mm:Needle, spinal, quincke bevelled, at 220degrees, luer lock, needle must be colour coded at the stylet cap and the size must be clearly stated, must have a clear/ transparent needle hub to allow for easy identification of the spinal fluid flashback, must align preciously with the stylet point, flashback must be quick relative to the needle gauge, have a key/slot arrangement of the stylet and hub and must be clearly indicate the bevelled orientation, 22G with a needle length of 90mm excluding hub, have a stable stylet that does not shake or quiver to allow for easy re-insertion into the cannula, needle and stylet must be manufactured from good quality stainless steel, plastic hub must be manufacture from medical grade plastic, all the components must be pyrogenic and latex free, sterile, individually peel packed","300/Month","Each",{"$nulls":15},"Yes"]
[70,null,"Cannula Coaxial 16G x16cm Spring loaded; Cannula, coaxial, for 16G 16cm spring loaded biopsy needle, stainless steel, size: 15G 13cm, needle must be in a sterile package, 10 per box, the package label must display a lot number, expiry date, FDA approval, CE number, needle gauge, length","300/Month","Each",{"$nulls":15},"Yes"]
[71,null,"Drainage bags for interventional studies:           ",{"$nulls":17},"Yes"]
[72,null,"Catheter multipurpose pigtail drain 5.Fr: Catheter, multipurpose pigtail drainage catheter needle set, each set includes an ultrasharp trocar needle to ease access, the stiffening cannula protrudes from the catheter tip to ease advancement of the catheter over the wire guide, Fr 5.0, catheter length 15.6cm, 19.5 needle gage, wire guide diameter.038inch, when coiled, the catheter tip lies within the pigtail loop to help prevent trauma","300/Month","Each",{"$nulls":15},"Yes"]
[73,null,"Catheter multipurpose pigtail drain7.0Fr:Catheter, multipurpose pigtail drainage catheter needle set, each set includes an ultrasharp trocar needle to ease access, the stiffening cannula protrudes from the catheter tip to ease advancement of the catheter over the wire guide, Fr 7.0, catheter length 25cm, 19.5 needle gage, wire guide diameter.038inch, when coiled, the catheter tip lies within the pigtail loop to help prevent trauma ","300/Month","Each",{"$nulls":15},"Yes"]
[74,null,"Catheter drainage single step 7Fx 25cm: Catheter, drainage, with locking pigtail, single step, 7F x 25 cm, accepts .038 guidewire    ","300/Month","Each",{"$nulls":15},"Yes"]
[75,null,"Introducer set access nonvascular .038: Introducer set, access nonvascular, standard tip design, used for single-puncture percutaneous access to facilitate placement of an .038 inch (0.97 mm) diameter working wire guide for interventional radiology procedures,  ","300/Month","Each",{"$nulls":15},"Yes"]
[76,null,"Introducer sheath 5F 230mm 0.035:  Introducer set, access nonvascular, standard tip design, used for single-puncture percutaneous access to facilitate placement of an .038 inch (0.97 mm) diameter working wire guide for interventional radiology procedures      ","300/Month","Each",{"$nulls":15},"Yes"]
[77,null,"Guidewire hydrophilic 0.035\" angle tip: Guidewire, hydrophilic, 0.035\" wire size, 150cm length, angle tip, regular shaft , \"Nitinol\" equal or better, individually packaged, sterile and for single use","300/Month","Each",{"$nulls":15},"Yes"]
[78,null,"Guidewire angled hydrophilic 0,35in 260mm: Guidewire, hydrophilic, 0.035\" wire size, 260 length, angle tip, regular shaft , \"Nitinol\" equal or better, individually packaged, sterile and for single use","300/Month","Each",{"$nulls":15},"Yes"]
[79,null,"Sheath 24.3 Fr up to 24 Fr 150mm length: Sheath, Amplatz 24.3 Fr, suitable for nephroscopes with sheath up to 24 Fr, 150mm working length  ","300/Month","Each",{"$nulls":15},"Yes"]
[80,null,"Catheter drainage lock pigtail 1step 8F Catheter, drainage, with locking pigtail, single step, 8F x 25 cm, accepts .038 guidewire","300/Month","Each",{"$nulls":15},"Yes"]
[81,null,"Catheter drainage lock pigtail 1step 10F: Catheter, drainage, with locking pigtail, single step, 10F x 25 cm, accepts .038 guidewire   ","               300/Month","Each",{"$nulls":15},"Yes"]
[82,null,"Catheter drainage lock pigtail 1step 12F: Catheter, drainage, with locking pigtail, single step, 12F x 25 cm, accepts .038 guidewir","               300/Month","Each",{"$nulls":15},"Yes"]
[83,null,"Catheter drainage pigtail single 14F: Catheter, drainage, with locking pigtail, single step, 14F x 25 cm, accepts .038 guidewir     ","               300/Month","Each",{"$nulls":15},"Yes"]
[84,null,"Dilator used pre-dilate 6Fr x 20cm/.038: Dilator, used to pre-dilate abnormal iliac arteries that must be navigated for delivery of endovascular devices, 6Fr x 20cm /.038, hydrophic coated long tapered device to ensure excellent over the wire trackability  ","300/Month ","Each",{"$nulls":15},"Yes"]
[85,null,"Single Step Catheter: size 8fr x25cm Catheter, drainage, with locking pigtail, single step, accepts .038 guidewire","300/month","Each",{"$nulls":15},"Yes"]
[86,null,"Single Step Catheter: size12fr x 25cm, drainage, with locking pigtail, single step, accepts .038 guidewire","300/month","Each",{"$nulls":15},"Yes"]
[87,null,"Single Step Catheter size: 14fr x 25cm Catheter, drainage, with locking pigtail, single step, accepts .038 guidewire","300/month","Each",{"$nulls":15},"Yes"]
[88,null,"Single Step Catheter size: 16fr x 25cm Catheter, drainage, with locking pigtail, single step, accepts .038 guidewire","300/month","Each",{"$nulls":15},"Yes"]
[89,null,"Empty Enema Bag: Accessory kit, for contrast media use, bag, barium enema, complete with approximately 1.5m - 2m tubing, 2000-2500ml capacity, single use, individually packed","300/Month","Each",{"$nulls":15},"Yes"]
[90,null,"Skater Fix: Catheter fixation, device, reduce risk of catheter dislocation without suturing, mechanically fixed with velcro and minimal tape is involved directly on catheter, minimum risk of skin irritation, latex free non woven medical grade adhesive, adjustable to catheters from 5 to 16 french, \"Skater\" equal or better.","300/Month","Each",{"$nulls":15},"Yes"]
[91,null,"Nephrostomy Kit, 8FR urology theatre , needle, sheath, guide wire, dilators, drainage catheter, fixation disc, urine bag, which is necessary to insert the drainage catheter percutaneously into the kidney to allow urinary diversion form the upper part of the urinary tract when there is a blockage in the ureter.","300/Month","Each",{"$nulls":15},"Yes"]
[92,null,"Intraphanti Phantom: Intra-oral phantom, for Quality Assurance measurements, for digital dental imaging. For initial calibration and follow-up testing of commercially available intraoral digital imaging systems, \"Intraphanti\" equal or equivalent. ","5/Month","Each",{"$nulls":15},"No"]
[93,null,"2D PAN/CEPH Phantom: Phantom dental unit, 2D Pan/Ceph Phantom, for measurements according to requirements for dental diagnostic X-Ray Imaging systems from Radiation Control, one aluminium step-wedge and two different thickness, copper plates.","5/Month","Each",{"$nulls":15},"No"]
[94,null,"Protective sleeves for Intra Oral Sensors: Dental Radiography Protective sleeve for Traumatic Dental injury sensors, used in a patient's mouth when taking intra-oral X-Rays, to cover size 1 intraoral sensors.","2000/month","Each",{"$nulls":15},"Yes"]
[95,null,"Protective sleeves for Intra Oral Sensors: Dental Radiography Protective sleeve for Traumatic Dental injury sensors, used in a patient's mouth when taking intra-oral X-Rays, to cover size 2 intraoral sensors.","2000/month","Each",{"$nulls":15},"Yes"]
[96,null,"Cover sensor –digital dental radiography, intraoral camera sleeve sheath, for hygiene purposes and to protect the sensor from moisture, 100 per box.","2000/month","Each",{"$nulls":15},"Yes"]
[97,null,"Digital Sensors Bite Block, for Size 0 intraoral sensor, Anterior Vertical:  Holding device used in intra-oral Dental Radiography, used for accurate bite postioning of the focal area. Must be made of durable material. Re-usable after auto-clave. Must be auto-clavable.   ","20/month","Each",{"$nulls":15},"Yes"]
[98,null,"Digital Sensors Bite Block, for Size 0 intraoral sensor, Anterior Horizontal:  Holding device used in intra-oral Dental Radiography, used for accurate bite postioning of the focal area. Must be made of durable material. Re-usable after auto-clave. Must be auto-clavable.   ","20/month","Each",{"$nulls":15},"Yes"]
[99,null,"Digital Sensors Bite Block, for Size 1 intraoral sensor, Anterior Vertical:  Holding device used in intra-oral Dental Radiography, used for accurate bite postioning of the focal area. Must be made of durable material. Re-usable after auto-clave. Must be auto-clavable.   ","20/month","Each",{"$nulls":15},"Yes"]
[100,null,"Digital Sensors Bite Block for Size 2 intraoral sensor, Anterior Vertical:  Holding device used in intra-oral Dental Radiography, used for accurate bite postioning of the focal area. Must be made of durable material. Re-usable after auto-clave. Must be auto-clavable.   ","20/month","Each",{"$nulls":15},"Yes"]
[101,null,"Digital Sensors Bite Block for Size 0 intraoral sensor, Posterior Vertical:  Holding device used in intra-oral Dental Radiography, used for accurate bite postioning of the focal area. Must be made of durable material. Re-usable after auto-clave. Must be auto-clavable.   ","20/month","Each",{"$nulls":15},"Yes"]
[102,null,"Digital Sensors Bite Block for Size 0 intraoral sensor, Posterior Horizontal:  Holding device used in intra-oral Dental Radiography, used for accurate bite postioning of the focal area. Must be made of durable material. Re-usable after auto-clave. Must be auto-clavable.   ","20/month","Each",{"$nulls":15},"Yes"]
[103,null,"Digital Sensors Bite Block for Size 1 intraoral sensor, Posterior Horizontal: Holding device used in intra-oral Dental Radiography, used for accurate bite postioning of the focal area. Must be made of durable material. Re-usable after auto-clave. Must be auto-clavable.   ","20/month","Each",{"$nulls":15},"Yes"]
[104,null,"Digital Sensors Bite Block for Size 2 intraoral sensor, Posterior Horizontal:  Holding device used in intra-oral Dental Radiography, used for accurate bite postioning of the focal area. Must be made of durable material. Re-usable after auto-clave. Must be auto-clavable.   ","20/month","Each",{"$nulls":15},"Yes"]
[105,null,"Digital Sensors Bite Block for Size 0 intraoral sensor, Bite Wing  Horizontal:  Holding device used in intra-oral Dental Radiography, used for accurate bite postioning of the focal area. Must be made of durable material. Re-usable after auto-clave. Must be auto-clavable.   ","20/month","Each",{"$nulls":15},"Yes"]
[106,null,"Digital Sensors Bite Block for Size 0 intraoral sensor, Bite Wing  Vertical:  Holding device used in intra-oral Dental Radiography, used for accurate bite postioning of the focal area. Must be made of durable material. Re-usable after auto-clave. Must be auto-clavable.   ","20/month","Each",{"$nulls":15},"Yes"]
[107,null,"Digital Sensors Bite Block for Size 1 intraoral sensor, Bite Wing  Horizontal:  Holding device used in intra-oral Dental Radiography, used for accurate bite postioning of the focal area. Must be made of durable material. Re-usable after auto-clave. Must be auto-clavable.   ","20/month","Each",{"$nulls":15},"Yes"]
[108,null,"Digital Sensors Bite Block for Size 1 intraoral sensor,  Bite Wing  Vertical:  Holding device used in intra-oral Dental Radiography, used for accurate bite postioning of the focal area. Must be made of durable material. Re-usable after auto-clave. Must be auto-clavable.   ","20/month","Each",{"$nulls":15},"Yes"]
[109,null,"Digital Sensors Bite Block for Size 2 intraoral sensor, Bite Wing  Horizontal:  Holding device used in intra-oral Dental Radiography, used for accurate bite postioning of the focal area. Must be made of durable material. Re-usable after auto-clave. Must be auto-clavable.   ","20/month","Each",{"$nulls":15},"Yes"]
[110,null,"Digital Sensors Bite Block for Size 2 intraoral sensor, Bite Wing  Vertical:  Holding device used in intra-oral Dental Radiography, used for accurate bite postioning of the focal area. Must be made of durable material. Re-usable after auto-clave. Must be auto-clavable.   ","20/month","Each",{"$nulls":15},"Yes"]
[111,null,"Digital Sensors Bite Block for Size 1 intraoral sensor, Endo Vertical:  Holding device used in intra-oral Dental Radiography, used for accurate bite postioning of the focal area. Must be made of durable material. Re-usable after auto-clave. Must be auto-clavable. Used for endodontics procedures.","20/month","Each",{"$nulls":15},"Yes"]
[112,null,"Digital Sensors Bite Block for Size 2 intraoral sensor, Endo Horizontal: Holding device used in intra-oral Dental Radiography, used for accurate bite postioning of the focal area. Must be made of durable material. Re-usable after auto-clave. Must be auto-clavable. Used for endodontics procedures.","20/month","Each",{"$nulls":15},"Yes"]
[113,null,"Digital Sensors Bite Block Holder Stretchable Anterior: Holding device used in intra-oral Dental Radiography, used for accurate bite postioning of the focal area. Must be made of durable material. Re-usable after auto-clave. Must be auto-clavable. Must be universal and fit multiple size anterior digital sensors.","20/month","Each",{"$nulls":15},"Yes"]
[114,null,"Digital Sensors Bite Block Holder Stretchable Posterior: Holding device used in intra-oral Dental Radiography, used for accurate bite postioning of the focal area. Must be made of durable material. Re-usable after auto-clave. Must be auto-clavable. Must be universal and fit multiple size posterior digital sensors.","20/month","Each",{"$nulls":15},"Yes"]
[115,null,"Digital Sensors Bite Block Holder Stretchable Bitewing: Holding device used in intra-oral Dental Radiography, used for accurate bite postioning of the focal area. Must be made of durable material. Re-usable after auto-clave. Must be auto-clavable. Must be universal and fit multiple size 2 bitewing digital sensors.","20/month","Each",{"$nulls":15},"Yes"]
[116,null,"RINN XCP DS Fit Replacement Silicone Bands Short:  Used for support of the sensors, made of silicone material, used for posterior vertical bite wing and size 0. ","20/month","Each",{"$nulls":15},"Yes"]
[117,null,"RINN XCP DS Fit Replacement Silicone Bands Long:  Used for support of the sensors, made of silicone material, used for anterior, anterior-thin and horizontal bite wing. ","20/month","Each",{"$nulls":15},"Yes"]
[118,null," XCP BAI Aiming Arm Anterior: Holder for the aiming device and bite block. Used for accurate positioning of the intra-oral Radiography. Must be made of stainless steel and must be auto-clavable.","20/month","Each",{"$nulls":15},"Yes"]
[119,null,"XCP BAI Aiming Arm Posterior: Holder for the aiming device and bite block. Used for accurate positioning of the intra-oral Radiography. Must be made of stainless steel and must be auto-clavable.","20/month","Each",{"$nulls":15},"Yes"]
[120,null,"XCP BAI Aiming Arm for Bite Wing: Holder for the aiming device and bite block. Used for accurate positioning of the intra-oral Radiography. Must be made of stainless steel and must be auto-clavable. Used for Bite Wing procedures. ","20/month","Each",{"$nulls":15},"Yes"]
[121,null,"Digital Sensor Aiming Ring Anterior: Aiming device used in intra-oral Dental Radiography, used to guide the radiation beam to the focal area. Must be made of durable material. Individually packed. Re-usable after auto-clave. Must be auto-clavable.   ","20/month","Each",{"$nulls":15},"Yes"]
[122,null,"Digital Sensor Aiming Ring Posterior: Aiming device used in intra-oral Dental Radiography, used to guide the radiation beam to the focal area. Must be made of durable material. Re-usable after auto-clave. Must be auto-clavable.   ","20/month","Each",{"$nulls":15},"Yes"]
[123,null,"Digital Sensor Aiming Ring Bite Wing: Aiming device used in intra-oral Dental Radiography, used to guide the radiation beam to the focal area. Must be made of durable material. Re-usable after auto-clave. Must be auto-clavable.   ","20/month","Each",{"$nulls":15},"Yes"]
[124,null,"Digital Sensor Aiming Ring Endodontic: Aiming device used in intra-oral Dental Radiography, used to guide the radiation beam to the focal area. Must be made of durable material. Re-usable after auto-clave. Must be auto-clavable.   ","20/month","Each",{"$nulls":15},"Yes"]
[125,null,"Radiation Protective aprons of 0.25mmPb equivalent: Single sided: Sizes: X-Large (metric measurements to be specified by tenderer), length of the sizes to be specified, different colours to be specified, covering to be waterproof, stain resitant and easy to clean. State your covering material, state type of fasterners used, state if you use shoulders pads, per apron. Lead (Pb) equivalent must be clearly labelled on the outside of each apron.Bidders to qoute separately for diffent design and sizes.","5/Month","Each",{"$nulls":15},"Yes"]
["Total Quoted Value",{"$nulls":19},0]

{"sheet":"Prosthetics","index":3,"n_rows":782,"n_cols":12,"rows_kept":782,"hidden":true,"merged":[[0,0,0,11],[2,0,2,11],[3,1,3,11],[40,1,40,11],[172,1,172,2],[205,1,205,2],[238,1,238,11],[331,1,331,11],[335,1,335,11],[337,1,337,11],[399,0,399,11],[400,1,400,11],[433,1,433,11],[550,1,550,2],[564,0,564,11],[585,1,585,11],[598,1,598,11],[602,1,602,11],[609,1,609,11],[634,1,634,11],[642,1,642,11],[645,1,645,11],[656,1,656,11],[688,1,688,11],[703,0,703,11],[704,1,704,11],[710,1,710,11],[713,1,713,11],[719,1,719,11],[724,1,724,11],[733,1,733,11],[735,1,735,11],[744,1,744,11],[750,0,750,11],[754,1,754,11],[766,1,766,11]]}
["DRAFT TENDER SPECIFICATION FOR THE SUPPLY OF  PROSTHETIC CONSUMABLES  TO GAUTENG HOSPITALS FOR A PERIOD OF 3 YEARS"]
["Item No.","Material Number","Item Description","Estimated Usage","Unit of Measure","Quantity per Unit of Measure","Unit of Packaging","Quantity per Unit of Packaging","Local Content Minimum Threshold","Imported (Yes/No)","Locally Manufactured (Yes/No)","Comments"]
[]
["ITEM 1","ABOVE KNEE KITS"]
["ITEM 1.1",184177,"Complete AK kit consisting of the following\nSach foot, sizes 22 Left, Flesh, Ankle adaptor, AK Tube, Tube clamp, Rotator connecter three prong,     Safety Knee 3 R 15 with extension assist, Foam cover 3 R 6, External Assist, plastic foot plate and  Cosmetic stocking 99 13 14.\nPackaging requirements: Per kit      \n\n                                                                                    ","300 over range of sizes","Per kit"]
[null,"Spec wrong on system - change spec for whole of item 1","Kit, safety knee, above knee, complete, for lower prosthesis, sach foot size 22 left, flesh colour, ankle adapter, above knee (AK) tube, tube clamp, rotator connector 4 R 37, knee 3 R 15, three prong, wooden socket block 5 R1=2, foam cover 3 R 6, external assist, cosmetic stocking 99 13 14"]
["ITEM 1.2","166201 / 165201","Complete AK kit consisting of the following\nSach foot, sizes 23 Left, Flesh, Ankle adaptor, AK Tube, Tube clamp, Rotator connector three prong,    Safety Knee 3 R 15 with extension assist, Foam cover 3 R 6, External Assist, plastic foot plate and  Cosmetic stocking 99 13 14.\nPackaging requirements: Per kit                                                                                    ","300 over range of sizes","Per kit"]
[null,null,"Kit, safety knee, above knee, complete, for lower prosthesis, sach foot size 23 left, flesh colour, ankle adapter, above knee (AK) tube, tube clamp, rotator connector three prong, knee 3 R 15, wooden socket block 5 R1=2, foam cover 3 R 6, external assist, cosmetic stocking 99 13 14"]
["ITEM 1.3",184184,"Complete AK kit consisting of the following\nSach foot, sizes 24 Left, Flesh, Ankle adaptor, AK Tube, Tube clamp, Rotator connecter three prong,    Safety Knee 3 R 15 with extension assist, Foam cover 3 R 6, External Assist, plastic foot plate and Cosmetic stocking 99 13 14.\nPackaging requirements: Per kit                                                                                    ","300 over range of sizes","Per kit"]
["ITEM 1.4",184185,"Complete AK kit consisting of the following\nSach foot, sizes 25 Left, Flesh, Ankle adaptor, AK Tube, Tube clamp, Rotator connecter three prong,    Safety Knee 3 R 15 with extension assist, Foam cover 3 R 6, External Assist, plastic foot plate and Cosmetic stocking 99 13 14.\nPackaging requirements: Per kit                                                                                                         ","300 over range of sizes","Per kit"]
["ITEM 1.5",184186,"Complete AK kit consisting of the following\nSach foot, sizes 26 Left, Flesh, Ankle adaptor, AK Tube, Tube clamp, Rotator connecter three prong,    Safety Knee 3 R 15 with extension assist, Foam cover 3 R 6, External Assist, plastic foot plate and Cosmetic stocking 99 13 14.\nPackaging requirements: Per kit                                                                           ","300 over range of sizes","Per kit"]
["ITEM 1.6",184187,"Complete AK kit consisting of the following\nSach foot, sizes 27 Left, Flesh, Ankle adaptor, AK Tube, Tube clamp, Rotator connecter three prong,   Safety Knee 3 R 15 with extension assist, Foam cover 3 R 6, External Assist, plastic foot plate and Cosmetic stocking 99 13 14. \nPackaging requirements: Per kit\n","300 over range of sizes","Per kit"]
["ITEM 1.7",184188,"Complete AK kit consisting of the following\nSach foot, sizes 28 Left, Flesh, Ankle adaptor, AK Tube, Tube clamp, Rotator connecter three prong,    Safety Knee 3 R 15 with extension assist, Foam cover 3 R 6, External Assist, plastic foot plate and Cosmetic stocking 99 13 14.\nPackaging requirements: Per kit                                                                                              ","300 over range of sizes","Per kit"]
["ITEM 1.8",184189,"Complete AK kit consisting of the following\nSach foot, sizes 29 Left, Flesh, Ankle adaptor, AK Tube, Tube clamp, Rotator connecter three prong,    Safety Knee 3 R 15 with extension assist, Foam cover 3 R 6, External Assist, plastic foot plate and  Cosmetic stocking 99 13 14.\nPackaging requirements: Per kit                                                                                     ","300 over range of sizes","Per kit"]
["ITEM 1.9",184190,"Complete AK kit consisting of the following\nSach foot, sizes 22 Right, Flesh, Ankle adaptor, AK Tube, Tube clamp, Rotator connecter three prong, Safety Knee 3 R 15 with extension assist, Foam cover 3 R 6, External Assist, plastic foot plate and Cosmetic stocking 99 13 14.\nPackaging requirements: Per kit                                                                                ","300 over range of sizes","Per kit"]
["ITEM 1.10",165203,"Complete AK kit consisting of the following\nSach foot, sizes 23 Right, Flesh, Ankle adaptor, AK Tube, Tube clamp, Rotator connecter three prong, Safety Knee 3 R 15 with extension assist, Foam cover 3 R 6, External Assist, plastic foot plate and Cosmetic stocking 99 13 14.\nPackaging requirements: Per kit                                                                                                     ","300 over range of sizes","Per kit"]
[" ITEM 1.11",184191,"Complete AK kit consisting of the following\nSach foot, sizes 24 Right, Flesh, Ankle adaptor, AK Tube, Tube clamp, Rotator connecter three prong, Safety Knee 3 R 15 with extension assist, Foam cover 3 R 6, External Assist, plastic foot plate and Cosmetic stocking 99 13 14.\nPackaging requirements: Per kit                                                                                          ","300 over range of sizes","Per kit"]
["ITEM 1.12",184192,"Complete AK kit consisting of the following\nSach foot, sizes 25 Right, Flesh, Ankle adaptor, AK Tube, Tube clamp, Rotator connecter three prong, Safety Knee 3 R 15 with extension assist, Foam cover 3 R 6, External Assist, plastic foot plate and Cosmetic stocking 99 13 14.\nPackaging requirements: Per kit      ","300 over range of sizes","Per kit"]
["ITEM 1.13",184193,"Complete AK kit consisting of the following\nSach foot, sizes 26 Right, Flesh, Ankle adaptor, AK Tube, Tube clamp, Rotator connecter three prong, Safety Knee 3 R 15 with extension assist, Foam cover 3 R 6, External Assist, plastic foot plate and Cosmetic stocking 99 13 14.\nPackaging requirements: Per kit                                                                                             ","300 over range of sizes","Per kit"]
["ITEM 1.14",184194,"Complete AK kit consisting of the following\nSach foot, sizes 27 Right, Flesh, Ankle adaptor, AK Tube, Tube clamp, Rotator connecter three prong, Safety Knee 3 R 15 with extension assist, Foam cover 3 R 6, External Assist, plastic foot plate and Cosmetic stocking 99 13 14.\nPackaging requirements: Per kit  \n\n\n","300 over range of sizes","Per kit"]
["ITEM 1.15",184195,"Complete AK kit consisting of the following\nSach foot, sizes 28 Right, Flesh, Ankle adaptor, AK Tube, Tube clamp, Rotator connecter three prong, Safety Knee 3 R 15 with extension assist, Foam cover 3 R 6, External Assist, plastic foot plate and Cosmetic stocking 99 13 14.\nPackaging requirements: Per kit                                                                                        ","300 over range of sizes","Per kit"]
["ITEM 1.16",184196,"Complete AK kit consisting of the following\nSach foot, sizes 29 Right, Flesh, Ankle adaptor, AK Tube, Tube clamp, Rotator connecter three prong, Safety Knee 3 R 15 with extension assist, Foam cover 3 R 6, External Assist, plastic foot plate and Cosmetic stocking 99 13 14.\nPackaging requirements: Per kit  ","300 over range of sizes","Per kit"]
["ITEM 1.17",184197,"Complete AK kit consisting of the following\nSach foot, sizes 22 Left, Negroid, Ankle adaptor, AK Tube, Tube clamp, Rotator connecter three prong, Safety Knee 3 R 15 with extension assist, Foam cover 3 R 6, External Assist, plastic foot plate and Cosmetic stocking 99 13 14.\nPackaging requirements: Per kit \n","300 over range of sizes","Per kit"]
["ITEM 1.18",165202,"Complete AK kit consisting of the following\nSach foot, sizes 23 Left, Negroid, Ankle adaptor, AK Tube, Tube clamp, Rotator connecter three prong, Safety Knee 3 R 15 with extension assist, Foam cover 3 R 6, External Assist, plastic foot plate and Cosmetic stocking 99 13 14.\nPackaging requirements: Per kit                                                                              ","300 over range of sizes","Per kit"]
["ITEM 1.19",184198,"Complete AK kit consisting of the following\nSach foot, sizes 24 Left, Negroid, Ankle adaptor, AK Tube, Tube clamp, Rotator connecter three prong, Safety Knee 3 R 15 with extension assist, Foam cover 3 R 6, External Assist, plastic foot plate and Cosmetic stocking 99 13 14.\nPackaging requirements: Per kit                                                                                                ","300 over range of sizes","Per kit"]
["ITEM 1.20",184199,"Complete AK kit consisting of the following\nSach foot, sizes 25 Left, Negroid, Ankle adaptor, AK Tube, Tube clamp, Rotator connecter three prong, Safety Knee 3 R 15 with extension assist, Foam cover 3 R 6, External Assist, plastic foot plate and Cosmetic stocking 99 13 14.\nPackaging requirements: Per kit                                                                                                                        ","300 over range of sizes","Per kit"]
["ITEM 1.21",184200,"Complete AK kit consisting of the following\nSach foot, sizes 26 Left, Negroid, Ankle adaptor, AK Tube, Tube clamp, Rotator connecter three prong, Safety Knee 3 R 15 with extension assist, Foam cover 3 R 6, External Assist, plastic foot plate and Cosmetic stocking 99 13 14.\nPackaging requirements: Per kit                                                                                             ","300 over range of sizes","Per kit"]
["ITEM 1.22",184201,"Complete AK kit consisting of the following\nSach foot, sizes 27 Left, Negroid, Ankle adaptor, AK Tube, Tube clamp, Rotator connecter three prong, Safety Knee 3 R 15 with extension assist, Foam cover 3 R 6, External Assist, plastic foot plate and  Cosmetic stocking 99 13 14.\nPackaging requirements: Per kit                                                                            ","300 over range of sizes","Per kit"]
["ITEM 1.23",184202,"Complete AK kit consisting of the following\nSach foot, sizes 28 Left, Negroid, Ankle adaptor, AK Tube, Tube clamp, Rotator connecter three prong, Safety Knee 3 R 15 with extension assist, Foam cover 3 R 6, External Assist, plastic foot plate and Cosmetic stocking 99 13 14.\nPackaging requirements: Per kit                                                                                 ","300 over range of sizes","Per kit"]
["ITEM 1.24",184203,"Complete AK kit consisting of the following\nSach foot, sizes 29 Left, Negroid, Ankle adaptor, AK Tube, Tube clamp, Rotator connecter three prong, Safety Knee 3 R 15 with extension assist, Foam cover 3 R 6, External Assist, plastic foot plate and Cosmetic stocking 99 13 14. \nPackaging requirements: Per kit                                                                               ","300 over range of sizes","Per kit"]
["ITEM 1.25",184204,"Complete AK kit consisting of the following\nSach foot, sizes 22 Right, Negroid, Ankle adaptor, AK Tube, Tube clamp, Rotator connecter three prong, Safety Knee 3 R 15 with extension assist, Foam cover 3 R 6, External Assist, plastic foot plate and Cosmetic stocking 99 13 14.\nPackaging requirements: Per kit                                                                                                                         ","300 over range of sizes","Per kit"]
["ITEM 1.26",165204,"Complete AK kit consisting of the following\nSach foot, sizes 23 Right, Negroid, Ankle adaptor, AK Tube, Tube clamp, Rotator connecter three prong, Safety Knee 3 R 15 with extension assist, Foam cover 3 R 6, External Assist, plastic foot plate and Cosmetic stocking 99 13 14.\nPackaging requirements: Per kit                                                                                      ","300 over range of sizes","Per kit"]
["ITEM 1.27",184205,"Complete AK kit consisting of the following\nSach foot, sizes 24 Right, Negroid, Ankle adaptor, AK Tube, Tube clamp, Rotator connecter three prong, Safety Knee 3 R 15 with extension assist, Foam cover 3 R 6, External Assist, plastic foot plate and Cosmetic stocking 99 13 14.\nPackaging requirements: Per kit                                                                                        ","300 over range of sizes","Per kit"]
["ITEM 1.28",184206,"Complete AK kit consisting of the following\nSach foot, sizes 25 Right, Negroid, Ankle adaptor, AK Tube, Tube clamp, Rotator connecter three prong, Safety Knee 3 R 15 with extension assist, Foam cover 3 R 6, External Assist, plastic foot plate and Cosmetic stocking 99 13 14.\nPackaging requirements: Per kit                                                                                                                     ","300 over range of sizes","Per kit"]
["ITEM 1.29",184207,"Complete AK kit consisting of the following\nSach foot, sizes 26 Right, Negroid, Ankle adaptor, AK Tube, Tube clamp, Rotator connecter three prong, Safety Knee 3 R 15 with extension assist, Foam cover 3 R 6, External Assist, plastic foot plate and Cosmetic stocking 99 13 14.\nPackaging requirements: Per kit                                                                                ","300 over range of sizes","Per kit"]
["ITEM 1.30",184208,"Complete AK kit consisting of the following\nSach foot, sizes 27 Right, Negroid, Ankle adaptor, AK Tube, Tube clamp, Rotator connecter three prong, Safety Knee 3 R 15 with extension assist, Foam cover 3 R 6, External Assist, plastic foot plate and Cosmetic stocking 99 13 14.\nPackaging requirements: Per kit                                                                                    ","300 over range of sizes","Per kit"]
["ITEM 1.31",184209,"Complete AK kit consisting of the following\nSach foot, sizes 28 Right, Negroid, Ankle adaptor, AK Tube, Tube clamp, Rotator connecter three prong, Safety Knee 3 R 15 with extension assist, Foam cover 3 R 6, External Assist, plastic foot plate and Cosmetic stocking 99 13 14.\nPackaging requirements: Per kit                                                                                               ","300 over range of sizes","Per kit"]
["ITEM 1.32",184210,"Complete AK kit consisting of the following\nSach foot, sizes 29 Right, Negroid, Ankle adaptor, AK Tube, Tube clamp, Rotator connecter three prong, Safety Knee 3 R 15 with extension assist, Foam cover 3 R 6, External Assist, plastic foot plate and Cosmetic stocking 99 13 14.\nPackaging requirements: Per kit                                                                                                ","300 over range of sizes","Per kit"]
["ITEM 1.33",126744,"Complete AK kit for children consisting of the following                                                            Made to a specific child's needs.                                                                                                                                             Sach foot,  Ankle adaptor, AK Tube, Tube clamp, Rotator connecter three prong, Safety Knee 3 R 38, Foam cover, External Assist, and Cosmetic stocking.  \nPackaging requirements: Per kit                                                                                                  ",10,"Per kit"]
[null,"Spec wrong on system","Kit, knee, through knee, complete, AK, made to a specific child's needs, sach foot, ankle adaptor, above knee (AK) tube, tube clamp, rotator connector three prong, safety knee 3 R 38, foam cover, external assist, cosmetic stocking, GT/GDH/87/2009/GT/GDH/103/2017"]
["ITEM 2","BELOW KNEE KITS"]
["ITEM 2.1",184211,"Complete BK kit consisting of the following\nSach foot, sizes 22 Left, Flesh, Ankle adapter, Sach foot Bolt, BK Tube, Tube clamp Adapter, Socket Adaptor with pyramid, Cosmetic stocking 99 B16, plastic foot plate and BK Foam Cover. \nPackaging requirements: Per kit                                                                                                         ","400 over range of sizes","Per kit"]
[null,"Spec wrong on system - change spec for whole of item 2","Kit, safety knee, below knee, complete, for lower prosthesis, sach foot size 22 left, flesh colour, ankle adapter, sach foot bolt, below knee (BK) tube, tube clamp adapter, socket adapter with pyramid, BK foam cover, cosmetic stocking 99 B16"]
["ITEM 2.2",165205,"Complete BK kit consisting of the following\nSach foot, sizes 23 Left, Flesh, Ankle adapter, Sach foot Bolt, BK Tube, Tube clamp Adapter, Socket Adaptor with pyramid, Cosmetic stocking 99 B16, plastic foot plate and BK Foam Cover.\nPackaging requirements: Per kit                                                                                              ","400 over range of sizes","Per kit"]
["ITEM 2.3",184212,"Complete BK kit consisting of the following\nSach foot, sizes 24 Left, Flesh,  Ankle adapter, Sach foot Bolt, BK Tube, Tube clamp Adapter, Socket Adaptor with pyramid, Cosmetic stocking 99 B16, plastic foot plate and BK Foam Cover.\nPackaging requirements: Per kit                                                                                                          ","400 over range of sizes","Per kit"]
["ITEM 2.4",184213,"Complete BK kit consisting of the following\nSach foot, sizes 25 Left, Flesh, Ankle adapter, Sach foot Bolt, BK Tube, Tube clamp Adapter, Socket Adaptor with pyramid, Cosmetic stocking 99 B16, plastic foot plate and BK Foam Cover.\nPackaging requirements: Per kit                                                                                                                                 ","400 over range of sizes","Per kit"]
["ITEM 2.5",184214,"Complete BK kit consisting of the following\nSach foot, sizes 26 Left, Flesh, Ankle adapter, Sach foot Bolt, BK Tube, Tube clamp Adapter, Socket Adaptor with pyramid, Cosmetic stocking 99 B16, plastic foot plate and BK Foam Cover.\nPackaging requirements: Per kit                                                                                                                ","400 over range of sizes","Per kit"]
["ITEM 2.6",184215,"Complete BK kit consisting of the following\nSach foot, sizes 27 Left, Flesh, Ankle adapter, Sach foot Bolt, BK Tube, Tube clamp Adapter, Socket Adaptor with pyramid, Cosmetic stocking 99 B16, plastic foot plate and BK Foam Cover.\nPackaging requirements: Per kit                                                                                                                   ","400 over range of sizes","Per kit"]
["ITEM 2.7",184216,"Complete BK kit consisting of the following\nSach foot, sizes 28 Left, Flesh, Ankle adapter, Sach foot Bolt, BK Tube, Tube clamp Adapter, Socket Adaptor with pyramid, Cosmetic stocking 99 B16, plastic foot plate and BK Foam Cover. \nPackaging requirements: Per kit                                                                                                                 ","400 over range of sizes","Per kit"]
["ITEM 2.8",184217,"Complete BK kit consisting of the following\nSach foot, sizes 29 Left, Flesh, Ankle adapter, Sach foot Bolt, BK Tube, Tube clamp Adapter, Socket Adaptor with pyramid, Cosmetic stocking 99 B16, plastic foot plate and BK Foam Cover.\nPackaging requirements: Per kit                                                                                                                                    ","400 over range of sizes","Per kit"]
["ITEM 2.9",184218,"Complete BK kit consisting of the following\nSach foot, sizes 22 Right, Flesh, Ankle adapter, Sach foot Bolt, BK Tube, Tube clamp Adapter, Socket Adaptor with pyramid, Cosmetic stocking 99 B16, plastic foot plate and BK Foam Cover.\nPackaging requirements: Per kit                                                                                                              ","400 over range of sizes","Per kit"]
["ITEM 2.10",165207,"Complete BK kit consisting of the following\nSach foot, sizes 23 Right, Flesh, Ankle adapter, Sach foot Bolt, BK Tube, Tube clamp Adapter, Socket Adaptor with pyramid, Cosmetic stocking 99 B16, plastic foot plate and BK Foam Cover.\nPackaging requirements: Per kit                                                                                                                 ","400 over range of sizes","Per kit"]
["ITEM 2.11",184219,"Complete BK kit consisting of the following\nSach foot, sizes 24 Right, Flesh, Ankle adapter, Sach foot Bolt, BK Tube, Tube clamp Adapter, Socket Adaptor with pyramid, Cosmetic stocking 99 B16, plastic foot plate and BK Foam Cover.\nPackaging requirements: Per kit                                                                                                                                   ","400 over range of sizes","Per kit"]
["ITEM 2.12",184220,"Complete BK kit consisting of the following\nSach foot, sizes 25 Right, Flesh, Ankle adapter, Sach foot Bolt, BK Tube, Tube clamp Adapter, Socket Adaptor with pyramid, Cosmetic stocking 99 B16, plastic foot plate and BK Foam Cover.\nPackaging requirements: Per kit                                                                                                                                      ","400 over range of sizes","Per kit"]
["ITEM 2.13",184221,"Complete BK kit consisting of the following\nSach foot, sizes 26 Right, Flesh, Ankle adapter, Sach foot Bolt, BK Tube, Tube clamp Adapter, Socket Adaptor with pyramid, Cosmetic stocking 99 B16, plastic foot plate and BK Foam Cover.\nPackaging requirements: Per kit                                                                                                                 ","400 over range of sizes","Per kit"]
["ITEM 2.14",184222,"Complete BK kit consisting of the following\nSach foot, sizes 27 Right, Flesh, Ankle adapter, Sach foot Bolt, BK Tube, Tube clamp Adapter, Socket Adaptor with pyramid, Cosmetic stocking 99 B16, plastic foot plate and BK Foam Cover.\nPackaging requirements: Per kit                                                                                                      ","400 over range of sizes","Per kit"]
["ITEM 2.15",184242,"Complete BK kit consisting of the following\nSach foot, sizes 28 Right, Flesh, Ankle adapter, Sach foot Bolt, BK Tube, Tube clamp Adapter, Socket Adaptor with pyramid, Cosmetic stocking 99 B16, plastic foot plate and BK Foam Cover.\nPackaging requirements: Per kit                                                                                                                ","400 over range of sizes","Per kit"]
["ITEM 2.16",184243,"Complete BK kit consisting of the following\nSach foot, sizes 29 Right, Flesh, Ankle adapter, Sach foot Bolt, BK Tube, Tube clamp Adapter, Socket Adaptor with pyramid, Cosmetic stocking 99 B16, plastic foot plate and BK Foam Cover.\nPackaging requirements: Per kit                                                                                 ","400 over range of sizes","Per kit"]
["ITEM 2.17",184244,"Complete BK kit consisting of the following\nSach foot, sizes 22 Left, Negroid, Ankle adapter, Sach foot Bolt, BK Tube, Tube clamp Adapter, Socket Adaptor with pyramid, Cosmetic stocking 99 B16, plastic foot plate and BK Foam Cover.\nPackaging requirements: Per kit                                                                                                                                             ","400 over range of sizes","Per kit"]
["ITEM 2.18",165206,"Complete BK kit consisting of the following\nSach foot, sizes 23 Left, Negroid, Ankle adapter, Sach foot Bolt, BK Tube, Tube clamp Adapter, Socket Adaptor with pyramid, Cosmetic stocking 99 B16, plastic foot plate and BK Foam Cover.\nPackaging requirements: Per kit                                                                                                 ","400 over range of sizes","Per kit"]
["ITEM 2.19",184247,"Complete BK kit consisting of the following\nSach foot, sizes 24 Left, Negroid, Ankle adapter, Sach foot Bolt, BK Tube, Tube clamp Adapter, Socket Adaptor with pyramid, Cosmetic stocking 99 B16, plastic foot plate and BK Foam Cover.\nPackaging requirements: Per kit                                                                                                     ","400 over range of sizes","Per kit"]
["ITEM 2.20",184248,"Complete BK kit consisting of the following\nSach foot, sizes 25 Left, Negroid, Ankle adapter, Sach foot Bolt, BK Tube, Tube clamp Adapter, Socket Adaptor with pyramid, Cosmetic stocking 99 B16, plastic foot plate and BK Foam Cover.\nPackaging requirements: Per kit                                                                                                    ","400 over range of sizes","Per kit"]
["ITEM 2.21",184250,"Complete BK kit consisting of the following\nSach foot, sizes 26 Left, Negroid, Ankle adapter, Sach foot Bolt, BK Tube, Tube clamp Adapter, Socket Adaptor with pyramid, Cosmetic stocking 99 B16, plastic foot plate and BK Foam Cover.\nPackaging requirements: Per kit                                                                                                   ","400 over range of sizes","Per kit"]
["ITEM 2.22",184253,"Complete BK kit consisting of the following\nSach foot, sizes 27 Left, Negroid, Ankle adapter, Sach foot Bolt, BK Tube, Tube clamp Adapter, Socket Adaptor with pyramid, Cosmetic stocking 99 B16, plastic foot plate and BK Foam Cover.\nPackaging requirements: Per kit                                                                                                                                   ","400 over range of sizes","Per kit"]
["ITEM 2.23",184254,"Complete BK kit consisting of the following\nSach foot, sizes 28 Left, Negroid, Ankle adapter, Sach foot Bolt, BK Tube, Tube clamp, Adapter, Socket Adaptor with pyramid, Cosmetic stocking 99 B16, plastic foot plate and BK Foam Cover.\nPackaging requirements: Per kit                                                                                                                                          ","400 over range of sizes","Per kit"]
["ITEM 2.24",184255,"Complete BK kit consisting of the following\nSach foot, sizes 29 Left, Negroid, Ankle adapter, Sach foot Bolt, BK Tube, Tube clamp Adapter, Socket Adaptor with pyramid,C osmetic stocking 99 B16, plastic foot plate and BK Foam Cover.     \nPackaging requirements: Per kit                                                                                                                                ","400 over range of sizes","Per kit"]
["ITEM 2.25",184256,"Complete BK kit consisting of the following\nSach foot, sizes 22 Right, Negroid, Ankle adapter, Sach foot Bolt, BK Tube, Tube clamp Adapter, Socket Adaptor with pyramid, Cosmetic stocking 99 B16, plastic foot plate and BK Foam Cover.\nPackaging requirements: Per kit                                                                                                             ","400 over range of sizes","Per Kit"]
["ITEM 2.26",165208,"Complete BK kit consisting of the following\nSach foot, sizes 23 Right, Negroid, Ankle adapter, Sach foot Bolt, BK Tube, Tube clamp Adapter, Socket Adaptor with pyramid, Cosmetic stocking 99 B16, plastic foot plate and BK Foam Cover.\nPackaging requirements: Per kit                                                                                                                 ","218 over range of sizes","Per Kit"]
["ITEM 2.27",184262,"Complete BK kit consisting of the following\nSach foot, sizes 24 Right, Negroid, Ankle adapter, Sach foot Bolt, BK Tube, Tube clamp Adapter, Socket Adaptor with pyramid, Cosmetic stocking 99 B16, plastic foot plate and BK Foam Cover.\nPackaging requirements: Per kit                                                                                                                    ","218 over range of sizes","Per kit"]
["ITEM 2.28",184263,"Complete BK kit consisting of the following\nSach foot, sizes 25 Right, Negroid, Ankle adapter, Sach foot Bolt, BK Tube, Tube clamp, Adapter, Socket Adaptor with pyramid, Cosmetic stocking 99 B16, plastic foot plate and BK Foam Cover.\nPackaging requirements: Per kit                                                                                                  ","218 over range of sizes","Per kit"]
["ITEM 2.29",184264,"Complete BK kit consisting of the following\nSach foot sizes 26 Right, Negroid, Ankle adapter, Sach foot Bolt, BK Tube, Tube clamp Adapter, Socket Adaptor with pyramid, Cosmetic stocking 99 B16, plastic foot plate and BK Foam Cover.\nPackaging requirements: Per kit                                                                                                                         ","218 over range of sizes","Per kit"]
["ITEM 2.30",184268,"Complete BK kit consisting of the following\nSach foot, sizes 27 Right, Negroid, Ankle adapter, Sach foot Bolt, BK Tube, Tube clamp Adapter, Socket Adaptor with pyramid, Cosmetic stocking 99 B16, plastic foot plate and BK Foam Cover.\nPackaging requirements: Per kit                                                                                                    ","218 over range of sizes","Per kit"]
["ITEM 2.31",184269,"Complete BK kit consisting of the following\nSach foot, sizes 28 Right, Negroid, Ankle adapter, Sach foot Bolt, BK Tube, Tube clamp Adapter, Socket Adaptor with pyramid, Cosmetic stocking 99 B16, plastic foot plate and BK Foam Cover.\nPackaging requirements: Per kit                                                                                                         ","218 over range of sizes","Per kit"]
["ITEM 2.32",184270,"Complete BK kit consisting of the following\nSach foot, sizes 29 Right, Negroid, Ankle adapter, Sach foot Bolt, BK Tube, Tube clamp Adapter, Socket Adaptor with pyramid, Cosmetic stocking 99 B16, plastic foot plate and BK Foam Cover.\nPackaging requirements: Per kit                                                                                                                ","218 over range of sizes","Per kit"]
["ITEM 2.33",126693,"Complete BK kit consisting of the following:                                                                                   Made to a specific child's needs.                                                                                                                                                     Sach foot, Ankle adapter, Sach foot Bolt, BK Tube, Tube clamp Adapter, Socket Adaptor with pyramid, Cosmetic stocking and BK Foam Cover.\nPackaging requirements: Per kit                                                                                                         ",3,"Per kit"]
[null,"Spec wrong on system","Kit, knee, below knee, complete, made to a specific child's need, sach foot, ankle adapter, sach foot bolt, below knee (BK) tube, tube clamp adapter, socket adapter with pyramid, BK foam cover, cosmetic stocking, GT/GDH/87/2009"]
["ITEM 2.34","113299 Change spec","Complete TK kit consisting of the following:                                                                                                      Made to a specific child's needs.                                                                                                                                                      Sach foot, Ankle adaptor, AK Tube, Tube clamp, Rotator connecter, Safety TK Knee 3 R 67 (4 bar linkage), Wooden socket block, Foam cover, plastic foot plate External Assist and Cosmetic stocking.\nPackaging requirements: Per kit                                                                                                               ",2,"Per kit"]
[null,"Spec wrong on system","Knee, modualr child TK-4POC, alluminium alloy material, 160mm overall length, 522 gm unit weight, 155° maximum flexion angle"]
["ITEM 3"]
["ITEM 4"]
["ITEM 4.1",126694,"Three prong socket adapter                                                                                                          Stainless steel with adjustable pyramid                                                                                                                                                                                                                                                                                        Weight: 130g  System height: 5mm                                                                                                                                                                      Packaging requirement: Per item                                                                                                                      ",100,"Per item"]
[null,"Spec wrong on system","Socket, adapter, three prong with rotable socket adapter, 130g weight, 5mm height, stainless steel,"]
["ITEM 4.2",126695,"Three prong socket adapter                                                                                                          Stainless steel with rotable socket adapter                                                                                                                   Weight: 155g   System height: 44mm                                                                                                                   Packaging requirement: Per item                                                                                                             ",65,"Per item"]
[null,"Spec wrong on system","Socket, adapter, three prong with ratable socket adapter, 155g weight, 44mm height, stainless steel,"]
["ITEM 5","PLASTIC PLATE"]
["ITEM 5.1",163293,"Plastic plate / connection cap \nPlastic molded to fit foot\nAdaptor 2,5mm\nPackaging requirements: Per plate                                                                                                            ","10 over range of sizes","Per plate"]
["ITEM 5.2.1",126696,"Plastic plate / connection cap to fit a single axis foot                                                                       Size: 23 cm                                                                                                                                                                       Packaging requirement: Per plate                                                                                                          ","10 over range of sizes","Per plate"]
["ITEM 5.2.2",126697,"Plastic plate / connection cap to fit a single axis foot                                                                       Size: 24 cm                                                                                                                                                                        Packaging requirement: Per plate                                                                                                        ","10 over range of sizes","Per plate"]
["ITEM 5.2.3",126698,"Plastic plate / connection cap to fit a single axis foot                                                                       Size: 25 cm                                                                                                                                    Packaging requirement: Per plate                                                                                       ","10 over range of sizes","Per plate"]
["ITEM 5.2.4",126699,"Plastic plate / connection cap to fit a single axis foot                                                                       Size: 26 cm                                                                                                                                                                        Packaging requirement: Per plate                                                                                                        ","10 over range of sizes","Per plate"]
["ITEM 5.2.5",126702,"Plastic plate / connection cap to fit a single axis foot                                                                       Size: 27 cm                                                                                                                                                                          Packaging requirement ","10 over range of sizes","Per plate"]
["ITEM 5.2.6",126703,"Plastic plate / connection cap to fit a single axis foot                                                                       Size: 28 cm                                                                                                                                                                       Packaging requirement: Per plate                                                                                       ",0,"Per plate"]
["ITEM 5.2.7",126704,"Plastic plate / connection cap to fit a single axis foot                                                                      Size: 29 cm                                                                                                                                                                       Packaging requirement: Per plate                                                                                 ",0,"Per plate"]
["ITEM 6.1","SACH FOOT"]
["ITEM 6.1.1",184275,"Sach foot  \nEnclosed med, Pedilon heel wedge.                                                                                                                                  Colour: Flesh. Heel height: 10mm - 18mm                                                                                                        Dimensions: Sizes 19 Left\nPackaging requirements: Per foot                                                                                    ","100 over range of sizes","Per foot"]
["ITEM 6.1.2",184276,"Sach foot  \nEnclosed med, Pedilon heel wedge.                                                                                                                                  Colour: Flesh. Heel height: 10mm - 18mm\nDimensions: Sizes 20 Left                                                                                                                                         Packaging requirements: Per foot                                                                                                             ","100 over range of sizes","Per foot"]
["ITEM 6.1.3",184277,"Sach foot  \nEnclosed med, Pedilon heel wedge.                                                                                                                                  Colour: Flesh. Heel height: 10mm - 18mm\nDimensions: Sizes 21 Left                                                                                                                                          Packaging requirements: Per foot                                                                                       ","100 over range of sizes","Per foot"]
["ITEM 6.1.4",184278,"Sach foot  \nEnclosed med, Pedilon heel wedge.                                                                                                                                  Colour: Flesh. Heel height: 10mm - 18mm\nDimensions: Sizes 22 Left                                                                                                                                         Packaging requirements: Per foot                                                                                                          ","100 over range of sizes","Per foot"]
["ITEM 6.1.5",163295,"Sach foot  \nEnclosed med, Pedilon heel wedge.                                                                                                                                  Colour: Flesh. Heel height: 10mm - 18mm\nDimensions: Sizes 23 Left                                                                                                                                        Packaging requirements: Per foot                                                                                                        ","100 over range of sizes","Per foot"]
["ITEM 6.1.6",184279,"Sach foot  \nEnclosed med, Pedilon heel wedge.                                                                                                                                 Colour: Flesh. Heel height: 10mm - 18mm\nDimensions: Sizes 24 Left                                                                                                                                         Packaging requirements: Per foot                                                                                                                     ","100 over range of sizes","Per foot"]
["ITEM 6.1.7",184280,"Sach foot  \nEnclosed med, Pedilon heel wedge.                                                                                                                                  Colour: Flesh. Heel height: 10mm - 18mm\nDimensions: Sizes 25 Left                                                                                                                                         Packaging requirements: Per foot                                                                                                                 ","100 over range of sizes","Per foot"]
["ITEM 6.1.8",184281,"Sach foot  \nEnclosed med, Pedilon heel wedge.                                                                                                                                  Colour: Flesh. Heel height: 10mm - 18mm\nDimensions: Sizes 26 Left                                                                                                                                          Packaging requirements: Per foot                                                                                               ","100 over range of sizes","Per foot"]
["ITEM 6.1.9",184283,"Sach foot  \nEnclosed med, Pedilon heel wedge.                                                                                                                                  Colour: Flesh. Heel height: 10mm - 18mm                                                                                                                                                        \nDimensions: Sizes 27 Left                                                                                                                                          Packaging requirements: Per foot                                                                                       ","100 over range of sizes","Per foot"]
["ITEM 6.1.10",184284,"Sach foot  \nEnclosed med, Pedilon heel wedge.                                                                                                                                  Colour: Flesh. Heel height: 10mm - 18mm\nDimensions: Sizes 28 Left                                                                                                                                         Packaging requirements: Per foot                                                                                                         ","100 over range of sizes","Per foot"]
["ITEM 6.1.11",184286,"Sach foot  \nEnclosed med, Pedilon heel wedge.                                                                                                                                  Colour: Flesh. Heel height: 10mm - 18mm\nDimensions: Sizes 29 Left                                                                                                                                         Packaging requirements: Per foot                                                                                                                          ","100 over range of sizes","Per foot"]
["ITEM 6.1.12",184287,"Sach foot  \nEnclosed med, Pedilon heel wedge.                                                                                                                                  Colour: Flesh. Heel height: 10mm - 18mm\nDimensions: Sizes 19 Right                                                                                                                                      Packaging requirements: Per foot                                                                                                     ","100 over range of sizes","Per foot"]
["ITEM 6.1.13",184305,"Sach foot  \nEnclosed med, Pedilon heel wedge.                                                                                                                                  Colour: Flesh. Heel height: 10mm - 18mm\nDimensions: Sizes 20 Right                                                                                                                                      Packaging requirements: Per foot                                                                                                   ","300 over range of sizes","Per foot"]
["ITEM 6.1.14",184309,"Sach foot  \nEnclosed med, Pedilon heel wedge.                                                                                                                                  Colour: Flesh. Heel height: 10mm - 18mm\nDimensions: Sizes 21 Right                                                                                                       Packaging requirements: Per foot                                                                                                               ","300 over range of sizes","Per foot"]
["ITEM 6.1.15",184310,"Sach foot  \nEnclosed med, Pedilon heel wedge.                                                                                                                                  Colour: Flesh. Heel height: 10mm - 18mm\nDimensions: Sizes 22 Right                                                                                                                                      Packaging requirements: Per foot                                                                                    ","300 over range of sizes","Per foot"]
["ITEM 6.1.16",184311,"Sach foot  \nEnclosed med, Pedilon heel wedge.                                                                                                                                  Colour: Flesh. Heel height: 10mm - 18mm\nDimensions: Sizes 23 Right                                                                                                                                      Packaging requirements: Per foot                                                                                    ","300 over range of sizes","Per foot"]
["ITEM 6.1.17",184312,"Sach foot \nEnclosed med, Pedilon heel wedge.                                                                                                                                  Colour: Flesh. Heel height: 10mm - 18mm\nDimensions: Sizes 24 Right                                                                                                                                      Packaging requirements: Per foot                                                                                                    ","300 over range of sizes","Per foot"]
["ITEM 6.1.18",184313,"Sach foot  \nEnclosed med, Pedilon heel wedge.                                                                                                                                  Colour: Flesh. Heel height: 10mm - 18mm\nDimensions: Sizes 25 Right                                                                                                                                      Packaging requirements: Per foot                                                                                                        ","300 over range of sizes","Per foot"]
["ITEM 6.1.19",184314,"Sach foot  \nEnclosed med, Pedilon heel wedge.                                                                                                                                   Colour: Flesh. Heel height: 10mm - 18mm\nDimensions: Sizes 26 Right                                                                                                                                      Packaging requirements: Per foot                                                                                                        ","300 over range of sizes","Per foot"]
["ITEM 6.1.20",184315,"Sach foot  \nEnclosed med, Pedilon heel wedge.                                                                                                                                  Colour: Flesh. Heel height: 10mm - 18mm\nDimensions: Sizes 27 Right                                                                                                                                      Packaging requirements: Per foot                                                                                                                  ","300 over range of sizes","Per foot"]
["ITEM 6.1.21",184316,"Sach foot  \nEnclosed med, Pedilon heel wedge.                                                                                                                                  Colour: Flesh. Heel height: 10mm - 18mm\nDimensions: Sizes 28 Right                                                                                                                                      Packaging requirements: Per foot                                                                                ","300 over range of sizes","Per foot"]
["ITEM 6.1.22",184318,"Sach foot \nEnclosed med, Pedilon heel wedge.                                                                                                                                  Colour: Flesh. Heel height: 10mm - 18mm\nDimensions: Sizes 29 Right                                                                                                                                      Packaging requirements: Per foot                                                                      ","300 over range of sizes","Per foot"]
["ITEM 6.1.23",184319,"Sach foot  \nEnclosed med, Pedilon heel wedge.                                                                                                                                  Colour: Negroid. Heel height: 10mm - 18mm\nDimensions: Sizes 19 Left                                                                                                                                         Packaging requirements: Per foot                                                                                                          ","300 over range of sizes","Per foot"]
["ITEM 6.1.24",184320,"Sach foot \nEnclosed med, Pedilon heel wedge.                                                                                                                                  Colour: Negroid. Heel height: 10mm - 18mm\nDimensions: Sizes 20 Left                                                                                                                                         Packaging requirements: Per foot                                                                                                                                  ","300 over range of sizes","Per foot"]
["ITEM 6.1.25",184321,"Sach foot  \nEnclosed med, Pedilon heel wedge.                                                                                                                                 Colour: Negroid. Heel height: 10mm - 18mm\nDimensions: Sizes 21 Left                                                                                                                                         Packaging requirements: Per foot                                                                                                          ","300 over range of sizes","Per foot"]
["ITEM 6.1.26",184322,"Sach foot  \nEnclosed med, Pedilon heel wedge.                                                                                                                                  Colour: Negroid. Heel height: 10mm - 18mm\nDimensions: Sizes 22 Left                                                                                                                                         Packaging requirements: Per foot                                                                                                           ","300 over range of sizes","Per foot"]
["ITEM 6.1.27",184323,"Sach foot  \nEnclosed med, Pedilon heel wedge.                                                                                                                                   Colour: Negroid. Heel height: 10mm - 18mm\nDimensions: Sizes 23 Left                                                                                                                                                   Packaging requirements: Per foot                                                                                                          ","300 over range of sizes","Per foot"]
["ITEM 6.1.28",184324,"Sach foot  \nEnclosed med, Pedilon heel wedge.                                                                                                                                  Colour: Negroid. Heel height: 10mm - 18mm\nDimensions: Sizes 24 Left                                                                                                                                         Packaging requirements: Per foot                                                                                                        ","300 over range of sizes","Per foot"]
["ITEM 6.1.29",184325,"Sach foot  \nEnclosed med, Pedilon heel wedge.                                                                                                                                   Colour: Negroid. Heel height: 10mm - 18mm\nDimensions: Sizes 25 Left                                                                                                         Packaging requirements: Per foot                                                                                      ","300 over range of sizes","Per foot"]
["ITEM 6.1.30",184326,"Sach foot  \nEnclosed med, Pedilon heel wedge.                                                                                                                                  Colour: Negroid. Heel height: 10mm - 18mm\nDimensions: Sizes 26 Left                                                                                                                                          Packaging requirements: Per foot                                                                                         ","300 over range of sizes","Per foot"]
["ITEM 6.1.31",184327,"Sach foot  \nEnclosed med, Pedilon heel wedge.                                                                                                                                  Colour: Negroid. Heel height: 10mm - 18mm\nDimensions: Sizes 27 Left                                                                                                                                        Packaging requirements: Per foot                                                                                ","300 over range of sizes","Per foot"]
["ITEM 6.1.32",184328,"Sach foot  \nEnclosed med, Pedilon heel wedge.                                                                                                                                  Colour: Negroid. Heel height: 10mm - 18mm\nDimensions: Sizes 28 Left                                                                                                                                         Packaging requirements: Per foot                                                                                    ","300 over range of sizes","Per foot"]
["ITEM 6.1.33",184329,"Sach foot  \nEnclosed med, Pedilon heel wedge.                                                                                                                                 Colour: Negroid. Heel height: 10mm - 18mm\nDimensions: Sizes 29 Left                                                                                                                                          Packaging requirements: Per foot                                                                                                          ","300 over range of sizes","Per foot"]
["ITEM 6.1.34",184330,"Sach foot  \nEnclosed med, Pedilon heel wedge.                                                                                                                                  Colour: Negroid. Heel height: 10mm - 18mm\nDimensions: Sizes 19 Right                                                                                                                                       Packaging requirements: Per foot                                                                                              ","300 over range of sizes","Per foot"]
["ITEM 6.1.35",184331,"Sach foot  \nEnclosed med, Pedilon heel wedge.                                                                                                                                  Colour: Negroid. Heel height: 10mm - 18mm\nDimensions: Sizes 20 Right                                                                                                                                      Packaging requirements: Per foot                                                                              ","300 over range of sizes","Per foot"]
["ITEM 6.1.36",184332,"Sach foot  \nEnclosed med, Pedilon heel wedge.                                                                                                                                   Colour: Negroid. Heel height: 10mm - 18mm\nDimensions: Sizes 21 Right                                                                                                                                         Packaging requirements: Per foot                                                                              ","300 over range of sizes","Per foot"]
["ITEM 6.1.37",184333,"Sach foot  \nEnclosed med, Pedilon heel wedge.                                                                                                                                  Colour: Negroid. Heel height: 10mm - 18mm\nDimensions: Sizes 22 Right                                                                                                                                                                                                                                                                                                     Packaging requirements: Per foot                                                                                    ","300 over range of sizes","Per foot"]
["ITEM 6.1.38",184334,"Sach foot  \nEnclosed med, Pedilon heel wedge.                                                                                                                                  Colour: Negroid. Heel height: 10mm - 18mm\nDimensions: Sizes 23 Right                                                                                                     Packaging requirements: Per foot                                                                                                                          ","300 over range of sizes","Per foot"]
["ITEM 6.1.39",184335,"Sach foot  \nEnclosed med, Pedilon heel wedge.                                                                                                                                  Colour: Negroid. Heel height: 10mm - 18mm\nDimensions: Sizes 24 Right                                                                                                                                     Packaging requirements: Per foot                                                                                                          ","300 over range of sizes","Per foot"]
["ITEM 6.1.40",184336,"Sach foot  \nEnclosed med, Pedilon heel wedge.                                                                                                                                 Colour: Negroid. Heel height: 10mm - 18mm\nDimensions: Sizes 25 Right                                                                                                                                     Packaging requirements: Per foot                                                                                                              ","300 over range of sizes","Per foot"]
["ITEM 6.1.41",184337,"Sach foot  \nEnclosed med, Pedilon heel wedge.                                                                                                                                   Colour: Negroid. Heel height: 10mm - 18mm\nDimensions: Sizes 26 Right                                                                                                                                      Packaging requirements: Per foot                                                                                                        ","300 over range of sizes","Per foot"]
["ITEM 6.1.42",184338,"Sach foot  \nEnclosed med, Pedilon heel wedge.                                                                                                                                  Colour: Negroid. Heel height: 10mm - 18mm\nDimensions: Sizes 27 Right                                                                                                                                      Packaging requirements: Per foot                                                                                                             ","300 over range of sizes","Per foot"]
["ITEM 6.1.43",184339,"Sach foot  \nEnclosed med, Pedilon heel wedge.                                                                                                                                  Colour: Negroid. Heel height: 10mm - 18mm\nDimensions: Sizes 28 Right                                                                                                                                          Packaging requirements: Per foot                                                                                                             ","300 over range of sizes","Per foot"]
["ITEM 6.1.44",184340,"Sach foot  \nEnclosed med, Pedilon heel wedge.                                                                                                                                  Colour: Negroid. Heel height: 10mm - 18mm\nDimensions: Sizes 29 Right                                                                                                                         Packaging requirements: Per foot                                                                                                           ","300 over range of sizes","Per foot"]
["ITEM 6.1.45","NEW ","Sach foot peadiatric  \nEnclosed med, Pedilon heel wedge. plus sach foot adapter with bolt                                                                                                                      \nDimensions: Made to measure                                                                                                     Packaging requirements: Per foot                                                                                                           ",20]
["ITEM 6.2","FOOT, DYNAMIC"]
["ITEM 6.2.1",197234,"Foot, dynamic                                                                                                                                                                              Foot, dynamic with adaptor, mobility grade 1+2, heel height: 10 ±5mm, system height: 55–76mm, weight: 385–780g, split toe, maximum body weight 150kg.                                                                                                                                                                                                                                                                                                                                                                                                                                                                                                                                                                                                                                                                                                                              Colour: Flesh                                                                                                                                                                                   Size: 22cm Left                                                                                                                                                                Packaging requirements: Per foot                                                                                                                              ","10 over range of sizes ","Per foot"]
["ITEM 6.2.2",197235,"Foot, dynamic                                                                                                                                                                                                                                                          Foot, dynamic with adaptor, mobility grade 1+2, heel height 10 ±5mm, system height 55–76mm, weight 385–780g ,  split toe, maximum body weight 150kg.                                                                                                                                                                                                               Colour: Flesh                                                                                                                                                                                 Size: 23cm Left                                                                                                                                                                Packaging requirements: Per foot                                                                                                                            ","10 over range of sizes ","Per foot"]
["ITEM 6.2.3",197236,"Foot, dynamic                                                                                                                                                                                                                                                                                                                                                 Foot, dynamic with adaptor, mobility grade 1+2, heel height 10 ±5mm, system height 55–76mm, weight 385–780g, split toe, maximum body weight 150kg.                                                                                                                                                                                                                                                                                                                                                                                                                                                                                                                                                  Colour: Flesh                                                                                                                                                                                Size: 24cm Left                                                                                                                                                                Packaging requirements: Per foot                                                                                                                                                                                                                                                                              ","10 over range of sizes ","Per foot"]
["ITEM 6.2.4",197237,"Foot, dynamic                                                                                                                                                                           Foot, dynamic with adaptor, mobility grade 1+2, heel height 10 ±5mm, system height 55–76mm,       weight 385–780g, split toe, maximum body weight 150kg.                                                                                 Colour: Flesh                                                                                                                                                                                Size: 25cm Left                                                                                                                                                                Packaging requirements: Per foot                                                                                                                                                                                                                                                                       ","10 over range of sizes ","Per foot"]
["ITEM 6.2.5",197238,"Foot, dynamic                                                                                                                                                                           Foot, dynamic with adaptor, mobility grade 1+2, heel height 10 ±5mm, system height 55–76mm, weight 385–780g, split toe, maximum body weight 150kg.                                                                                                                                Colour: Flesh                                                                                                                                                                               Size: 26cm Left                                                                                                                                                                                                                                                                                                                                                   Packaging requirements: Per foot                                                                                                                        ","10 over range of sizes ","Per foot"]
["ITEM 6.2.6",197239,"Foot, dynamic                                                                                                                                                                              Foot, dynamic with adaptor, mobility grade 1+2, heel height 10 ±5mm, system height 55–76mm, weight 385–780g, split toe, maximum body weight 150kg.                                                                                                Colour: Flesh                                                                                                                                                                                   Size: 27cm Left                                                                                                                                                                Packaging requirements: Per foot                                                                                                         ","10 over range of sizes ","Per foot"]
["ITEM 6.2.7",197633,"Foot, dynamic                                                                                                                                                                            Foot, dynamic with adaptor, mobility grade 1+2, heel height 10 ±5mm, system height 55–76mm,        weight 385–780g, split toe, maximum body weight 150kg.                                                                                  Colour: Flesh                                                                                                                                                                              Size: 28cm Left                                                                                                                                                                                      Packaging requirements: Per foot                                                                                                                     ","10 over range of sizes ","Per foot"]
["ITEM 6.2.8",198475,"Foot, dynamic                                                                                                                                                                          Foot, dynamic with adaptor, mobility grade 1+2, heel height 10 ±5mm, system height 55–76mm,       weight 385–780g,  split toe, maximum body weight 150kg.                                                                                                                                                                                                                                                                                                                                                                                                                                                          Colour: Flesh                                                                                                                                                                                               Size: 29cm Left                                                                                                                                                                Packaging requirements: Per foot                                                                                                          ","10 over range of sizes ","Per foot"]
["ITEM 6.2.9",198476,"Foot, dynamic                                                                                                                                                                                     Foot, dynamic with adaptor, mobility grade 1+2, heel height 10 ±5mm, system height 55–76mm, weight 385–780g, split toe, maximum body weight 150kg.                                                                                          Colour: Flesh                                                                                                                                                                                Size: 22cm Right                                                                                                                                                             Packaging requirements: Per foot                                                                                                                          ","10 over range of sizes ","Per foot"]
["ITEM 6.2.10",198477,"Foot, dynamic                                                                                                                                                                          Foot, dynamic with adaptor, mobility grade 1+2, heel height 10 ±5mm, system height 55–76mm, weight 385–780g, split toe, maximum body weight 150kg.                                                                                          Colour: Flesh                                                                                                                                                                              Size: 23cm Right                                                                                                                                                                Packaging requirements: Per foot                                                                                                                  ","10 over range of sizes ","Per foot"]
["ITEM 6.2.11",198478,"Foot, dynamic                                                                                                                                                                            Foot, dynamic with adaptor, mobility grade 1+2, heel height 10 ±5mm, system height 55–76mm, weight 385–780g, split toe, maximum body weight 150kg.                                                                                          Colour: Flesh                                                                                                                                                                              Size: 24cm Right                                                                                                                                                              Packaging requirements: Per foot                                                                                                          ","10 over range of sizes ","Per foot"]
["ITEM 6.2.12",198479,"Foot, dynamic                                                                                                                                                                          Foot, dynamic with adaptor, mobility grade 1+2, heel height 10 ±5mm, system height 55–76mm, weight 385–780g, split toe, maximum body weight 150kg.                                                                                          Colour: Flesh                                                                                                                                                                               Size: 25cm Right                                                                                                                                                             Packaging requirements: Per foot                                                                                                         ","10 over range of sizes ","Per foot"]
["ITEM 6.2.13",198871,"Foot, dynamic                                                                                                                                                                                     Foot, dynamic with adaptor, mobility grade 1+2, heel height 10 ±5mm, system height 55–76mm, weight 385–780g, split toe, maximum body weight 150kg.                                                                                          Colour: Flesh                                                                                                                                                                               Size: 26cm Right                                                                                                                                                                       Packaging requirements: Per foot                                                                                                                    ","10 over range of sizes ","Per foot"]
["ITEM 6.2.14",198873,"Foot, dynamic                                                                                                                                                                          Foot, dynamic with adaptor, mobility grade 1+2, heel height 10 ±5mm, system height 55–76mm,        weight 385–780g, split toe, maximum body weight 150kg.                                                                                Colour: Flesh                                                                                                                                                                                Size: 27cm Right                                                                                                                                                               Packaging requirements: Per foot                                                                                                                       ","10 over range of sizes ","Per foot"]
["ITEM 6.2.15",148880,"Foot, dynamic                                                                                                                                                                          Foot, dynamic with adaptor, mobility grade 1+2, heel height 10 ±5mm, system height 55–76mm,        weight 385–780g, split toe, maximum body weight 150kg.                                                                                           Colour: Flesh                                                                                                                                                                                Size: 28cm Right                                                                                                                                                                                                                                                                                                                            Packaging requirements: Per foot                                                                                                                     ","10 over range of sizes ","Per foot"]
["ITEM 6.2.16",148881,"Foot, dynamic                                                                                                                                                                          Foot, dynamic with adaptor, mobility grade 1+2, heel height 10 ±5mm, system height 55–76mm,        weight 385–780g, split toe, maximum body weight 150kg.                                                                                  Colour: Flesh                                                                                                                                                                                 Size: 29cm Right                                                                                                                                                                Packaging requirements: Per foot                                                                                                                ","10 over range of sizes ","Per foot"]
["ITEM 6.2.17",148885,"Foot, dynamic                                                                                                                                                                                          Foot, dynamic with adaptor, mobility grade 1+2, heel height 10 ±5mm, system height 55–76mm,        weight 385–780g, split toe, maximum body weight 150kg.                                                                                 Colour: Negroid                                                                                                                                                                         Size: 22cm Left                                                                                                                                                                Packaging requirements: Per foot                                                                                                         ","10 over range of sizes ","Per foot"]
["ITEM 6.2.18",148886,"Foot, dynamic                                                                                                                                                                             Foot, dynamic with adaptor, mobility grade 1+2, heel height 10 ±5mm, system height 55–76mm,       weight 385–780g, split toe, maximum body weight 150kg.                                                                                           Colour: Negroid                                                                                                                                                                           Size: 23cm Left                                                                                                                                                                Packaging requirements: Per foot                                                                                                                 ","10 over range of sizes ","Per foot"]
["ITEM 6.2.19",148887,"Foot, dynamic                                                                                                                                                                           Foot, dynamic with adaptor, mobility grade 1+2, heel height 10 ±5mm, system height 55–76mm,        weight 385–780g, split toe, maximum body weight 150kg.                                                                                           Colour: Negroid                                                                                                                                                                            Size: 24cm Left                                                                                                                                                                 Packaging requirements: Per foot                                                                                                                              ","10 over range of sizes ","Per foot"]
["ITEM 6.2.20",148764,"Foot, dynamic                                                                                                                                                                          Foot, dynamic with adaptor, mobility grade 1+2, heel height 10 ±5mm, system height 55–76mm,        weight 385–780g, split toe, maximum body weight 150kg.                                                                                    Colour: Negroid                                                                                                                                                                          Size: 25cm Left                                                                                                                                                                 Packaging requirements: Per foot                                                                                                                 ","10 over range of sizes ","Per foot"]
["ITEM 6.2.21",148765,"Foot, dynamic                                                                                                                                                                               Foot, dynamic with adaptor, mobility grade 1+2, heel height 10 ±5mm, system height 55–76mm,        weight 385–780g, split toe, maximum body weight 150kg.                                                                                           Colour: Negroid                                                                                                                                                                          Size: 26cm Left                                                                                                                                                                Packaging requirements: Per foot                                                                                                         ","10 over range of sizes ","Per foot"]
["ITEM 6.2.22",148766,"Foot, dynamic                                                                                                                                                                          Foot, dynamic with adaptor, mobility grade 1+2, heel height 10 ±5mm, system height 55–76mm,        weight 385–780g, split toe, maximum body weight 150kg.                                                                                    Colour: Negroid                                                                                                                                                                         Size: 27cm Left                                                                                                                                                                Packaging requirements: Per foot                                                                                                                       ","10 over range of sizes ","Per foot"]
["ITEM 6.2.23",148767,"Foot, dynamic                                                                                                                                                                           Foot, dynamic with adaptor, mobility grade 1+2, heel height 10 ±5mm, system height 55–76mm,        weight 385–780g, split toe, maximum body weight 150kg.                                                                                              Colour: Negroid                                                                                                                                                                          Size: 28cm Left                                                                                                                                                                Packaging requirements: Per foot                                                                                                              ","10 over range of sizes ","Per foot"]
["ITEM 6.2.24",148768,"Foot, dynamic                                                                                                                                                                            Foot, dynamic with adaptor, mobility grade 1+2, heel height 10 ±5mm, system height 55–76mm,        weight 385–780g, split toe, maximum body weight 150kg.                                                                                            Colour: Negroid                                                                                                                                                                          Size: 29cm Left                                                                                                                                                               Packaging requirements: Per foot                                                                                                                    ","10 over range of sizes ","Per foot"]
["ITEM 6.2.25",148769,"Foot, dynamic                                                                                                                                                                             Foot, dynamic with adaptor, mobility grade 1+2, heel height 10 ±5mm, system height 55–76mm,        weight 385–780g, split toe, maximum body weight 150kg.                                                                                         Colour: Negroid                                                                                                                                                                           Size: 22cm Right                                                                                                                                                             Packaging requirements: Per foot                                                                                                                  ","10 over range of sizes ","Per foot"]
["ITEM 6.2.26",148770,"Foot, dynamic                                                                                                                                                                          Foot, dynamic with adaptor, mobility grade 1+2, heel height 10 ±5mm, system height 55–76mm,        weight 385–780g, split toe, maximum body weight 150kg.                                                                                       Colour: Negroid                                                                                                                                                                         Size: 23cm Right                                                                                                                                                            Packaging requirements: Per foot                                                                                                                ","10 over range of sizes ","Per foot"]
["ITEM 6.2.27",148771,"Foot, dynamic                                                                                                                                                                         Foot, dynamic with adaptor, mobility grade 1+2, heel height 10 ±5mm, system height 55–76mm,       weight 385–780g, split toe, maximum body weight 150kg.                                                                                                  Colour: Negroid                                                                                                                                                                           Size: 24cm Right                                                                                                                                                             Packaging requirements: Per foot                                                                                                                     ","10 over range of sizes "]
["ITEM 6.2.28",148861,"Foot, dynamic                                                                                                                                                                             Foot, dynamic with adaptor, mobility grade 1+2, heel height 10 ±5mm, system height 55–76mm,        weight 385–780g, split toe, maximum body weight 150kg.                                                                                       Colour: Negroid                                                                                                                                                                         Size: 25cm Right                                                                                                                                                            Packaging requirements: Per foot                                                                                                         ","10 over range of sizes ","Per foot"]
["ITEM 6.2.29",148862,"Foot, dynamic                                                                                                                                                                           Foot, dynamic with adaptor, mobility grade 1+2, heel height 10 ±5mm, system height 55–76mm,        weight 385–780g, split toe, maximum body weight 150kg.                                                                                              Colour: Negroid                                                                                                                                                                          Size: 26cm Right                                                                                                                                                              Packaging requirements: Per foot                                                                                                                             ","10 over range of sizes ","Per foot"]
["ITEM 6.2.30",148863,"Foot, dynamic                                                                                                                                                                                 Foot, dynamic with adaptor, mobility grade 1+2, heel height 10 ±5mm, system height 55–76mm,        weight 385–780g, split toe, maximum body weight 150kg.                                                                                                        Colour: Negroid                                                                                                                                                                          Size: 27cm Right                                                                                                                                                             Packaging requirements: Per foot                                                                                                               ","10 over range of sizes ","Per foot"]
["ITEM 6.2.31",148864,"Foot, dynamic                                                                                                                                                                            Foot, dynamic with adaptor, mobility grade 1+2, heel height 10 ±5mm, system height 55–76mm,         weight 385–780g, split toe, maximum body weight 150kg                                                                                                                                                                               Colour: Negroid                                                                                                                                                                          Size: 28cm Right                                                                                                                                                                Packaging requirements: Per foot                                                                                                            ","10 over range of sizes ","Per foot"]
["ITEM 6.2.32",148865,"Foot, dynamic                                                                                                                                                                            Foot, dynamic with adaptor, mobility grade 1+2, heel height 10 ±5mm, system height 55–76mm,        weight 385–780g, split toe, maximum body weight 150kg.                                                                                  Colour: Negroid                                                                                                                                                                          Size: 29cm Right                                                                                                                                                             Packaging requirements: Per foot                                                                                                                   ","10 over range of sizes ","Per foot"]
["ITEM 6.3","FOOT, DYNAMIC MOTION"]
["ITEM 6.3.1",178391,"Foot, dynamic motion                                                                                                                                                         Foot, dynamic motion, mobility grade 2-3, heel height 10 ±5mm, system height 57–77mm,                                                                                                                                                                       weight 340–755g, split toe, maximum body weight 100kg.                                                                                                     Colour: Flesh                                                                                                                                                                               Size: 22cm Left                                                                                                                                                                Packaging requirements: Per foot                                                                                                                      ","10 over range of sizes ","Per foot"]
["ITEM 6.3.2",178485,"Foot, dynamic motion                                                                                                                                                         Foot, dynamic motion, mobility grade 2-3, heel height 10 ±5mm, system height 57–77mm,                                                                                                                                                           weight 340–755g, split toe, maximum body weight 100kg.                                                                                             Colour: Flesh                                                                                                                                                                                Size: 23cm Left                                                                                                                                                                Packaging requirements: Per foot                                                                                                                  ","10 over range of sizes ","Per foot"]
["ITEM 6.3.3",178486,"Foot, dynamic motion                                                                                                                                                        Foot, dynamic motion, mobility grade 2-3, heel height 10 ±5mm, system height 57–77mm,                                                                                                                                                                   weight 340–755g, split toe, maximum body weight 100kg.                                                                                                Colour: Flesh                                                                                                                                                                                   Size: 24cm Left                                                                                                                                                                Packaging requirements: Per foot                                                                                                                       ","10 over range of sizes ","Per foot"]
["ITEM 6.3.4",178487,"Foot, dynamic motion                                                                                                                                                      Foot, dynamic motion, mobility grade 2-3, heel height 10 ±5mm, system height 57–77mm,                    weight 340–755g, split toe, maximum body weight 100kg.                                                                                                  Colour: Flesh                                                                                                                                                                               Size: 25cm Left                                                                                                                                                                Packaging requirements: Per foot                                                                                                                    ","10 over range of sizes ","Per foot"]
["ITEM 6.3.5",178488,"Foot, dynamic motion                                                                                                                                                        Foot, dynamic motion, mobility grade 2-3, heel height 10 ±5mm, system height 57–77mm,                                                                                                                             weight 340–755g, split toe, maximum body weight 100kg.                                                                                               Colour: Flesh                                                                                                                                                                                Size: 26cm Left                                                                                                                                                                Packaging requirements: Per foot                                                                                                                      ","10 over range of sizes ","Per foot"]
["ITEM 6.3.6",178489,"Foot, dynamic motion                                                                                                                                                           Foot, dynamic motion, mobility grade 2-3, heel height 10 ±5mm, system height 57–77mm,                                                                                                                                     weight 340–755g, split toe, maximum body weight 100kg.                                                                                               Colour: Flesh                                                                                                                                                                                Size: 27cm Left                                                                                                                                                                Packaging requirements: Per foot                                                                                                                        ","10 over range of sizes ","Per foot"]
["ITEM 6.3.7",120763,"Foot, dynamic motion                                                                                                                                                         Foot, dynamic motion, mobility grade 2-3, heel height 10 ±5mm, system height 57–77mm,                                                                                                                                                                     weight 340–755g, split toe, maximum body weight 100kg.                                                                                                 Colour: Flesh                                                                                                                                                                                Size: 28cm Left                                                                                                                                                                Packaging requirements: Per foot                                                                                                                    ","10 over range of sizes ","Per foot"]
["ITEM 6.3.8",120764,"Foot, dynamic motion                                                                                                                                                         Foot, dynamic motion, mobility grade 2-3, heel height 10 ±5mm, system height 57–77mm,                                                                                                                                                                   weight 340–755g, split toe, maximum body weight 100kg.                                                                                                Colour: Flesh                                                                                                                                                                               Size: 29cm Left                                                                                                                                                                Packaging requirements: Per foot                                                                                                                  ","10 over range of sizes ","Per foot"]
["ITEM 6.3.9",120765,"Foot, dynamic motion                                                                                                                                                              Foot, dynamic motion, mobility grade 2-3, heel height 10 ±5mm, system height 57–77mm,                                                                                                                                                                  weight 340–755g, split toe, maximum body weight 100kg.                                                                                                Colour: Flesh                                                                                                                                                                                Size: 22cm Right                                                                                                                                                            Packaging requirements: Per foot                                                                                                                      ","10 over range of sizes ","Per foot"]
["ITEM 6.3.10",120766,"Foot, dynamic motion                                                                                                                                                         Foot, dynamic motion, mobility grade 2-3, heel height 10 ±5mm, system height 57–77mm,                                                                                                                                                                 weight 340–755g, split toe, maximum body weight 100kg.                                                                                    Colour: Flesh                                                                                                                                                                                Size: 23cm Right                                                                                                                                                            Packaging requirements: Per foot                                                                                                             ","10 over range of sizes ","Per foot"]
["ITEM 6.3.11",120767,"Foot, dynamic motion                                                                                                                                                        Foot, dynamic motion, mobility grade 2-3, heel height 10 ±5mm, system height 57–77mm                                                                                                                                                                    weight 340–755g, split toe, maximum body weight 100kg.                                                                                                  Colour: Flesh                                                                                                                                                                               Size: 24cm Right                                                                                                                                                            Packaging requirements: Per foot                                                                                                                      ","10 over range of sizes ","Per foot"]
["ITEM 6.3.12",120768,"Foot, dynamic motion                                                                                                                                                           Foot, dynamic motion, mobility grade 2-3, heel height 10 ±5mm, system height 57–77mm,                                                                                                                                                                    weight 340–755g, split toe, maximum body weight 100kg.                                                                                                  Colour: Flesh                                                                                                                                                                                Size: 25cm Right                                                                                                                                                             Packaging requirements: Per foot                                                                                                                      ","10 over range of sizes ","Per foot"]
["ITEM 6.3.13",120769,"Foot, dynamic motion                                                                                                                                                         Foot, dynamic motion, mobility grade 2-3, heel height 10 ±5mm, system height 57–77mm,                                                                                                                                                                    weight 340–755g, split toe, maximum body weight 100kg.                                                                                              Colour: Flesh                                                                                                                                                                                Size: 26cm Right                                                                                                                                                             Packaging requirements: Per foot                                                                                                                   ","10 over range of sizes ","Per foot"]
["ITEM 6.3.14",120816,"Foot, dynamic motion                                                                                                                                                              Foot, dynamic motion, mobility grade 2-3, heel height 10 ±5mm, system height 57–77mm,                                                                                                                                                                            weight 340–755g, split toe, maximum body weight 100kg.                                                                                      Colour: Flesh                                                                                                                                                                                Size: 27cm Right                                                                                                                                                            Packaging requirements: Per foot                                                                                                                    ","10 over range of sizes ","Per foot"]
["ITEM 6.3.15",120817,"Foot, dynamic motion                                                                                                                                                                 Foot, dynamic motion, mobility grade 2-3, heel height 10 ±5mm, system height 57–77mm,                                                                                                                                                                        weight 340–755g, split toe, maximum body weight 100kg.                                                                                                    Colour: Flesh                                                                                                                                                                                 Size: 28cm Right                                                                                                                                                             Packaging requirements: Per foot                                                                                                                                   ","10 over range of sizes ","Per foot"]
["ITEM 6.3.16",120818,"Foot, dynamic motion                                                                                                                                                         Foot, dynamic motion, mobility grade 2-3, heel height 10 ±5mm, system height 57–77mm,                           weight 340–755g, split toe, maximum body weight 100kg.                                                                                          Colour: Flesh                                                                                                                                                                                Size: 29cm Right                                                                                                                                                             Packaging requirements: Per foot                                                                                                                             ","10 over range of sizes ","Per foot"]
["ITEM 6.3.17",120819,"Foot, dynamic motion                                                                                                                                                                 Foot, dynamic motion, mobility grade 2-3, heel height 10 ±5mm, system height 57–77mm,                     weight 340–755g, split toe, maximum body weight 100kg.                                                                                               Colour: Negroid                                                                                                                                                                         Size: 22cm Left                                                                                                                                                                          Packaging requirements: Per foot                                                                                                                         ","10 over range of sizes ","Per foot"]
["ITEM 6.3.18",120860,"Foot, dynamic motion                                                                                                                                                       Foot, dynamic motion, mobility grade 2-3, heel height 10 ±5mm, system height 57–77mm,                                             weight 340–755g, split toe, maximum body weight 100kg.                                                                                             Colour: Negroid                                                                                                                                                                            Size: 23cm Left                                                                                                                                                                Packaging requirements: Per foot                                                                                                             ","10 over range of sizes ","Per foot"]
["ITEM 6.3.19",120861,"Foot, dynamic motion                                                                                                                                                         Foot, dynamic motion, mobility grade 2-3, heel height 10 ±5mm, system height 57–77mm,                                                                                                                                              weight 340–755g, split toe, maximum body weight 100kg.                                                                                             Colour: Negroid                                                                                                                                                                         Size: 24cm Left                                                                                                                                                                   Packaging requirements: Per foot                                                                                                        ","10 over range of sizes ","Per foot"]
["ITEM 6.3.20",120862,"Foot, dynamic motion                                                                                                                                                         Foot, dynamic motion, mobility grade 2-3, heel height 10 ±5mm, system height 57–77mm,                                                                                                                                                                    weight 340–755g, split toe, maximum body weight 100kg.                                                                                               Colour: Negroid                                                                                                                                                                          Size: 25cm Left                                                                                                                                                                   Packaging requirements: Per foot                                                                                                                    ","10 over range of sizes ","Per foot"]
["ITEM 6.3.21",120863,"Foot, dynamic motion                                                                                                                                                           Foot, dynamic motion, mobility grade 2-3, heel height 10 ±5mm, system height 57–77mm,                                                                                                                                                                       weight 340–755g, split toe, maximum body weight 100kg.                                                                                            Colour: Negroid                                                                                                                                                                             Size: 26cm Left                                                                                                                                                                  Packaging requirements: Per foot                         ","10 over range of sizes ","Per foot"]
["ITEM 6.3.22",120864,"Foot, dynamic motion                                                                                                                                                           Foot, dynamic motion, mobility grade 2-3, heel height 10 ±5mm, system height 57–77mm,                                                                                                                                          weight 340–755g, split toe, maximum body weight 100kg.                                                                                                Colour: Negroid                                                                                                                                                                         Size: 27cm Left                                                                                                                                                                Packaging requirements: Per foot                                                                                                                           ","10 over range of sizes ","Per foot"]
["ITEM 6.3.23",148784,"Foot, dynamic motion                                                                                                                                                        Foot, dynamic motion, mobility grade 2-3, heel height 10 ±5mm, system height 57–77mm,                                                                                                                      weight 340–755g, split toe, maximum body weight 100kg.                                                                                               Colour: Negroid                                                                                                                                                                          Size: 28cm Left                                                                                                                                                                         Packaging requirements: Per foot                                                                                                                       ","10 over range of sizes ","Per foot"]
["ITEM 6.3.24",148785,"Foot, dynamic motion                                                                                                                                                         Foot, dynamic motion, mobility grade 2-3, heel height 10 ±5mm, system height 57–77mm,                                                                                                                   weight 340–755g, split toe, maximum body weight 100kg.                                                                                          Colour: Negroid                                                                                                                                                                           Size: 29cm Left                                                                                                                                                                         Packaging requirements: Per foot                                                                                                                      ","10 over range of sizes ","Per foot"]
["ITEM 6.3.25",148786,"Foot, dynamic motion                                                                                                                                                        Foot, dynamic motion, mobility grade 2-3, heel height 10 ±5mm, system height 57–77mm,                                                                                                                            weight 340–755g, split toe, maximum body weight 100kg.                                                                                              Colour: Negroid                                                                                                                                                                          Size: 22cm Right                                                                                                                                                                  Packaging requirements: Per foot                                                                                                                      ","10 over range of sizes ","Per foot"]
["ITEM 6.3.26",148787,"Foot, dynamic motion                                                                                                                                                        Foot, dynamic motion, mobility grade 2-3, heel height 10 ±5mm, system height 57–77mm,                                                                                                                                                                                weight 340–755g, split toe, maximum body weight 100kg.                                                                                               Colour: Negroid                                                                                                                                                                            Size: 23cm Right                                                                                                                                                             Packaging requirements: Per foot                                                                                                                ","10 over range of sizes ","Per foot"]
["ITEM 6.3.27",148788,"Foot, dynamic motion                                                                                                                                                          Foot, dynamic motion, mobility grade 2-3, heel height 10 ±5mm, system height 57–77mm,                                                                                                                                                                          weight 340–755g, split toe, maximum body weight 100kg.                                                                                               Colour: Negroid                                                                                                                                                                          Size: 24cm Right                                                                                                                                                                           Packaging requirements: Per foot                                                                                                                      ","10 over range of sizes ","Per foot"]
["ITEM 6.3.28",148789,"Foot, dynamic motion                                                                                                                                                            Foot, dynamic motion, mobility grade 2-3, heel height 10 ±5mm, system height 57–77mm,                                                                                                                                                                     weight 340–755g, split toe, maximum body weight 100kg.                                                                                                Colour: Negroid                                                                                                                                                                          Size: 25cm Right                                                                                                                                                                Packaging requirements: Per foot                                                                                                                   ","10 over range of sizes ","Per foot"]
["ITEM 6.3.29",148790,"Foot, dynamic motion                                                                                                                                                                Foot, dynamic motion, mobility grade 2-3, heel height 10 ±5mm, system height 57–77mm,                                                                                                                                                                     weight 340–755g, split toe, maximum body weight 100kg.                                                                                       Colour: Negroid                                                                                                                                                                            Size: 26cm Right                                                                                                                                                                    Packaging requirements: Per foot                                                                                                                        ","10 over range of sizes ","Per foot"]
["ITEM 6.3.30",148791,"Foot, dynamic motion                                                                                                                                                                         Foot, dynamic motion, mobility grade 2-3, heel height 10 ±5mm, system height 57–77mm,                                                                                                                                                                                  weight 340–755g, split toe, maximum body weight 100kg.                                                                                                   Colour: Negroid                                                                                                                                                                          Size: 27cm Right                                                                                                                                                                    Packaging requirements: Per foot                                                                                                             ","10 over range of sizes ","Per foot"]
["ITEM 6.3.31",148792,"Foot, dynamic motion                                                                                                                                                                  Foot, dynamic motion, mobility grade 2-3, heel height 10 ±5mm, system height 57–77mm,                                                                                                                                                                                         weight 340–755g,   split toe, maximum body weight 100kg.                                                                                                                                                   Colour: Negroid                                                                                                                                                                         Size: 28cm Right                                                                                                                                                                   Packaging requirements: Per foot                                                                                                                      ","10 over range of sizes ","Per foot"]
["ITEM 6.3.32",148793,"Foot, dynamic motion                                                                                                                                                         Foot, dynamic motion, mobility grade 2-3, heel height 10 ±5mm, system height 57–77mm,                                                                                                                                                                                    weight 340–755g, split toe, maximum body weight 100kg.                                                                                                   Colour: Negroid                                                                                                                                                                          Size: 29cm Right                                                                                                                                                                  Packaging requirements: Per foot                                                                                                                                      ","10 over range of sizes ","Per foot"]
["ITEM 6.4","FOOT, CARBON SPRING"]
["ITEM 6.4.1",123683,"Foot, carbon spring                                                                                                                                                                                  Foot, carbon spring, mobility grade 2-3, system height with footshell 49mm, weight with footshell 570g, clearance with footshell 67mm, split toe, maximum body weight 125kg.                                                                                                                                                         Footshell: Slim shape with 5mm heel height.                                                                                                               Colour: Flesh                                                                                                                                                                                 Size: 22cm Left                                                                                                                                                                 Packaging requirements: Per foot                                                                                                         ","10 over range of sizes ","Per foot"]
["ITEM 6.4.2",123685,"Foot, carbon spring                                                                                                                                                              Foot, carbon spring, mobility grade 2-3, system height with footshell 49mm, weight with footshell 570g, clearance with footshell 67mm, split toe, maximum body weight 125kg.                                                                                                                                                                               Footshell: Slim shape with 5mm heel height.                                                                                                                Colour: Flesh                                                                                                                                                                                Size: 23cm Left                                                                                                                                                                Packaging requirements: Per foot                                                                                                                          ","10 over range of sizes ","Per foot"]
["ITEM 6.4.3",124196,"Foot, carbon spring                                                                                                                                                             Foot, carbon spring, mobility grade 2-3, system height with footshell 49mm, weight with footshell 570g, clearance with footshell 67mm, split toe, maximum body weight 125kg.                                                                                                                                                                                     Footshell: Normal shape with 6mm heel height.                                                                                                        Colour: Flesh                                                                                                                                                                                Size: 24cm Left                                                                                                                                                                Packaging requirements: Per foot                                                                                                                 ","10 over range of sizes ","Per foot"]
["ITEM 6.4.4",123689,"Foot, carbon spring                                                                                                                                                              Foot, carbon spring, mobility grade 2-3, system height with footshell 49mm, weight with footshell 570g, clearance with footshell 67mm, split toe, maximum body weight 125kg.                                                                                                                                                                                     Footshell: Normal shape with 6mm heel height.                                                                                                       Colour: Flesh                                                                                                                                                                                Size: 25cm Left                                                                                                                                                                Packaging requirements: Per foot                                                                                                                          ","10 over range of sizes ","Per foot"]
["ITEM 6.4.5",123739,"Foot, carbon spring                                                                                                                                                               Foot, carbon spring, mobility grade 2-3, system height with footshell 49mm, weight with footshell 570g, clearance with footshell 67mm, split toe, maximum body weight 125kg.                                                   Footshell: Normal shape with 6mm heel height.                                                                                                                                                                                                                                                                                                     Colour: Flesh                                                                                                                                                                                Size: 26cm Left                                                                                                                                                                Packaging requirements: Per foot                                                                                                                 ","10 over range of sizes ","Per foot"]
["ITEM 6.4.6",123771,"Foot, carbon spring                                                                                                                                                              Foot, carbon spring, mobility grade 2-3, system height with footshell 49mm, weight with footshell 570g, clearance with footshell 67mm, split toe, maximum body weight 125kg.                                                    Footshell: Normal shape with 6mm heel height.                                                                                                        Colour: Flesh                                                                                                                                                                                                                                                  Size: 27cm Left                                                                                                                                                                Packaging requirements: Per foot                                                                                                                 ","10 over range of sizes ","Per foot"]
["ITEM 6.4.7",123773,"Foot, carbon spring                                                                                                                                                                Foot, carbon spring, mobility grade 2-3, system height with footshell 49mm, weight with footshell 570g, clearance with footshell 67mm, split toe, maximum body weight 125kg.                                                                                                                Footshell: Normal shape with 6mm heel height.                                                                                                       Colour: Flesh                                                                                                                                                                                Size: 28cm Left                                                                                                                                                                Packaging requirements: Per foot                                                                                                                    ","10 over range of sizes ","Per foot"]
["ITEM 6.4.8",123775,"Foot, carbon spring                                                                                                                                                             Foot, carbon spring, mobility grade 2-3, system height with footshell 49mm, weight with footshell 570g, clearance with footshell 67mm, split toe, maximum body weight 125kg.                                                                                                                                                         Footshell: Normal shape with 6mm heel height.                                                                                                       Colour: Flesh                                                                                                                                                                                Size: 29cm Left                                                                                                                                                                Packaging requirements: Per foot                                                                                                                     ","10 over range of sizes ","Per foot"]
["ITEM 6.4.9",123686,"Foot, carbon spring                                                                                                                                                              Foot, carbon spring, mobility grade 2-3, system height with footshell 49mm, weight with footshell 570g, clearance with footshell 67mm, split toe, maximum body weight 125kg.                                                   Footshell: Slim shape with 5mm heel height.                                                                                                              Colour: Flesh                                                                                                                                                                                   Size: 22cm Right                                                                                                                                                               Packaging requirements: Per foot                                                                                                                     ","10 over range of sizes ","Per foot"]
["ITEM 6.4.10",123687,"Foot, carbon spring                                                                                                                                                                Foot, carbon spring, mobility grade 2-3, system height with footshell 49mm, weight with footshell 570g, clearance with footshell 67mm, split toe, maximum body weight 125kg.                                                                                                                     Footshell: Slim shape with 5mm heel height.                                                                                                              Colour: Flesh                                                                                                                                                                                  Size: 23cm Right                                                                                                                                                             Packaging requirements: Per foot                                                                                                                                 ","10 over range of sizes ","Per foot"]
["ITEM 6.4.11",123688,"Foot, carbon spring                                                                                                                                                              Foot, carbon spring, mobility grade 2-3, system height with footshell 49mm, weight with footshell 570g, clearance with footshell 67mm, split toe, maximum body weight 125kg.                                                    Footshell: Normal shape with 6mm heel height.                                                                                                        Colour: Flesh                                                                                                                                                                                Size: 24cm Right                                                                                                                                                             Packaging requirements: Per foot                                                                                                                 ","10 over range of sizes ","Per foot"]
["ITEM 6.4.12",123722,"Foot, carbon spring                                                                                                                                                           Foot, carbon spring, mobility grade 2-3, system height with footshell 49mm, weight with footshell 570g, clearance with footshell 67mm, split toe, maximum body weight 125kg.                                                                                                                                                                                               Footshell: Normal shape with 6mm heel height.                                                                                                       Colour: Flesh                                                                                                                                                                                Size: 25cm Right                                                                                                                                                             Packaging requirements: Per foot                                                                                                                      ","10 over range of sizes ","Per foot"]
["ITEM 6.4.13",123770,"Foot, carbon spring                                                                                                                                                      Foot, carbon spring, mobility grade 2-3, system height with footshell 49mm, weight with footshell 570g, clearance with footshell 67mm, split toe, maximum body weight 125kg.                                                                                                                                                                        Footshell: Normal shape with 6mm heel height.                                                                                                       Colour: Flesh                                                                                                                                                                                Size: 26cm Right                                                                                                                                                             Packaging requirements: Per foot                                                                                                                  ","10 over range of sizes ","Per foot"]
["ITEM 6.4.14",123772,"Foot, carbon spring                                                                                                                                                          Foot, carbon spring, mobility grade 2-3, system height with footshell 49mm, weight with footshell 570g, clearance with footshell 67mm, split toe, maximum body weight 125kg.                                                                                                                                                                Footshell: Normal shape with 6mm heel height.                                                                                                       Colour: Flesh                                                                                                                                                                                Size: 27cm Right                                                                                                                                                             Packaging requirements: Per foot                                                                                                       ","10 over range of sizes ","Per foot"]
["ITEM 6.4.15",123774,"Foot, carbon spring                                                                                                                                                                 Foot, carbon spring, mobility grade 2-3, system height with footshell 49mm, weight with footshell 570g, clearance with footshell 67mm, split toe, maximum body weight 125kg,                                                              Footshell: Normal shape with 6mm heel height.                                                                                                      Colour: Flesh                                                                                                                                                                               Size: 28cm Right                                                                                                                                                             Packaging requirements: Per foot                                                                                                                        ","10 over range of sizes ","Per foot"]
["ITEM 6.4.16",123776,"Foot, carbon spring                                                                                                                                                  Foot, carbon spring, mobility grade 2-3, system height with footshell 49mm, weight with footshell 570g, clearance with footshell 67mm, split toe, maximum body weight 125kg.                                                             Footshell: Normal shape with 6mm heel height.                                                                                                       Colour: Flesh                                                                                                                                                                                Size: 29cm Right                                                                                                                                                             Packaging requirements: Per foot                                                                                                                   ","10 over range of sizes ","Per foot"]
["ITEM 6.4.17",148902,"Foot, carbon spring                                                                                                                                                    Foot, carbon spring, mobility grade 2-3, system height with footshell 49mm, weight with footshell 570g, clearance with footshell 67mm, split toe, maximum body weight 125kg.                                                                                                   Footshell: Slim shape with 5mm heel height.                                                                                                              Colour: Negroid                                                                                                                                                                          Size: 22cm Left                                                                                                                                                                Packaging requirements: Per foot                                                                                                                ","10 over range of sizes ","Per foot"]
["ITEM 6.4.18",123779,"Foot, carbon spring                                                                                                                                                  Foot, carbon spring, mobility grade 2-3, system height with footshell 49mm, weight with footshell 570g, clearance with footshell 67mm, split toe, maximum body weight 125kg.                                                                                                                                                                  Footshell: Slim shape with 5mm heel height.                                                                                                              Colour: Negroid                                                                                                                                                                         Size: 23cm Left                                                                                                                                                                  Packaging requirements: Per foot                                                                                                                  ","10 over range of sizes ","Per foot"]
["ITEM 6.4.19",124009,"Foot, carbon spring                                                                                                                                                    Foot, carbon spring, mobility grade 2-3, system height with footshell 49mm, weight with footshell 570g, clearance with footshell 67mm, split toe, maximum body weight 125kg.                                                         Footshell: Normal shape with 6mm heel height.                                                                                                                                                                                                                                                                Colour: Negroid                                                                                                                                                                           Size: 24cm Left                                                                                                                                                                     Packaging requirements: Per foot                                                                                                                  ","10 over range of sizes ","Per foot"]
["ITEM 6.4.20",124071,"Foot, carbon spring                                                                                                                                               Foot, carbon spring, mobility grade 2-3, system height with footshell 49mm, weight with footshell 570g, clearance with footshell 67mm, split toe, maximum body weight 125kg.                                                                                                                                                                                 Footshell: Normal shape with 6mm heel height.                                                                                                       Colour: Negroid                                                                                                                                                                         Size: 25cm Left                                                                                                                                                                Packaging requirements: Per foot                                                                                                                   ","10 over range of sizes ","Per foot"]
["ITEM 6.4.21",124005,"Foot, carbon spring                                                                                                                                                         Foot, carbon spring, mobility grade 2-3, system height with footshell 49mm, weight with footshell 570g, clearance with footshell 67mm, split toe, maximum body weight 125kg.                                                                                                         Footshell: Normal shape with 6mm heel height.                                                                                                       Colour: Negroid                                                                                                                                                                          Size: 26cm Left                                                                                                                                                                Packaging requirements: Per foot                                                                                                                ","10 over range of sizes ","Per foot"]
["ITEM 6.4.22",148911,"Foot, carbon spring                                                                                                                                                     Foot, carbon spring, mobility grade 2-3, system height with footshell 49mm, weight with footshell 570g, clearance with footshell 67mm, split toe, maximum body weight 125kg.                                                                                                                                                                                        Footshell: Normal shape with 6mm heel height.                                                                                                       Colour: Negroid                                                                                                                                                                         Size: 27cm Left                                                                                                                                                                Packaging requirements: Per foot                                                                                                                    ","10 over range of sizes ","Per foot"]
["ITEM 6.4.23",124075,"Foot, carbon spring                                                                                                                                                  Foot, carbon spring, mobility grade 2-3, system height with footshell 49mm, weight with footshell 570g, clearance with footshell 67mm, split toe, maximum body weight 125kg.                                                                                                                                                                                                         Footshell: Normal shape with 6mm heel height.                                                                                                       Colour: Negroid                                                                                                                                                                              Size: 28cm Left                                                                                                                                                                 Packaging requirements: Per foot                                                                                                                  ","10 over range of sizes ","Per foot"]
["ITEM 6.4.24",124077,"Foot, carbon spring                                                                                                                                                       Foot, carbon spring, mobility grade 2-3, system height with footshell 49mm, weight with footshell 570g, clearance with footshell 67mm, split toe, maximum body weight 125kg.                                                                                                                                                                                                                  Footshell: Normal shape with 6mm heel height.                                                                                                        Colour: Negroid                                                                                                                                                                          Size: 29cm Left                                                                                                                                                                Packaging requirements: Per foot                                                                                                                 ","10 over range of sizes ","Per foot"]
["ITEM 6.4.25",124008,"Foot, carbon spring                                                                                                                                                        Foot, carbon spring, mobility grade 2-3, system height with footshell 49mm, weight with footshell 570g, clearance with footshell 67mm, split toe, maximum body weight 125kg.                                                                                                                                                                                              Footshell: Slim shape with 5mm heel height.                                                                                                              Colour: Negroid                                                                                                                                                                             Size: 22cm Right                                                                                                                                                            Packaging requirements: Per foot                                                                                                                        ","10 over range of sizes ","Per foot"]
["ITEM 6.4.26",124070,"Foot, carbon spring                                                                                                                                                   Foot, carbon spring, mobility grade 2-3, system height with footshell 49mm, weight with footshell 570g, clearance with footshell 67mm, split toe, maximum body weight 125kg.                                                                                                                                                                   Footshell: Slim shape with 5mm heel height.                                                                                                              Colour: Negroid                                                                                                                                                                            Size: 23cm Right                                                                                                                                                             Packaging requirements: Per foot                                                                                                                        ","10 over range of sizes ","Per foot"]
["ITEM 6.4.27",124072,"Foot, carbon spring                                                                                                                                                 Foot, carbon spring, mobility grade 2-3, system height with footshell 49mm, weight with footshell 570g, clearance with footshell 67mm, split toe, maximum body weight 125kg.                                                                                                                                                                                    Footshell: Normal shape with 6mm heel height.                                                                                                       Colour: Negroid                                                                                                                                                                          Size: 24cm Right                                                                                                                                                            Packaging requirements: Per foot                                                                                                                  ","10 over range of sizes ","Per foot"]
["ITEM 6.4.28",124073,"Foot, carbon spring                                                                                                                                                   Foot, carbon spring, mobility grade 2-3, system height with footshell 49mm, weight with footshell 570g, clearance with footshell 67mm, split toe, maximum body weight 125kg.                                                                                                      Footshell: Normal shape with 6mm heel height.                                                                                                       Colour: Negroid                                                                                                                                                                            Size: 25cm Right                                                                                                                                                             Packaging requirements: Per foot                                                                                                          ","10 over range of sizes ","Per foot"]
["ITEM 6.4.29",124074,"Foot, carbon spring                                                                                                                                                                          Foot, carbon spring, mobility grade 2-3, system height with footshell 49mm, weight with footshell 570g, clearance with footshell 67mm, split toe, maximum body weight 125kg.                                                                                                        Footshell: Normal shape with 6mm heel height.                                                                                                       Colour: Negroid                                                                                                                                                                                 Size: 26cm Right                                                                                                                                                            Packaging requirements: Per foot                                                                                                                    ","10 over range of sizes ","Per foot"]
["ITEM 6.4.30",124079,"Foot, carbon spring                                                                                                                                                      Foot, carbon spring, mobility grade 2-3, system height with footshell 49mm, weight with footshell 570g, clearance with footshell 67mm, split toe, maximum body weight 125kg.                                                                                                                                                                                                   Footshell: Normal shape with 6mm heel height.                                                                                                       Colour: Negroid                                                                                                                                                                          Size: 27cm Right                                                                                                                                                             Packaging requirements: Per foot                                                                                                             ","10 over range of sizes ","Per foot"]
["ITEM 6.4.31",124076,"Foot, carbon spring                                                                                                                                                   Foot, carbon spring, mobility grade 2-3, system height with footshell 49mm, weight with footshell 570g, clearance with footshell 67mm, split toe, maximum body weight 125kg.                                                                                                                                                                   Footshell: Normal shape with 6mm heel height.                                                                                                       Colour: Negroid                                                                                                                                                                         Size: 28cm Right                                                                                                                                                            Packaging requirements: Per foot                                                                                                                    ","10 over range of sizes ","Per foot"]
["ITEM 6.4.32",124079,"Foot, carbon spring                                                                                                                                                  Foot, carbon spring, mobility grade 2-3, system height with footshell 49mm, weight with footshell 570g, clearance with footshell 67mm, split toe, maximum body weight 125kg.                                                                                                                                                                                                     Footshell: Normal shape with 6mm heel height.                                                                                                       Colour: Negroid                                                                                                                                                                          Size: 29cm Right                                                                                                                                                             Packaging requirements: Per foot                                                                                                                         ","10 over range of sizes ","Per foot"]
["ITEM 6.5","SINGLE AXIS FOOT"]
["ITEM 6.5.1",120875,"Single axis foot\nSingle axis foot with toes and 2-prong adaptable, Enclosed med, Pedilon heel wedge, Sole contour flat convex. Colour: Flesh, Heel height: 10mm\nDimensions: Sizes 19 Left                                                                                                                                         Packaging requirements: Per foot                                                                                                                                                                           ","100 over range of sizes ","Per foot"]
["Spec on system delete from sap",126705,"Foot sach single axis flesh 19 left                                                                                                                                  Foot sach, single axis, flesh, size 19 left foot with toes and 2-prong adaptable, enclosed med, pedilon heel wedge, 10mm heel height, sole contour flat convex, GT/GDH/87/2009"]
["ITEM 6.5.2",120876,"Single axis foot\nSingle axis foot with toes and 2-prong adaptable, Enclosed med, Pedilon heel wedge, Sole contour flat convex. Colour: Flesh, Heel height: 10mm\nDimensions: Sizes 20 Left                                                                                                                                                    Packaging requirements: Per foot                                                                                                                                         ","100 over range of sizes ","Per foot"]
["Spec on system delete from sap",126707,"Foot sach single axis flesh 20 left                                                                                                                                           Foot sach, single axis, flesh, size 20 left foot with toes and 2-prong adaptable, enclosed med, pedilon heel wedge, 10mm heel height, sole contour flat convex, GT/GDH/87/2009"]
["ITEM 6.5.3",120878,"Single axis foot\nSingle axis foot with toes and 2-prong adaptable, Enclosed med, Pedilon heel wedge, Sole contour flat convex. Colour: Flesh, Heel height: 10mm\nDimensions: Sizes 21 Left                                                                                                                                           Packaging requirements: Per foot                                                                      ","100 over range of sizes ","Per foot"]
["Spec on system delete from sap",126708,"Foot sach single axis flesh 21 left                                                                                                                                         Foot sach, single axis, flesh, size 21 left foot with toes and 2-prong adaptable, enclosed med, pedilon heel wedge, 10mm heel height, sole contour flat convex, GT/GDH/87/2009"]
["ITEM 6.5.4",120904,"Single axis foot\nSingle axis foot with toes and 2-prong adaptable, Enclosed med, Pedilon heel wedge, Sole contour flat convex. Colour: Flesh, Heel height: 10mm                                                                                                                                                                                                                                                          \nDimensions: Sizes 22 Left                                                                                                                                        Packaging requirements: Per foot                                                                                                                          ","100 over range of sizes ","Per foot"]
["Spec on system delete from sap",126709,"Foot sach single axis flesh 22 left                                                                                                                                             Foot sach, single axis, flesh, size 22 left foot with toes and 2-prong adaptable, enclosed med, pedilon heel wedge, 10mm heel height, sole contour flat convex, GT/GDH/87/2009"]
["ITEM 6.5.5",120905,"Single axis foot\nSingle axis foot with toes and 2-prong adaptable, Enclosed med, Pedilon heel wedge, Sole contour flat convex. Colour: Flesh, Heel height: 10mm\nDimensions: Sizes 23 Left                                                                                                                                         Packaging requirements: Per foot                                                                                ","100 over range of sizes ","Per foot"]
["Spec on system delete from sap",126710,"Foot sach single axis flesh 23 left                                                                                                                                             Foot sach, single axis, flesh, size 23 left foot with toes and 2-prong adaptable, enclosed med, pedilon heel wedge, 10mm heel height, sole contour flat convex, GT/GDH/87/2009"]
["ITEM 6.5.6",120906,"Single axis foot\nSingle axis foot with toes and 2-prong adaptable, Enclosed med, Pedilon heel wedge, Sole contour flat convex. Colour: Flesh, Heel height: 10mm\nDimensions: Sizes 24 Left                                                                                                                                         Packaging requirements: Per foot                                                                                                                             ","100 over range of sizes ","Per foot"]
["Spec on system delete from sap",126711,"Foot sach single axis flesh 24 left                                                                                                                                             Foot sach, single axis, flesh, size 24 left foot with toes and 2-prong adaptable, enclosed med, pedilon heel wedge, 10mm heel height, sole contour flat convex, GT/GDH/87/2009"]
["ITEM 6.5.7",120874,"Single axis foot\nSingle axis foot with toes and 2-prong adaptable, Enclosed med, Pedilon heel wedge, Sole contour flat convex. Colour: Flesh, Heel height: 10mm\nDimensions: Sizes 25 Left                                                                                                                                        Packaging requirements: Per foot                                                                                                                                           ","90 over range of sizes ","Per foot"]
["ITEM 6.5.8",120907,"Single axis foot\nSingle axis foot with toes and 2-prong adaptable, Enclosed med, Pedilon heel wedge, Sole contour flat convex. Colour:  Flesh ,Heel height: 10mm \nDimensions: Sizes 26 Left                                                                                                                                         Packaging requirements: Per foot                                                                                                                                ","90 over range of sizes ","Per foot"]
["Spec on system delete from sap",126713,"Foot sach single axis flesh 26 left                                                                                                                                             Foot sach, single axis, flesh, size 26 left foot with toes and 2-prong adaptable, enclosed med, pedilon heel wedge, 10mm heel height, sole contour flat convex, GT/GDH/87/2009"]
["ITEM 6.5.9",120908,"Single axis foot\nSingle axis foot with toes and 2-prong adaptable, Enclosed med, Pedilon heel wedge, Sole contour flat convex. Colour: Flesh,Heel height: 10mm \nDimensions: Sizes 27 Left                                                                                                                                          Packaging requirements: Per foot                                                                            ","90 over range of sizes ","Per foot"]
["Spec on system delete from sap",126714,"Foot sach single axis flesh 27 left                                                                                                                                             Foot sach, single axis, flesh, size 27 left foot with toes and 2-prong adaptable, enclosed med, pedilon heel wedge, 10mm heel height, sole contour flat convex, GT/GDH/87/2009"]
["ITEM 6.5.10",120909,"Single axis foot\nSingle axis foot with toes and 2-prong adaptable, Enclosed med, Pedilon heel wedge, Sole contour flat convex. Colour: Flesh, Heel height: 10mm\nDimensions: Sizes 28 Left                                                                                                                                        Packaging requirements: Per foot                                                                      ","90 over range of sizes ","Per foot"]
["Spec on system delete from sap",126715,"Foot sach single axis flesh 28 left                                                                                                                                             Foot sach, single axis, flesh, size 28 left foot with toes and 2-prong adaptable, enclosed med, pedilon heel wedge, 10mm heel height, sole contour flat convex, GT/GDH/87/2009"]
["ITEM 6.5.11",124195,"Single axis foot\nSingle axis foot with toes and 2-prong adaptable, Enclosed med, Pedilon heel wedge, Sole contour flat convex. Colour: Flesh, Heel height: 10mm\nDimensions: Sizes 29 Left                                                                                                                                        Packaging requirements: Per foot                                                                              ","90 over range of sizes ","Per foot"]
["Spec on system delete from sap",126716,"Foot sach single axis flesh 29 left                                                                                                                                             Foot sach, single axis, flesh, size 29 left foot with toes and 2-prong adaptable, enclosed med, pedilon heel wedge, 10mm heel height, sole contour flat convex, GT/GDH/87/2009"]
["ITEM 6.5.12",120160,"Single axis foot\nSingle axis foot with toes and 2-prong adaptable, Enclosed med, Pedilon heel wedge, Sole contour flat convex. Colour: Flesh, Heel height: 10mm\nDimensions: Sizes 19 Right                                                                                                                                      Packaging requirements: Per foot                                                                    ","90 over range of sizes ","Per foot"]
["Spec on system delete from sap",126717,"Foot sach single axis flesh 19 right                                                                                                                                   Foot sach, single axis, flesh, size 19 right foot with toes and 2-prong adaptable, enclosed med, pedilon heel wedge, 10mm heel height, sole contour flat convex, GT/GDH/87/2009"]
["ITEM 6.5.13",121161,"Single axis foot\nSingle axis foot with toes and 2-prong adaptable, Enclosed med, Pedilon heel wedge, Sole contour flat convex. Colour: Flesh, Heel height: 10mm\nDimensions: Sizes 20 Right                                                                                                                                      Packaging requirements: Per foot                                                                                                                           ","90 over range of sizes ","Per foot"]
["Spec on system delete from sap",126560,"Foot sach single axis flesh 20 right                                                                                                                                   Foot sach, single axis, flesh, size 20 right foot with toes and 2-prong adaptable, enclosed med, pedilon heel wedge, 10mm heel height, sole contour flat convex."]
["ITEM 6.5.14",124192,"Single axis foot\nSingle axis foot with toes and 2-prong adaptable, Enclosed med, Pedilon heel wedge, Sole contour flat convex. Colour: Flesh, Heel height: 10mm\nDimensions: Sizes 21 Right                                                                                                                                      Packaging requirements: Per foot                                                                                                                                         ","90 over range of sizes ","Per foot"]
["Spec on system",126562,"Foot sach single axis flesh 21 right                                                                                                                                   Foot sach, single axis, flesh, size 21 right foot with toes and 2-prong adaptable, enclosed med, pedilon heel wedge, 10mm heel height, sole contour flat convex."]
["ITEM 6.5.15",124193,"Single axis foot\nSingle axis foot with toes and 2-prong adaptable, Enclosed med, Pedilon heel wedge, Sole contour flat convex. Colour: Flesh, Heel height: 10mm\nDimensions: Sizes 22 Right                                                                                                                                      Packaging requirements: Per foot                                                                                 ","90 over range of sizes ","Per foot"]
["Spec on system delete from sap",126563,"Foot sach single axis flesh 22 right                                                                                                                                   Foot sach, single axis, flesh, size 22 right foot with toes and 2-prong adaptable, enclosed med, pedilon heel wedge, 10mm heel height, sole contour flat convex."]
["ITEM 6.5.16",124194,"Single axis foot  \nSingle axis foot with toes and 2-prong adaptable, Enclosed med, Pedilon heel wedge, Sole contour flat convex. Colour: Flesh, Heel height: 10mm\nDimensions: Sizes 23 Right                                                                                                                                       Packaging requirements: Per foot                                                                           ","90 over range of sizes ","Per foot"]
["Spec on system delete from sap",126564,"Foot sach single axis flesh 23 right                                                                                                                                   Foot sach, single axis, flesh, size 23 right foot with toes and 2-prong adaptable, enclosed med, pedilon heel wedge, 10mm heel height, sole contour flat convex."]
["ITEM 6.5.17",120061,"Single axis foot\nSingle axis foot with toes and 2-prong adaptable, Enclosed med, Pedilon heel wedge, Sole contour flat convex. Colour: Flesh, Heel height: 10mm                 \nDimensions: Sizes 24 Right                                                                                                                                      Packaging requirements: Per foot                                                                              ","90 over range of sizes ","Per foot"]
["Spec on system delete from sap",126565,"Foot sach single axis flesh 24 right                                                                                                                                   Foot sach, single axis, flesh, size 24 right foot with toes and 2-prong adaptable, enclosed med, pedilon heel wedge, 10mm heel height, sole contour flat convex."]
["ITEM 6.5.18",121060,"Single axis foot \nSingle axis foot with toes and 2-prong adaptable, Enclosed med, Pedilon heel wedge, Sole contour flat convex. Colour: Flesh, Heel height: 10mm\nDimensions: Sizes 25 Right                                                                                                                                      Packaging requirements: Per foot                                                                                 ","90 over range of sizes ","Per foot"]
["Spec on system delete from sap",126566,"Foot sach single axis flesh 25 right                                                                                                                                   Foot sach, single axis, flesh, size 25 right foot with toes and 2-prong adaptable, enclosed med, pedilon heel wedge, 10mm heel height, sole contour flat convex."]
["ITEM 6.5.19",121062,"Single axis foot \nSingle axis foot with toes and 2-prong adaptable, Enclosed med, Pedilon heel wedge, Sole contour flat convex. Colour: Flesh, Heel height: 10mm\nDimensions: Sizes 26 Right                                                                                                                                      Packaging requirements: Per foot                                                                          ","90 over range of sizes ","Per foot"]
["Spec on system delete from sap",126567,"Foot sach single axis flesh 26 right                                                                                                                                   Foot sach, single axis, flesh, size 26 right foot with toes and 2-prong adaptable, enclosed med, pedilon heel wedge, 10mm heel height, sole contour flat convex."]
["ITEM 6.5.20",121064,"Single axis foot \nSingle axis foot with toes and 2-prong adaptable, Enclosed med, Pedilon heel wedge, Sole contour flat convex. Colour: Flesh, Heel height: 10mm\nDimensions: Sizes 27 Right                                                                                                                                      Packaging requirements: Per foot                                                                                  ","90 over range of sizes ","Per foot"]
["Spec on system delete from sap",126568,"Foot sach single axis flesh 27 right                                                                                                                                   Foot sach, single axis, flesh, size 27 right foot with toes and 2-prong adaptable, enclosed med, pedilon heel wedge, 10mm heel height, sole contour flat convex."]
["ITEM 6.5.21",121065,"Single axis foot \nSingle axis foot with toes and 2-prong adaptable, Enclosed med, Pedilon heel wedge, Sole contour flat convex. Colour: Flesh, Heel height: 10mm\nDimensions: Sizes 28 Right                                                                                                                                       Packaging requirements: Per foot                                                                                 ","90 over range of sizes ","Per foot"]
["Spec on system delete from sap",126569,"Foot sach single axis flesh 28 right                                                                                                                                   Foot sach, single axis, flesh, size 28 right foot with toes and 2-prong adaptable, enclosed med, pedilon heel wedge, 10mm heel height, sole contour flat convex."]
["ITEM 6.5.22",121066,"Single axis foot\nSingle axis foot with toes and 2-prong adaptable, Enclosed med, Pedilon heel wedge, Sole contour flat convex. Colour: Flesh, Heel height: 10mm\nDimensions: Sizes 29 Right                                                                                                                                      Packaging requirements: Per foot                                                                                                          ","90 over range of sizes ","Per foot"]
["Spec on system delete from sap",126570,"Foot sach single axis flesh 29 right                                                                                                                                   Foot sach, single axis, flesh, size 29 right foot with toes and 2-prong adaptable, enclosed med, pedilon heel wedge, 10mm heel height, sole contour flat convex."]
["ITEM 6.5.23",121067,"Single axis foot\nSingle axis foot with toes and 2-prong adaptable, Enclosed med, Pedilon heel wedge, Sole contour flat convex. Colour: Negroid, Heel height: 10mm\nDimensions: Sizes 19 Left                                                                                                                                          Packaging requirements: Per foot                                                                                                              ","90 over range of sizes ","Per foot"]
["Spec on system delete from sap",126571,"Foot sach single axis negroid 19cm left                                                                                                                                   Foot sach, single axis, foot with toes and 2-prong adaptable, negroid, size 19cm left, enclosed med, pedilon heel wedge, 10mm heel height, sole contour flat convex."]
["Spec on system delete from sap",162641,"Foot sach single axis foot toes 19cm left                                                                                                                                   Foot sach, single axis, foot with toes and 2-prong adaptable, negroid, size 19cm left, enclosed med, pedilon heel wedge, 10mm heel height, sole contour flat convex."]
["ITEM 6.5.24",121069,"Single axis foot  \nSingle axis foot with toes and 2-prong adaptable, Enclosed med, Pedilon heel wedge, Sole contour flat convex. Colour: Negroid, Heel height: 10mm\nDimensions: Sizes 20 Left                                                                                                                                         Packaging requirements: Per foot                                                                                                          ","90 over range of sizes ","Per foot"]
["Spec on system delete from sap",126572,"Foot sach single axis negroid 20 left                                                                                                                                   Foot sach, single axis, foot with toes and 2-prong adaptable, negroid, size 20 left, enclosed med, pedilon heel wedge, 10mm heel height, sole contour flat convex."]
["ITEM 6.5.25",121099,"Single axis foot\nSingle axis foot with toes and 2-prong adaptable, Enclosed med, Pedilon heel wedge, Sole contour flat convex. Colour: Negroid, Heel height: 10mm\nDimensions: Sizes 21 Left                                                                                                                                        Packaging requirements: Per foot                                                                                                          ","90 over range of sizes ","Per foot"]
["Spec on system delete from sap",126584,"Foot sach single axis negroid 21 left                                                                                                                                   Foot sach, single axis, foot with toes and 2-prong adaptable, negroid, size 21 left, enclosed med, pedilon heel wedge, 10mm heel height, sole contour flat convex."]
["ITEM 6.5.26",121144,"Single axis foot \nSingle axis foot with toes and 2-prong adaptable, Enclosed med, Pedilon heel wedge, Sole contour flat convex. Colour: Negroid, Heel height: 10mm\nDimensions: Sizes 22 Left                                                                                                                                        Packaging requirements: Per foot                                                                                                           ","90 over range of sizes ","Per foot"]
["Spec on system delete from sap",126574,"Foot sach single axis negroid 22 left                                                                                                                                   Foot sach, single axis, foot with toes and 2-prong adaptable, negroid, size 22 left, enclosed med, pedilon heel wedge, 10mm heel height, sole contour flat convex."]
["ITEM 6.5.27",120510,"Single axis foot  \nSingle axis foot with toes and 2-prong adaptable, Enclosed med, Pedilon heel wedge, Sole contour flat convex. Colour: Negroid, Heel height: 10mm\nDimensions: Sizes 23 Left                                                                                                                                         Packaging requirements: Per foot                                                                                                          ","90 over range of sizes ","Per foot"]
["Spec on system delete from sap",126575,"Foot sach single axis negroid 23 left                                                                                                                                   Foot sach, single axis, foot with toes and 2-prong adaptable, negroid, size 23 left, enclosed med, pedilon heel wedge, 10mm heel height, sole contour flat convex."]
["ITEM 6.5.28",120511,"Single axis foot  \nSingle axis foot with toes and 2-prong adaptable, Enclosed med, Pedilon heel wedge, Sole contour flat convex. Colour: Negroid, Heel height: 10mm\nDimensions: Sizes 24 Left                                                                                                                                         Packaging requirements: Per foot                                                                                                         ","90 over range of sizes ","Per foot"]
["ITEM 6.5.29",120514,"Single axis foot \nSingle axis foot with toes and 2-prong adaptable, Enclosed med, Pedilon heel wedge, Sole contour flat convex. Colour: Negroid, Heel height: 10mm\nDimensions: Sizes 25 Left                                                                                                                                         Packaging requirements: Per foot                                                                                                          ","90 over range of sizes ","Per foot"]
["Spec on system delete from sap",126577,"Foot sach single axis negroid 25 left                                                                                                                                   Foot sach, single axis, foot with toes and 2-prong adaptable, negroid, size 25 left, enclosed med, pedilon heel wedge, 10mm heel height, sole contour flat convex."]
["ITEM 6.5.30",126776,"Single axis foot \nSingle axis foot with toes and 2-prong adaptable, Enclosed med, Pedilon heel wedge, Sole contour flat convex. Colour: Negroid, Heel height: 10mm\nDimensions: Sizes 26 Left                                                                                                                                        Packaging requirements: Per foot                                                                                                          ","90 over range of sizes ","Per foot"]
["Spec on system delete from sap",126578,"Foot sach single axis negroid 26 left                                                                                                                                   Foot sach, single axis, foot with toes and 2-prong adaptable, negroid, size 26 left, enclosed med, pedilon heel wedge, 10mm heel height, sole contour flat convex."]
["ITEM 6.5.31",120513,"Single axis foot\nSingle axis foot with toes and 2-prong adaptable, Enclosed med, Pedilon heel wedge, Sole contour flat convex. Colour: Negroid, Heel height: 10mm\nDimensions: Sizes 27 Left                                                                                                                                         Packaging requirements: Per foot                                                                                                              ","90 over range of sizes ","Per foot"]
["Spec on system delete from sap",126579,"Foot sach single axis negroid 27 left                                                                                                                                   Foot sach, single axis, foot with toes and 2-prong adaptable, negroid, size 27 left, enclosed med, pedilon heel wedge, 10mm heel height, sole contour flat convex."]
["ITEM 6.5.32",120515,"Single axis foot \nSingle axis foot with toes and 2-prong adaptable, Enclosed med, Pedilon heel wedge, Sole contour flat convex. Colour: Negroid, Heel height: 10mm \nDimensions: Sizes 28 Left                                                                                                                                               Packaging requirements: Per foot                                                                                                                ","90 over range of sizes ","Per foot"]
["Spec on system delete from sap",126580,"Foot sach single axis negroid 28 left                                                                                                                                   Foot sach, single axis, foot with toes and 2-prong adaptable, negroid, size 28 left, enclosed med, pedilon heel wedge, 10mm heel height, sole contour flat convex."]
["ITEM 6.5.33",120516,"Single axis foot\nSingle axis foot with toes and 2-prong adaptable, Enclosed med, Pedilon heel wedge, Sole contour flat convex. Colour: Negroid, Heel height: 10mm\nDimensions: Sizes 29 Left                                                                                                                                        Packaging requirements: Per foot                                                                                                          ","90 over range of sizes ","Per foot"]
["Spec on system delete from sap",126581,"Foot sach single axis negroid 29 left                                                                                                                                   Foot sach, single axis, foot with toes and 2-prong adaptable, negroid, size 29 left, enclosed med, pedilon heel wedge, 10mm heel height, sole contour flat convex."]
["ITEM 6.5.34",121098,"Single axis foot\nSingle axis foot with toes and 2-prong adaptable, Enclosed med, Pedilon heel wedge, Sole contour flat convex. Colour: Negroid, Heel height: 10mm\nDimensions: Sizes 19 Right                                                                                                                                      Packaging requirements: Per foot                                                                                                              ","90 over range of sizes ","Per foot"]
["Spec on system delete from sap",126582,"Foot sach single axis negroid 19 right                                                                                                                                   Foot sach, single axis foot with toes and 2-prong adaptable, negroid, size 19 right, enclosed med, pedilon heel wedge, 10mm heel height, sole contour flat convex."]
["ITEM 6.5.35",120558,"Single axis foot\nSingle axis foot with toes and 2-prong adaptable, Enclosed med, Pedilon heel wedge, Sole contour flat convex. Colour: Negroid, Heel height: 10mm\nDimensions: Sizes 20 Right                                                                                                                                      Packaging requirements: Per foot                                                                                                          ","90 over range of sizes ","Per foot"]
["Spec on system delete from sap",126583,"Foot sach single axis negroid 20 right                                                                                                                                   Foot sach, single axis foot with toes and 2-prong adaptable, negroid, size 20 right, enclosed med, pedilon heel wedge, 10mm heel height, sole contour flat convex."]
["ITEM 6.5.36",120559,"Single axis foot \nSingle axis foot with toes and 2-prong adaptable, Enclosed med, Pedilon heel wedge, Sole contour flat convex. Colour: Negroid, Heel height: 10mm\nDimensions: Sizes 21 Right                                                                                                                                      Packaging requirements: Per foot                                                                                                            ","90 over range of sizes ","Per foot"]
["Spec on system delete from sap",126584,"Foot sach single axis negroid 21 right                                                                                                                                   Foot sach, single axis foot with toes and 2-prong adaptable, negroid, size 21 right, enclosed med, pedilon heel wedge, 10mm heel height, sole contour flat convex."]
["ITEM 6.5.37",198875,"Single axis foot  \nSingle axis foot with toes and 2-prong adaptable, Enclosed med, Pedilon heel wedge, Sole contour flat convex. Colour: Negroid, Heel height: 10mm                         \nDimensions: Sizes 22 Right                                                                                                                                      Packaging requirements: Per foot                                                                                                          ","90 over range of sizes ","Per foot"]
["Spec on system delete from sap",126718,"Foot sach single axis negroid 22 right                                                                                                                                         Foot sach, single axis, negroid, size 22 right foot with toes and 2-prong adaptable, enclosed med, pedilon heel wedge, 10mm heel height, sole contour flat convex, GT/GDH/87/2009"]
["ITEM 6.5.38",198876,"Single axis foot\nSingle axis foot with toes and 2-prong adaptable, Enclosed med, Pedilon heel wedge, Sole contour flat convex. Colour: Negroid, Heel height: 10mm\nDimensions: Sizes 23 Right                                                                                                                                      Packaging requirements: Per foot                                                                           ","90 over range of sizes ","Per foot"]
["Spec on system delete from sap",126719,"Foot sach single axis negroid 23 right                                                                                                                                         Foot sach, single axis, negroid, size 23 right foot with toes and 2-prong adaptable, enclosed med, pedilon heel wedge, 10mm heel height, sole contour flat convex, GT/GDH/87/2009"]
["ITEM 6.5.39",114543,"Single axis foot \nSingle axis foot with toes and 2-prong adaptable, Enclosed med, Pedilon heel wedge, Sole contour flat convex. Colour: Negroid, Heel height: 10mm\nDimensions: Sizes 24 Right                                                                                                                                      Packaging requirements: Per foot                                                                                                              ","90 over range of sizes ","Per foot"]
["Spec on system delete from sap",126720,"Foot sach single axis negroid 24 right                                                                                                                                         Foot sach, single axis, negroid, size 24 right foot with toes and 2-prong adaptable, enclosed med, pedilon heel wedge, 10mm heel height, sole contour flat convex, GT/GDH/87/2009"]
["ITEM 6.5.40",114549,"Single axis foot \nSingle axis foot with toes and 2-prong adaptable, Enclosed med, Pedilon heel wedge, Sole contour flat convex. Colour: Negroid, Heel height: 10mm\nDimensions: Sizes 25 Right                                                                                                                Packaging requirements: Per foot                                                                                                               ","90 over range of sizes ","Per foot "]
["Spec on system delete from sap",126721,"Foot sach single axis negroid 25 right                                                                                                                                         Foot sach, single axis, negroid, size 25 right foot with toes and 2-prong adaptable, enclosed med, pedilon heel wedge, 10mm heel height, sole contour flat convex, GT/GDH/87/2009"]
["Spec on system delete from sap",114549,"Foot sach single axis foot 25 right negr                                                                                                                                         Foot, sach, single axis with toes and 2-prong adaptable, negroid, size 25 right, enclosed med, pedilon heel wedge, 10mm heel height, sole contour flat convex. "]
["ITEM 6.5.41",120517,"Single axis foot\nSingle axis foot with toes and 2-prong adaptable, Enclosed med, Pedilon heel wedge, Sole contour flat convex. Colour: Negroid, Heel height: 10mm\nDimensions: Sizes 26 Right                                                                                                                                      Packaging requirements: Per foot                                                                                                           ","90 over range of sizes ","Per foot"]
["Spec on system delete from sap",126586,"Foot sach single axis negroid 26 right                                                                                                                                          Foot, sach, single axis with toes and 2-prong adaptable, negroid, size 26 right, enclosed med, pedilon heel wedge, 10mm heel height, sole contour flat convex. "]
["ITEM 6.5.42",120519,"Single axis foot \nSingle axis foot with toes and 2-prong adaptable, Enclosed med, Pedilon heel wedge, Sole contour flat convex. Colour: Negroid, Heel height: 10mm\nDimensions: Sizes 27 Right                                                                                                                                       Packaging requirements: Per foot                                                                                                          ","90 over range of sizes ","Per foot"]
["Spec on system delete from sap",126600,"Foot sach single axis negroid 27 right                                                                                                                                          Foot, sach, single axis with toes and 2-prong adaptable, negroid, size 27 right, enclosed med, pedilon heel wedge, 10mm heel height, sole contour flat convex. "]
["ITEM 6.5.43",120690,"Single axis foot\nSingle axis foot with toes and 2-prong adaptable, Enclosed med, Pedilon heel wedge, Sole contour flat convex. Colour: Negroid, Heel height: 10mm\nDimensions: Sizes 28 Right                                                                                                                                      Packaging requirements: Per foot                                                                                                           ","90 over range of sizes ","Per foot"]
["Spec on system delete from sap",126601,"Foot sach single axis negroid 28 right                                                                                                                                          Foot, sach, single axis with toes and 2-prong adaptable, negroid, size 28 right, enclosed med, pedilon heel wedge, 10mm heel height, sole contour flat convex. "]
["ITEM 6.5.44",120691,"Single axis foot\nSingle axis foot with toes and 2-prong adaptable, Enclosed med, Pedilon heel wedge, Sole contour flat convex. Colour: Negroid, Heel height: 10mm\nDimensions: Sizes 29 Right                                                                                                                                      Packaging requirements: Per foot                                                                                                            ","90 over range of sizes ","Per foot"]
["Spec on system delete from sap",126602,"Foot sach single axis negroid 29 right                                                                                                                                          Foot, sach, single axis with toes and 2-prong adaptable, negroid, size 29 right, enclosed med, pedilon heel wedge, 10mm heel height, sole contour flat convex. "]
["ITEM 6.6 ",126605,"Prosymes                                                                                                                                           Carbon polyurethane with dynamic heel, spacer plate, functional foot shell. Clearance of 43mm.                                                                                                             Size: Made to measure                                                                                                                                               Packaging requirements: Per item                                                                                             ",15,"Per item"]
["ITEM 7","FOOT BOLT"]
["ITEM 7.1",163378,"Foot bolt \nWeight 126kg                                                                                                                                                                                Size: 10mm\nPackaging requirements: Per bolt                                                                                                              ",30,"Per bolt"]
["ITEM 7.2",184341,"Foot bolt \nWeight 126kg                                                                                                                                                                                    Size: 8mm\nPackaging requirements: Per bolt                                                                                                            ",10,"Per bolt"]
["ITEM 8","ANKLE ADAPTOR"]
["ITEM 8.1","163381Amend the specs","Ankle adaptor \nThread to take 10mm bolt including bolt.\nPackaging requirements: Per adaptor                                                                                                  ",30,"Per adaptor"]
["ITEM 8.2",126606,"Ankle adaptor kit                                                                                                                                Stainless steel 2-prong adapter with plantar flexion bumper and lower joint bushing, heel rubber and 2 nuts.                                                                                                                                                                                                                                                                                                                                            Size: 22-25 foot                                                                                                                                                              Packaging requirement: Per kit                                                                                                                ","100 over range of sizes","Per kit"]
["ITEM 8.3",126607,"Ankle adaptor kit                                                                                                                                Stainless steel 2-prong adapter with plantar flexion bumper and lower joint bushing, heel rubber and 2 nuts.                                                                                                                                                                                                 Size: 26-29 foot                                                                                                                                                              Packaging requirement: Per kit                                                                                                                   ","100 over range of sizes","Per kit"]
["ITEM 9","ANKLE ADAPTOR"]
["ITEM 9.1","193821 change spec","Tube AK \nAluminum tube with tube adaptor, diameter 32mm\nStainless steel attached\nPackaging requirements: Per tube                                                                                                            ",100,"Per tube"]
["ITEM 10"]
["ITEM 10","163383 change spec","Tube BK \nAluminum tube with tube adaptor, diameter 32mm\nStainless steel attached\nPackaging requirements: Per tube                                                                                                           ",100,"Per tube"]
["ITEM 11"]
["ITEM 11.1","163384 change spec","Tube clamp adaptor \nStainless steel 4 screws, Alignment 1 clamp screw and to fit 32mm diameter tube\nPackaging requirements: Per adaptor                                                                                                 ",125,"Per adaptor"]
["ITEM 11.2","NEW","Tube clamp adaptor, movable shift \nTube clamp adaptor, stainless steel, allow frontal dorsal and mediolateral shift on the socket, to fit 34mm diameter tube, 4 adjustable screws. \nPackaging requirements: Per adaptor                                                                                                 ",100,"Per adaptor"]
["ITEM 12"]
["ITEM 12","163399 - spelling","Extention Assist \nSpring wire 80 w, Distal anchor shell, Adjustable Ring/screw, Comp spring + flexible, Plastic cover.\nPackaging requirements: Per item                                                                                                         ",10,"Per item"]
["ITEM 13"]
["ITEM 13.1",163401,"Rotator adaptor 4 R 37 \nTitanium, 4 adjustable screws.\nPackaging requirements: Per item                                                                                                         ",0,"Per item"]
["ITEM 13.2",184342,"Rotator adaptor 4 R 37 \nStainless steel, 4 adjustable screws.\nPackaging requirements: Per item                                                                                          ",30,"Per item"]
["ITEM 13.3",148923,"Rotator adaptor three prong \nTitanium, three prong.\nPackaging requirements: Per item                                                                                                                            ",10,"Per item"]
["ITEM 13.4",148924,"Rotator adaptor three prong \nStainless steel, three prong.\nPackaging requirements: Per item                                                                                                                           ",20,"Per item"]
["ITEM 13.5",120693,"Socket adaptor with pyramid  \nSocket adaptor with pyramid, titanium, three prong.\nPackaging requirements: Per item                                                                                                                         ",10,"Per item"]
["ITEM 13.6",120692,"Socket adaptor with pyramid  \nSocket adaptor with pyramid, stainless steel, three prong.\nPackaging requirements: Per item                                                                                                                          ",10,"Per item"]
["ITEM 13.7.1","NEW","Adaptor female                                                                                                                                                       Adaptor, double female, to fit pyramid, stainless steel, 8 adjustable screws.                                                              Size: 30mm                                                                                                                                                             Packaging requirements: Per item","50 over range of sizes","Per item"]
["ITEM 13.7.2","NEW","Adaptor female                                                                                                                                                       Adaptor, double female, to fit pyramid, stainless steel, 8 adjustable screws.                                                              Size: 45mm                                                                                                                                                                   Packaging requirements: Per item","50 over range of sizes","Per item"]
["ITEM 13.7.3","NEW","Adaptor female                                                                                                                                                       Adaptor, double female, to fit pyramid, stainless steel, 8 adjustable screws.                                                              Size: 65mm                                                                                                                                                                   Packaging requirements: Per item","50 over range of sizes","Per item"]
["ITEM 13.7.4","NEW","Adaptor female                                                                                                                                                       Adaptor, double female, to fit pyramid, stainless steel, 8 adjustable screws.                                                              Size: 75mm                                                                                                                                                                  Packaging requirements: Per item","50 over range of sizes","Per item"]
["ITEM 13.8.1","NEW","Adaptor female male                                                                                                                                              Adaptor, double, female and male, with pyramid and receiver, stainless steel, 4 adjustable screws.                   Size: 32mm                                                                                                                                              v                  Packaging requirements: Per item","50 over range of sizes","Per item"]
["ITEM 13.8.2","NEW","Adaptor female male                                                                                                                                              Adaptor, double, female and male, with pyramid and receiver, stainless steel, 4 adjustable screws.                Size: 45mm                                                                                                                                                                  Packaging requirements: Per item","50 over range of sizes","Per item"]
["ITEM 13.8.3","NEW","Adaptor female male                                                                                                                                           Adaptor, double, female and male, with pyramid and receiver, stainless steel, 4 adjustable screws.            Size: 60mm                                                                                                                                                          Packaging requirements: Per item","50 over range of sizes","Per item"]
["ITEM 13.8.4","NEW","Adaptor female male                                                                                                                                             Adaptor, double, female and male, with pyramid and receiver, stainless steel, 4 adjustable screws.                Size: 75mm                                                                                                                                                                 Packaging requirements: Per item","50 over range of sizes","Per item"]
["ITEM 13.9","NEW","Adaptor double                                                                                                                                                         Adaptor, double, with pyramid on both sides, stainless steel.                                                                    Packaging requirements: Per item",50,"Per item"]
["ITEM 13.10","NEW","Adaptor sliding                                                                                                                                                 Adaptor, sliding, pyramid receiver on top, tube clamp at the bottom, 4 adjustable screws, tube clamp screw, stainless steel.                                                                                                                                            Packaging requirements: Per item",10,"Per item"]
["ITEM 14","JOINTS"]
["ITEM 14.1.1",126608,"BK joint prosthetic                                                                                                                                                          Stainless steel and nickle plated with ball bearing.                                                                                                                    Size: Small                                                                                                                                                                                      Packaging requirements: Per pair                                                                                                    ","30 over range of sizes","Per pair"]
["ITEM 14.1.2",126609,"BK joint prosthetic                                                                                                                                                                   Stainless steel and nickle plated with ball bearing.                                                                                                                    Size: Medium                                                                                                                                                                          Packaging requirements: Per pair                                                                                                 ","30 over range of sizes","Per pair"]
["ITEM 14.1.3",126610,"BK joint prosthetic                                                                                                                                                                  Stainless steel and nickle plated with ball bearing.                                                                                                                   Size: Large                                                                                                                                                                        Packaging requirements: Per pair                                                                                           ","30 over range of sizes","Per pair"]
["ITEM 14.2.1",126611,"Pelvic hip joint                                                                                                                                                                    Stainless steel prosthetic hip joint with pelvic band.                                                                                                           Thickness: 2mm                                                                                                                                                                       Size: Small Left                                                                                                                                                                            Packaging requirements: Per joint                                                                                                                        ","5 over range of sizes","Per joint"]
["ITEM 14.2.2",126616,"Pelvic hip joint                                                                                                                                                                   Stainless steel prosthetic hip joint with pelvic band.                                                                                        Thickness: 2mm                                                                                                                                                                         Size: Medium Left                                                                                                                                                                   Packaging requirements: Per joint                                                                                      ","5 over range of sizes","Per joint"]
["ITEM 14.2.3",126617,"Pelvic hip joint                                                                                                                                                                            Stainless steel prosthetic hip joint with pelvic band.                                                                                                   Thickness: 2mm                                                                                                                                                                       Size: Large Left                                                                                                                                                                           Packaging requirements: Per joint                                                                       ","5 over range of sizes","Per joint"]
["ITEM 14.2.4",126618,"Pelvic hip joint                                                                                                                                                                  Stainless steel prosthetic hip joint with pelvic band.                                                                                          Thickness: 2mm                                                                                                                                                                       Size: Small Right                                                                                                                                                                         Packaging requirements: Per joint                                                                                                          ","5 over range of sizes","Per joint"]
["ITEM 14.2.5",126619,"Pelvic hip join                                                                                                                                                                               Stainless steel prosthetic hip joint with pelvic band.                                                                                                     Thickness: 2mm                                                                                                                                                                        Size: Medium Right                                                                                                                                                                 Packaging requirements: Per joint                                                                                                          ","5 over range of sizes","Per joint"]
["ITEM 14.2.6",126630,"Pelvic hip joint                                                                                                                                                                              Stainless steel prosthetic hip joint with pelvic band.                                                                                             Thickness: 2mm                                                                                                                                                                                Size: Large Right                                                                                                                                                               Packaging requirements:  Per joint                                                                                                                 ","5 over range of sizes","Per joint"]
["ITEM 14.3.1",126631,"TT joint                                                                                                                                                                                             Prosthetic hip joint attached with screws to socket lamination plate by a double hinged plate.                       Must have build-in manual lock which automatically engages in full extension.                                                        Must have a lever and must be adjustable.                                                                                                                                                               Size: Adult Left                                                                                                                                                                            Packaging requirements: Per joint                                                                                                          ",5,"Per joint"]
["ITEM 14.3.2",126632,"TT joint                                                                                                                                                                                                Prosthetic hip joint attached with screws to socket lamination plate by a double hinged plate.                           Must have build-in manual lock which automatically engages in full extension.                                                           Must have a lever and must be adjustable.                                                                                                                                                              Size: Adult Right                                                                                                                                                                     Packaging requirements: Per joint                                                                                                               ",5,"Per joint"]
["ITEM 14.3.3",126634,"TT joint                                                                                                                                                                                               Prosthetic hip joint attached with screws to socket lamination plate by a double hinged plate.                                                                                                                                                                                          Must have build-in manual lock which automatically engages in full extension.                                                                                                    Must have a lever and must be adjustable.                                                                                                                       Size: Child Left                                                                                                                                                                              Packaging requirements: Per joint                                                                          ",2,"Per joint"]
["ITEM 14.3.4",126633,"TT joint                                                                                                                                                  Prosthetic hip joint attached with screws to socket lamination plate by a double hinged plate.                                                                                                                                                   Must have build-in manual lock which automatically engages in full extension.                                                                                                      Must have a lever and must be adjustable.                                                                                                                                Size: Child Right                                                                                                                                                                            Packaging requirements: Per joint                                                                                                   ",2,"Per joint"]
["ITEM 15"]
["ITEM 15.1",164790,"A/K socket suction valve\nSuction Release Button\nPackaging requirements: Per item                                                                                     ",40,"Per item"]
["ITEM 15.2","NEW","BK socket suction valve\nSuction Release Button\nPackaging requirements: Per item                                                                                     ",40,"Per item"]
["ITEM 16"]
["ITEM 16.1",164791,"Axilla loop pad                                                                                                                                                                         Size: 18mm                                                                                                                                                    Packaging requirements: Per item                                                                                                    ","10 over range of sizes","Per item"]
["ITEM 16.2",164793,"Axilla loop pad                                                                                                                                     Size: 25mm                                                                                                                                                                       Packaging requirements: Per item                                                                                   ","10 over range of sizes"]
["ITEM 17"]
["ITEM 17",163673,"Patella buttons\nAluminum 3,2 counter, sunk hole 12mm.                                                                                        Packaging requirements: Per item                                                                             ",50,"Per item"]
["ITEM 18","KNEES"]
["ITEM 18.1.1","163400 change spec","Safety 3 R 15 Knee \nModular single axis, with extention assist.\nAdjustable, fixation control / safety.\nPackaging requirements: Per item                                                                  ",65,"Per item"]
["ITEM 18.1.2",118096,"3 R 78 knee                                                                                                                                                                                            Four-axis polycentric structure with single-chamber pneumatic swing phase control.                                                                                      Polycentric ensures stance phase stability.                                                                                                           Packaging requirements: Per knee                                                                                    ",20,"Per knee"]
["ITEM 18.1.3",148927,"3 R 41 knee adult                                                                                                                                                             Modular monocentric locking knee joint, fibre reinforced polyamide material, moisture resistant, distal connection: tube clamp 30mm diameter, proximal connection: pyramid adaptor, knee flexion angle: 150 degrees, system height 24 mm, weight 385g. Mobility grade 1.                                                                                                                                                              Size: Maximum body weight 125kg.                                                                                                                                                                                                      Packaging requirements: Per knee                                                                                                                           ",10,"Per knee"]
["ITEM 18.1.4",148928,"3 R 65 knee paediatric                                                                                                                                         Single axis modular knee joint with hydraulic swing phase control, aluminium material, distal connection: tube clamp 22mm diameter, proximal connection: pyramid adaptor, knee flexion angle: 145 degrees, system height 74mm, weight 315g.                                                                                                                          Size: Maximum body weight 45kg.                                                                                                                         Packaging requirements: Per knee                                                                                                                          ",10,"Per knee"]
["ITEM 18.1.5","NEW","3 R 67 knee paediatric                                                                                                                                         Single axis modular knee joint with hydraulic swing phase control, aluminium material, distal connection: tube clamp 22mm diameter, proximal connection: pyramid adaptor, knee flexion angle: 145 degrees, system height 74mm, weight 315g.                                                                                                                          Size: Maximum body weight 45kg.                                                                                                                         Packaging requirements: Per knee                                                                                                                          ",5,"Per knee"]
["ITEM 18.2.1",163677,"Through knee, knee joint \nTitanium modular knee joint, 4 bar linkage                                                                                                                        Size: Take up to 100kg\nPackaging requirements: Per knee                                                                                                                                  ",5,"Per knee"]
["ITEM 18.2.2",126665,"Through knee, knee joint \nStainless steel modular knee joint, 4 bar linkage                                                                                                             Size: Take 110kg or more \nPackaging requirements: Per knee                                                                                                                                                          ",5,"Per knee"]
["ITEM 18.3",163678,"Newmatic knee joint techlin\n4 bar linkage\nPackaging requirements: Per item                                                                                       ",5,"Per item"]
["ITEM 18.4.2",126667,"Repair kit for safety knee 3 R 15 consisting of the following:                                                    Extension stop, bumper, fillister head screw, brake bushing, safety device for bushing, knee assisted screw, brass washer, external lock ring, extension assist cable, compression spring and swing axis.                                                                                                                                                                                                                                                                                                                                                                                                                                    Packaging requirements: Per kit                                                                                           ",2,"Per kit"]
["ITEM 18.4.3",126668,"Repair kit for 3 R 21 (4 bar linkage) consisting of the following:                                              Lamination anchor stainless steel, slotted bushing, belleville spring washer, adjustment set screw, external lock ring, lock nut, extension stop bumper, extension assist spring, bearing for extension assist, guide for extension assist,  plastic guide knop for extension assist, cap screw and and round nut.                                                                                                                                                                                                                                                                                                                                 Packaging requirements: Per kit                                                                                       ",2,"Per kit"]
["ITEM 19"]
["ITEM 20"]
["ITEM 20",117515,"Bumper deceleration 4V34                                                                                                             Bumper deceleration, are used to service an artificial limb, 4V34                                                                 Packaging requirements: Per item                                                                                    ",0,"Per item"]
["ITEM 21"]
["ITEM 21",117516,"Bow extension 4V33 for artificial limb                                                                                                Bow extension, are used to service an artificial limb, 4V33                                                                             Packaging requirements: Per item                                                                                            ",0,"Per item"]
["Lower prosthetic issues (items GT-22 to GT-29)"]
["ITEM 22","COSMETIC STOCKINGS "]
["ITEM 22.1.1",184556,"Cosmetic stocking \nElastic cuff, nylon woven.\nColour: Flesh \nDimensions: AK                                                                                                                                                                      Size: X-Small                                                                                                                                                                          Packaging requirements: Per pair                                                                                                               ","100 pairs over range of sizes","Per pair"]
["ITEM 22.1.2",184555,"Cosmetic stocking \nElastic cuff, nylon woven.                                                                                                                                                    Colour: Negroid\nDimensions: AK                                                                                                                                    Size: X-Small                                                                                                                                   Packaging requirements: Per pair                                                                                                       ","100 pairs over range of sizes","Per pair"]
["ITEM 22.1.3",163291,"Cosmetic stocking \nElastic cuff, nylon woven.\nColour: Flesh \nDimensions: AK                                                                                                                                    Size: Small                                                                                                                                                                         Packaging requirements: Per pair                                                                                                           ","100 pairs over range of sizes","Per pair"]
["ITEM 22.1.4",165211,"Cosmetic stocking \nElastic cuff, nylon woven.                                                                                                                                                       Colour: Negroid\nDimensions: AK                                                                                                                                     Size: Small                                                                                                                                       Packaging requirements: Per pair                                                                                       ","100 pairs over range of sizes","Per pair"]
["ITEM 22.1.5",165209,"Cosmetic stocking \nElastic cuff, nylon woven.\nColour: Flesh \nDimensions: AK                                                                                                                                    Size: Medium                                                                                                                                                                  Packaging requirements: Per pair                                                                                           ","100 pairs over range of sizes","Per pair"]
["ITEM 22.1.6",165212,"Cosmetic stocking \nElastic cuff, nylon woven.                                                                                                                                                       Colour: Negroid\nDimensions: AK                                                                                                                                    Size: Medium                                                                                                                                                                   Packaging requirements: Per pair                                                                                                                           ","100 pairs over range of sizes","Per pair"]
["ITEM 22.1.7",165210,"Cosmetic stocking \nElastic cuff, nylon woven.\nColour: Flesh \nDimensions: AK                                                                                                                                     Size: Large                                                                                                                                                                        Packaging requirements: Per pair                                                                                           ","150 pairs over range of sizes","Per pair"]
["ITEM 22.1.8",165213,"Cosmetic stocking \nElastic cuff, nylon woven.                                                                                                                                                     Colour: Negroid \nDimensions: AK                                                                                                                                    Size: Large                                                                                                                                                                         Packaging requirements: Per pair                                                                                                          ","150 pairs over range of sizes","Per pair"]
["ITEM 22.1.9",184343,"Cosmetic stocking \nElastic cuff, nylon woven.\nColour: Flesh \nDimensions: AK                                                                                                                                     Size: X-Large                                                                                                                                                                    Packaging requirements: Per pair                                                                                                   ","150 pairs over range of sizes","Per pair"]
["ITEM 22.1.10",184344,"Cosmetic stocking \nElastic cuff, nylon woven.                                                                                                                                                       Colour: Negroid\nDimensions: AK                                                                                                                                    Size: X-Large                                                                                                                                                                     Packaging requirements: Per pair                                                                                                     ","150 pairs over range of sizes","Per pair"]
["ITEM 22.1.11",184345,"Cosmetic stocking \nElastic cuff, nylon woven.\nColour: Flesh \nDimensions: AK                                                                                                                                                               Size: XX-Large                                                                                                                                                                  Packaging requirements: Per pair                                                                                                            ","150 pairs over range of sizes","Per pair"]
["ITEM 22.1.12",184346,"Cosmetic stocking \nElastic cuff, nylon woven.                                                                                                                                                    Colour: Negroid\nDimensions: AK                                                                                                                                    Size: XX-Large                                                                                                                                                                   Packaging requirements: Per pair                                                                                   ","150 pairs over range of sizes","Per pair"]
["ITEM 22.1.13",184348,"Cosmetic stocking \nElastic cuff, nylon woven.\nColour: Flesh \nDimensions: AK                                                                                                                                     Size: XXX-Large                                                                                                                                                              Packaging requirements: Per pair                                                                                       ","150 pairs over range of sizes","Per pair"]
["ITEM 22.1.14",184347,"Cosmetic stocking  \nElastic cuff, nylon woven.                                                                                                                                                    Colour: Negroid\nDimensions: AK                                                                                                                                    Size: XXX-Large                                                                                                                                                               Packaging requirements: Per pair                                                                                                 ","150 pairs over range of sizes","Per pair"]
["ITEM 22.1.15",184358,"Cosmetic stocking \nElastic cuff, nylon woven.\nColour: Flesh \nDimensions: AK                                                                                                                                     Size: XXXX-Large                                                                                                                                                              Packaging requirements: Per pair                                                                                                 ","150 pairs over range of sizes","Per pair"]
["ITEM 22.1.16",184359,"Cosmetic stocking   \nElastic cuff, nylon woven.                                                                                                                                                             Colour: Negroid\nDimensions: AK                                                                                                                                     Size: XXXX-Large                                                                                                                                                            Packaging requirements: Per pair                                                                                   ","150 pairs over range of sizes","Per pair"]
["ITEM 22.2.1",184361,"Cosmetic stocking \nElastic cuff, nylon woven.\nColour: Flesh \nDimensions: BK                                                                                                                                     Size: X-Small                                                                                                                                                                     Packaging requirements: Per pair                                                                                        ","80 pairs over range of sizes","Per pair"]
["ITEM 22.2.2",184364,"Cosmetic stocking \nElastic cuff, nylon woven.                                                                                                                                                           Colour: Negroid                                                                                                                                                                                \nDimensions: BK                                                                                                                                     Size: X-Small                                                                                                                                  Packaging requirements: Per pair                                                                                             ","80 pairs over range of sizes","Per pair"]
["ITEM 22.2.3",165214,"Cosmetic stocking \nElastic cuff, nylon woven.\nColour: Flesh \nDimensions: BK                                                                                                                                                                         Size: Small                                                                                                                                                                         Packaging requirements: Per pair                                                                                                         ","80 pairs over range of sizes","Per pair"]
["ITEM 22.2.4",165217,"Cosmetic stocking \nElastic cuff, nylon woven.                                                                                                                                                    Colour: Negroid\nDimensions: BK                                                                                                                                     Size: Small                                                                                                                                                                        Packaging requirements: Per pair                                                                                      ","80 pairs over range of sizes","Per pair"]
["ITEM 22.2.5",165215,"Cosmetic stocking \nElastic cuff, nylon woven.\nColour: Flesh \nDimensions: BK                                                                                                                                                                         Size: Medium                                                                                                                                                                   Packaging requirements: Per pair                                                                                                        ","78 pairs over range of sizes"]
["ITEM 22.2.6",165218,"Cosmetic stocking \nElastic cuff, nylon woven.                                                                                                                                                       Colour: Negroid\nDimensions: BK                                                                                                                                    Size: Medium                                                                                                                                                                   Packaging requirements: Per pair                                                                                                  ","80 pairs over range of sizes","Per pair"]
["ITEM 22.2.7",165216,"Cosmetic stocking \nElastic cuff, nylon woven.\nColour: Flesh \nDimensions: BK                                                                                                                                                                            Size: Large                                                                                                                                                                        Packaging requirements: Per pair                                                                                                  ","80 pairs over range of sizes","Per pair"]
["ITEM 22.2.8",165219,"Cosmetic stocking \nElastic cuff, nylon woven.                                                                                                                                                      Colour: Negroid\nDimensions: BK                                                                                                                                   Size: Large                                                                                                                                                                         Packaging requirements: Per pair                                                                                                                        ","80 pairs over range of sizes","Per pair"]
["ITEM 22.2.9",184365,"Cosmetic stocking \nElastic cuff, nylon woven.\nColour: Flesh \nDimensions: BK                                                                                                                                                                         Size: X-Large                                                                                                                                                                                        Packaging requirements: Per pair                                                                                                                                      ","80 pairs over range of sizes","Per piar"]
["ITEM 22.2.10",184366,"Cosmetic stocking \nElastic cuff, nylon woven.                                                                                                                                                   Colour: Negroid\nDimensions: BK                                                                                                                                   Size: X-Large                                                                                                                                                                      Packaging requirements: Per pair                                                                                                           ","80 pairs over range of sizes","Per piar"]
["ITEM 22.2.11",184367,"Cosmetic stocking \nElastic cuff, nylon woven.\nColour: Flesh \nDimensions: BK                                                                                                                                                                          Size: XX-Large                                                                                                                                                                  Packaging requirements: Per pair                                                                                           ","80 pairs over range of sizes","Per piar"]
["ITEM 22.2.12",184369,"Cosmetic stocking \nElastic cuff, nylon woven.                                                                                                                                                     Colour: Negroid\nDimensions: BK                                                                                                                                     Size: XX-Large                                                                                                                                                                  Packaging requirements: Per pair                                                                                            ","80 pairs over range of sizes","Per piar"]
["ITEM 22.2.13",184370,"Cosmetic stocking \nElastic cuff, nylon woven.\nColour: Flesh \nDimensions: BK                                                                                                                                                                         Size: XXX-Large                                                                                                                                                                                                                                        Packaging requirements: Per pair                                                                                               ","80 pairs over range of sizes","Per piar"]
["ITEM 22.2.14",184373,"Cosmetic stocking \nElastic cuff, nylon woven.                                                                                                                                                    Colour: Negroid\nDimensions: BK                                                                                                                                     Size: XXX-Large                                                                                                                                                              Packaging requirements: Per pair                                                                                        ","80 pairs over range of sizes","Per piar"]
["ITEM 22.2.15",184374,"Cosmetic stocking \nElastic cuff, nylon woven.\nColour: Flesh  \nDimensions: BK                                                                                                                                                                         Size: XXXX-Large                                                                                                                                                             Packaging requirements:  Per pair                                                                                                       ","80 pairs over range of sizes","Per piar"]
["ITEM 22.2.16",184375,"Cosmetic stocking  \nElastic cuff, nylon woven.                                                                                                                                                      Colour: Negroid\nDimensions: BK                                                                                                                                     Size: XXXX-Large                                                                                                                                                             Packaging requirements: Per pair                                                                                                        ","80 pairs over range of sizes","Per pair"]
["ITEM 23","PROSTHETIC SHEATHS "]
["ITEM 23.1",164645,"Prosthetic sheaths\nDouble border top band, no stitch seams.\n100% Nylon.                      \nSize: Arm - Length: 20 cm                                                                                                                                          Packaging requirements: Per item                                                                                                                          ","2000 over range of sizes","Per item"]
["ITEM 23.2",184376,"Prosthetic sheaths\nDouble border top band, no stitch seams.\n100% Nylon. \nSize: Arm - Length: 25cm     \nPackaging requirements: Per item                                                                                                                                 ","2000 over range of sizes","Per item"]
["ITEM 23.3",184537,"Prosthetic sheaths\nDouble border top band, no stitch seams.\n100% Nylon. \nSize: Arm - Length: 30cm     \nPackaging requirements: Per item                                                                                          ","2000 over range of sizes","Per item"]
["ITEM 23.4",184377,"Prosthetic sheaths\nDouble border top band, no stitch seams.\n100% Nylon. \nSize: Arm - Length: 35cm     \nPackaging requirements: Per item                                                                                        ","2000 over range of sizes","Per item"]
["ITEM 23.5",184378,"Prosthetic sheaths\nDouble border top band, no stitch seams.\n100% Nylon. \nSize: 1F - Length: 25cm     \nPackaging requirements: Per item                                                                                     ","1950 over range of sizes","Per item"]
["ITEM 23.6",184380,"Prosthetic sheaths\nDouble border top band, no stitch seams.\n100% Nylon. \nSize: 1F - Length: 30cm     \nPackaging requirements: Per item                                                                                                                  ","1950 over range of sizes","Per item"]
["ITEM 23.7",184387,"Prosthetic sheaths\nDouble border top band, no stitch seams.\n100% Nylon. \nSize: 1F - Length: 35cm     \nPackaging requirements: Per item                                                                                       ","1950 over range of sizes","Per item"]
["ITEM 23.8",184388,"Prosthetic sheaths\nDouble border top band, no stitch seams.\n100% Nylon. \nSize: 1F - Length: 40cm     \nPackaging requirements: Per item                                                                                            ","1950 over range of sizes","Per item"]
["ITEM 23.9",184389,"Prosthetic sheaths\nDouble border top band, no stitch seams.\n100% Nylon. \nSize: 1F - Length: 45cm     \nPackaging requirements: Per item                                                                                        ","1950 over range of sizes","Per item"]
["ITEM 23.10",184390,"Prosthetic sheaths\nDouble border top band, no stitch seams.\n100% Nylon. \nSize: 1F - Length: 50cm     \nPackaging requirements: Per item                                                                                  ","1950 over range of sizes","Per item"]
["ITEM 23.11",184391,"Prosthetic sheaths\nDouble border top band, no stitch seams.\n100% Nylon. \nSize: 1F - Length: 55cm     \nPackaging requirements: Per item                                                                                        ","1950 over range of sizes","Per item"]
["ITEM 23.12",184392,"Prosthetic sheaths\nDouble border top band, no stitch seams.\n100% Nylon. \nSize: 1F - Length: 60cm     \nPackaging requirements: Per item                                                                                        ","1950 over range of sizes","Per item"]
["ITEM 23.13",184393,"Prosthetic sheaths\nDouble border top band, no stitch seams.\n100% Nylon. \nSize: 2F - Length: 25cm     \nPackaging requirements: Per item                                                                                     ","1950 over range of sizes","Per item"]
["ITEM 23.14",184394,"Prosthetic sheaths\nDouble border top band, no stitch seams.\n100% Nylon. \nSize: 2F - Length: 30cm     \nPackaging requirements: Per item                                                                                        ","1950 over range of sizes","Per item"]
["ITEM 23.15",184395,"Prosthetic sheaths\nDouble border top band, no stitch seams.\n100% Nylon. \nSize: 2F - Length: 35cm     \nPackaging requirements: Per item                                                                                   ","1950 over range of sizes","Per item"]
["ITEM 23.16",184396,"Prosthetic sheaths\nDouble border top band, no stitch seams.\n100% Nylon. \nSize: 2F - Length: 40cm     \nPackaging requirements: Per item                                                                                   ","1950 over range of sizes","Per item"]
["ITEM 23.17",184397,"Prosthetic sheaths\nDouble border top band, no stitch seams.\n100% Nylon. \nSize: 2F - Length: 45cm     \nPackaging requirements: Per item                                                                                               ","1950 over range of sizes","Per item"]
["ITEM 23.18",184398,"Prosthetic sheaths\nDouble border top band, no stitch seams.\n100% Nylon. \nSize: 2F - Length: 50cm     \nPackaging requirements: Per item                                                                                              ","1950 over range of sizes","Per item"]
["ITEM 23.19",184399,"Prosthetic sheaths\nDouble border top band, no stitch seams.\n100% Nylon. \nSize: 2F - Length: 55cm     \nPackaging requirements: Per item                                                                                            ","1950 over range of sizes","Per item"]
["ITEM 23.20",184400,"Prosthetic sheaths\nDouble border top band, no stitch seams.\n100% Nylon. \nSize: 2F - Length: 60cm     \nPackaging requirements: Per item                                                                                             ","1950 over range of sizes","Per item"]
["ITEM 23.21",184401,"Prosthetic sheaths\nDouble border top band, no stitch seams.\n100% Nylon. \nSize: 3F - Length: 25cm     \nPackaging requirements: Per item                                                                                              ","1950 over range of sizes","Per item"]
["ITEM 23.22",184403,"Prosthetic sheaths\nDouble border top band, no stitch seams.\n100% Nylon. \nSize: 3F - Length: 30cm     \nPackaging requirements: Per item                                                                                                           ","1950 over range of sizes","Per item"]
["ITEM 23.23",184404,"Prosthetic sheaths\nDouble border top band, no stitch seams.\n100% Nylon. \nSize: 3F - Length: 35cm     \nPackaging requirements: Per item                                                                                   ","1950 over range of sizes","Per item"]
["ITEM 23.24",184405,"Prosthetic sheaths\nDouble border top band, no stitch seams.\n100% Nylon. \nSize: 3F - Length: 40cm     \nPackaging requirements: Per item                                                                                         ","1950 over range of sizes","Per item"]
["ITEM 23.25",184406,"Prosthetic sheaths\nDouble border top band, no stitch seams.\n100% Nylon. \nSize: 3F - Length: 45cm     \nPackaging requirements: Per item                                                                                                                     ","1950 over range of sizes","Per item"]
["ITEM 23.26",184407,"Prosthetic sheaths\nDouble border top band, no stitch seams.\n100% Nylon. \nSize: 3F - Length: 50cm     \nPackaging requirements: Per item                                                                                            ","1950 over range of sizes","Per item"]
["ITEM 23.27",184408,"Prosthetic sheaths\nDouble border top band, no stitch seams.\n100% Nylon. \nSize: 3F - Length: 55cm     \nPackaging requirements: Per item                                                                                     ","1950 over range of sizes","Per item"]
["ITEM 23.28",184409,"Prosthetic sheaths\nDouble border top band, no stitch seams.\n100% Nylon. \nSize: 3F - Length: 60cm     \nPackaging requirements: Per item                                                                                                             ","1950 over range of sizes","Per item"]
["ITEM 23.29",184410,"Prosthetic sheaths\nDouble border top band, no stitch seams.\n100% Nylon. \nSize: 4F - Length: 25cm     \nPackaging requirements: Per item                                                                                             ","1950 over range of sizes","Per item"]
["ITEM 23.30",184411,"Prosthetic sheaths\nDouble border top band, no stitch seams.\n100% Nylon. \nSize: 4F - Length: 30cm     \nPackaging requirements: Per item                                                                                   ","1950 over range of sizes","Per item"]
["ITEM 23.31",184412,"Prosthetic sheaths\nDouble border top band, no stitch seams.\n100% Nylon. \nSize: 4F - Length: 35cm     \nPackaging requirements: Per item                                                                                          ","1950 over range of sizes","Per item"]
["ITEM 23.32",184413,"Prosthetic sheaths\nDouble border top band, no stitch seams.\n100% Nylon. \nSize: 4F - Length: 40cm     \nPackaging requirements: Per item                                                                                      ","1950 over range of sizes","Per item"]
["ITEM 23.33",184414,"Prosthetic sheaths\nDouble border top band, no stitch seams.\n100% Nylon. \nSize: 4F - Length: 45cm     \nPackaging requirements: Per item                                                                                    ","1950 over range of sizes","Per item"]
["ITEM 23.34",184415,"Prosthetic sheaths\nDouble border top band, no stitch seams.\n100% Nylon. \nSize: 4F - Length: 50cm     \nPackaging requirements: Per item                                                                                                ","1950 over range of sizes","Per item"]
["ITEM 23.35",184421,"Prosthetic sheaths\nDouble border top band, no stitch seams.\n100% Nylon. \nSize: 4F - Length: 55cm     \nPackaging requirements: Per item                                                                                     ","1950 over range of sizes","Per item"]
["ITEM 23.36",184422,"Prosthetic sheaths\nDouble border top band, no stitch seams.\n100% Nylon. \nSize: 4F - Length: 60cm     \nPackaging requirements: Per item                                                                                                            ","1950 over range of sizes","Per item"]
["ITEM 23.37",184423,"Prosthetic sheaths\nDouble border top band, no stitch seams.\n100% Nylon. \nSize: 5F - Length: 25cm     \nPackaging requirements: Per item                                                                                       ","1950 over range of sizes","Per item"]
["ITEM 23.38",184424,"Prosthetic sheaths\nDouble border top band, no stitch seams.\n100% Nylon. \nSize: 5F - Length: 30cm     \nPackaging requirements: Per item                                                                                       ","1950 over range of sizes","Per item"]
["ITEM 23.39",184425,"Prosthetic sheaths\nDouble border top band, no stitch seams.\n100% Nylon. \nSize: 5F - Length: 35cm     \nPackaging requirements: Per item                                                                                     ","1950 over range of sizes","Per item"]
["ITEM 23.40",184427,"Prosthetic sheaths\nDouble border top band, no stitch seams.\n100% Nylon. \nSize: 5F - Length: 40cm     \nPackaging requirements: Per item                                                                                    ","1950 over range of sizes","Per item"]
["ITEM 23.41",184429,"Prosthetic sheaths\nDouble border top band, no stitch seams.\n100% Nylon. \nSize: 5F - Length: 45cm     \nPackaging requirements: Per item                                                                                             ","1950 over range of sizes","Per item"]
["ITEM 23.42",184430,"Prosthetic sheaths\nDouble border top band, no stitch seams.\n100% Nylon. \nSize: 5F - Length: 50cm     \nPackaging requirements: Per item                                                                                  ","1950 over range of sizes","Per item"]
["ITEM 23.43",184431,"Prosthetic sheaths\nDouble border top band, no stitch seams.\n100% Nylon. \nSize: 5F - Length: 55cm     \nPackaging requirements: Per item                                                                                       ","1950 over range of sizes","Per item"]
["ITEM 23.44",184432,"Prosthetic sheaths\nDouble border top band, no stitch seams.\n100% Nylon. \nSize: 5F - Length: 60cm     \nPackaging requirements: Per item                                                                             ","1950 over range of sizes","Per item"]
["ITEM 23.45",184433,"Prosthetic sheaths\nDouble border top band, no stitch seams.\n100% Nylon. \nSize: 6F - Length: 25cm     \nPackaging requirements: Per item                                                                                         ","1950 over range of sizes","Per item"]
["ITEM 23.46",184434,"Prosthetic sheaths\nDouble border top band, no stitch seams.\n100% Nylon. \nSize: 6F - Length: 30cm     \nPackaging requirements: Per item                                                                                 ","1950 over range of sizes","Per item"]
["ITEM 23.47",184435,"Prosthetic sheaths\nDouble border top band, no stitch seams.\n100% Nylon. \nSize: 6F - Length: 35cm     \nPackaging requirements: Per item                                                                                 ","1950 over range of sizes","Per item"]
["ITEM 23.48",184436,"Prosthetic sheaths\nDouble border top band, no stitch seams.\n100% Nylon. \nSize: 6F - Length: 40cm     \nPackaging requirements: Per item                                                                                    ","1950 over range of sizes","Per item"]
["ITEM 23.49",184437,"Prosthetic sheaths\nDouble border top band, no stitch seams.\n100% Nylon. \nSize: 6F - Length: 45cm     \nPackaging requirements: Per item                                                                                  ","1950 over range of sizes","Per item"]
["ITEM 23.50",184438,"Prosthetic sheaths\nDouble border top band, no stitch seams.\n100% Nylon. \nSize: 6F - Length: 50cm     \nPackaging requirements: Per item                                                                                    ","1950 over range of sizes","Per item"]
["ITEM 23.51",184439,"Prosthetic sheaths\nDouble border top band, no stitch seams.\n100% Nylon. \nSize: 6F - Length: 55cm     \nPackaging requirements: Per item                                                                                   ","1950 over range of sizes","Per item"]
["ITEM 23.52",184440,"Prosthetic sheaths\nDouble border top band, no stitch seams.\n100% Nylon. \nSize: 6F - Length: 60cm     \nPackaging requirements: Per item                                                                                                             ","1950 over range of sizes","Per item"]
["ITEM 23.53",184441,"Prosthetic sheaths\nDouble border top band, no stitch seams.\n100% Nylon. \nSize: Symes - Length: 30cm     \nPackaging requirements: Per item                                                                                        ","1950 over range of sizes","Per item"]
["ITEM 23.54",184443,"Prosthetic sheaths\nDouble border top band, no stitch seams.\n100% Nylon. \nSize: Symes - Length: 40cm     \nPackaging requirements: Per item                                               ","1950 over range of sizes","Per item"]
["ITEM 23.55",184450,"Prosthetic sheaths\nDouble border top band, no stitch seams.\n100% Nylon. \nSize: Symes - Length: 50cm     \nPackaging requirements: Per item                                                                                                                            ","1950 over range of sizes","Per item"]
["ITEM 24","STUMP SOCKS"]
["ITEM 24.1",164644,"Stump Socks \nMachine washable double border top band, no stich seams.\n5 polyknitted, 5 ply thickness -  40% wool, 24% polypropylene and 20% polyimide shrink prog.                Dimensions: Proximal (all lengths): 10cm; Distal (all lengths): 8cm                                                           Size: Arm - Length: 25cm                                                                                                                 Packaging requirements: Per item                                                                                                                             ","3000 over range of size ","Per item"]
["ITEM 24.2",171293,"Stump Socks \nMachine washable double border top band, no stich seams.\n5 polyknitted, 5 ply thickness - 40% wool, 24% polypropylene and 20% polyimide shrink prog.      Dimensions: Proximal (all lengths): 10cm; Distal (all lengths): 8cm                                                                                 Size: Arm - Length: 30cm                                                                                                                                            Packaging requirements: Per item                                                                               ","3000 over range of size ","Per item"]
["ITEM 24.3",171295,"Stump Socks \nMachine washable double border top band, no stich seams.\n5 polyknitted, 5 ply thickness - 40% wool, 24% polypropylene and 20% polyimide shrink prog.     Dimensions: Proximal (all lengths): 10cm; Distal (all lengths): 8cm                                                                                     Size: Arm - Length: 35cm                                                                                                                                           Packaging requirements: Per item                                                                                                                                                     ","3000 over range of size ","Per item"]
["ITEM 24.4",171302,"Stump Socks \nMachine washable double border top band, no stich seams.\n5 polyknitted, 5 ply thickness - 40% wool, 24% polypropylene and 20% polyimide shrink prog.     Dimensions: Proximal (all lengths): 14cm; Distal  (all lengths): 9cm                                                                               Size: 1F - Length: 25cm                                                                                                                                               Packaging requirements: Per item                                                                                         ","3000 over range of size ","Per item"]
["ITEM 24.5",171304,"Stump Socks \nMachine washable double border top band, no stich seams.\n5 polyknitted, 5 ply thickness - 40% wool, 24% polypropylene and 20% polyimide shrink prog.     Dimensions: Proximal (all lengths): 14cm; Distal (all lengths): 9cm                                                                                       Size: 1F - Length: 30cm                                                                                                                                                Packaging requirements: Per item                                                                                             ","5400 over range of size ","Per item"]
["ITEM 24.6",171305,"Stump Socks \nMachine washable double border top band, no stich seams.\n5 polyknitted, 5 ply thickness - 40% wool, 24% polypropylene and 20% polyimide shrink prog.     Dimensions: Proximal (all lengths): 14cm; Distal (all lengths): 9cm                                                                                    Size: 1F - Length: 35cm                                                                                                                                               Packaging requirements: Per item                                                                                  ","5400 over range of size ","Per item"]
["ITEM 24.7",171306,"Stump Socks \nMachine washable double border top band, no stich seams.\n5 polyknitted, 5 ply thickness - 40% wool, 24% polypropylene and 20% polyimide shrink prog.     Dimensions: Proximal (all lengths): 14cm; Distal (all lengths): 9cm                                                                                       Size: 1F - Length: 40cm                                                                                                                                               Packaging requirements: Per item                                                                                      ","5400 over range of size ","Per item"]
["ITEM 24.8",171307,"Stump Socks \nMachine washable double border top band, no stich seams.\n5 polyknitted, 5 ply thickness - 40% wool, 24% polypropylene and 20% polyimide shrink prog.     Dimensions: Proximal (all lengths): 14cm; Distal (all lengths): 9cm                                                                                      Size: 1F - Length: 45cm                                                                                                                                               Packaging requirements: Per item                                                                                                ","5400 over range of size ","Per item"]
["ITEM 24.9",171309,"Stump Socks \nMachine washable double border top band, no stich seams.\n5 polyknitted, 5 ply thickness - 40% wool, 24% polypropylene and 20% polyimide shrink prog.     Dimensions: Proximal (all lengths): 14cm; Distal (all lengths): 9cm                                                                                        Size: 1F - Length: 50cm                                                                                                                                               Packaging requirements: Per item                                                                                              ","5400 over range of size ","Per item"]
["ITEM 24.10",171312,"Stump Socks \nMachine washable double border top band, no stich seams.\n5 polyknitted, 5 ply thickness - 40% wool, 24% polypropylene and 20% polyimide shrink prog.     Dimensions: Proximal (all lengths): 14cm; Distal (all lengths): 9cm                                                                                        Size: 1F - Length: 55cm                                                                                                                                               Packaging requirements: Per item                                                                                                                                              ","5400 over range of size ","Per item"]
["ITEM 24.11",171314,"Stump Socks \nMachine washable double border top band, no stich seams.\n5 polyknitted, 5 ply thickness - 40% wool, 24% polypropylene and 20% polyimide shrink prog.     Dimensions: Proximal (all lengths): 14cm; Distal (all lengths): 9cm                                                                                         Size: 1F - Length: 60cm                                                                                                                                                Packaging requirements: Per item                                                                                          ","5400 over range of size ","Per item"]
["ITEM 24.12",171315,"Stump Socks \nMachine washable double border top band, no stich seams.\n5 polyknitted, 5 ply thickness - 40% wool, 24% polypropylene and 20% polyimide shrink prog.     Dimensions: Proximal (all lengths): 18cm; Distal (all lengths): 10cm                                                                                   Size: 2F - Length: 25cm                                                                                                                                               Packaging requirements: Per item                                                                                              ","5400 over range of size ","Per item"]
["ITEM 24.13",171318,"Stump Socks \nMachine washable double border top band, no stich seams.\n5 polyknitted, 5 ply thickness - 40% wool, 24% polyprolene and 20% polymide shrink prog.         Dimensions: Proximal (all lengths): 18cm; Distal (all lengths): 10cm.                                                                                            Size: 2F - Length: 30cm                                                                                                                    Packaging requirements: Per item                                                                                              ","5400 over range of size ","Per item"]
["ITEM 24.14",171320,"Stump Socks \nMachine washable double border top band, no stich seams.\n5 polyknitted, 5 ply thickness - 40% wool, 24% polypropylene and 20% polyimide shrink prog.     Dimensions: Proximal (all lengths): 18cm; Distal (all lengths): 10cm                                                                                    Size: 2F - Length: 35cm                                                                                                                                               Packaging requirements: Per item                                                                                                ","5400 over range of size ","Per item"]
["ITEM 24.15",171321,"Stump Socks \nMachine washable double border top band, no stich seams.\n5 polyknitted, 5 ply thickness - 40% wool, 24% polypropylene and 20% polyimide shrink prog.     Dimensions: Proximal (all lengths): 18cm; Distal (all lengths): 10cm                                                                                          Size: 2F - Length: 40cm                                                                                                                                                         Packaging requirements: Per item                                                                                ","5400 over range of size ","Per item"]
["ITEM 24.16",171275,"Stump Socks \nMachine washable double border top band, no stich seams.\n5 polyknitted, 5 ply thickness - 40% wool, 24% polypropylene and 20% polyimide shrink prog.     Dimensions: Proximal (all lengths): 18cm; Distal (all lengths): 10cm                                                                                    Size: 2F - Length: 45cm                                                                                                                                               Packaging requirements: Per item                                                                            ","5400 over range of size ","Per item"]
["ITEM 24.17",171276,"Stump Socks \nMachine washable double border top band, no stich seams.\n5 polyknitted, 5 ply thickness - 40% wool, 24% polypropylene and 20% polyimide shrink prog.     Dimensions: Proximal (all lengths): 18cm; Distal (all lengths): 10cm                                                                                     Size: 2F - Length: 50cm                                                                                                                                                Packaging requirements: Per item                                                                                 ","5400 over range of size ","Per item"]
["ITEM 21.18",171277,"Stump Socks \nMachine washable double border top band, no stich seams.\n5 polyknitted, 5 ply thickness - 40% wool, 24% polypropylene and 20% polyimide shrink prog.     Dimensions: Proximal (all lengths): 18cm; Distal (all lengths): 10cm                                                                                     Size: 2F - Length: 55cm                                                                                                                                                Packaging requirements: Per item                                                                                                ","5400 over range of size ","Per item"]
["ITEM 24.19",171278,"Stump Socks \nMachine washable double border top band, no stich seams.\n5 polyknitted, 5 ply thickness - 40% wool, 24% polypropylene and 20% polyimide shrink prog.     Dimensions: Proximal (all lengths): 18cm; Distal (all lengths): 10cm                                                                                  Size: 2F - Length: 60cm                                                                                                                                               Packaging requirements: Per item                                                                                              ","5400 over range of size ","Per item"]
["ITEM 24.20",171281,"Stump Socks \nMachine washable double border top band, no stich seams.\n5 polyknitted, 5 ply thickness - 40% wool, 24% polypropylene and 20% polyimide shrink prog.     Dimensions: Proximal (all lengths): 20cm; Distal (all lengths): 12cm                                                                                                       Size: 3F - Length: 25cm                                                                                                                                               Packaging requirements: Per item                                                                                          ","5400 over range of size ","Per item"]
["ITEM 24.21",171280,"Stump Socks \nMachine washable double border top band, no stich seams.\n5 polyknitted, 5 ply thickness - 40% wool, 24% polypropylene and 20% polyimide shrink prog.     Dimensions: Proximal (all lengths): 20cm; Distal (all lengths): 12cm                                                                                    Size: 3F - Length: 30cm                                                                                                                                                Packaging requirements: Per item                                                                                         ","5400 over range of size ","Per item"]
["ITEM 24.22",172181,"Stump Socks \nMachine washable double border top band, no stich seams.\n5 polyknitted, 5 ply thickness - 40% wool, 24% polypropylene and 20% polyimide shrink prog.     Dimensions: Proximal (all lengths): 20cm; Distal (all lengths): 12cm                                                                                  Size: 3F - Length: 35cm                                                                                                                                                Packaging requirements: Per item                                                                                      ","5400 over range of size ","Per item"]
["ITEM 24.23",171282,"Stump Socks \nMachine washable double border top band, no stich seams.\n5 polyknitted, 5 ply thickness - 40% wool, 24% polypropylene and 20% polyimide shrink prog.     Dimensions: Proximal (all lengths): 20cm; Distal (all lengths): 12cm                                                                     Size: 3F - Length: 40cm                                                                                                                                                                                      Packaging requirements: Per item                                                                                                 ","5400 over range of size ","Per item"]
["ITEM 24.24",171283,"Stump Socks \nMachine washable double border top band, no stich seams.\n5 polyknitted, 5 ply thickness - 40% wool, 24% polypropylene and 20% polyimide shrink prog.     Dimensions: Proximal (all lengths): 20cm; Distal (all lengths): 12cm                                                                     Size: 3F - Length: 45cm                                                                                                                                                Packaging requirements: Per item                                                                                   ","5400 over range of size ","Per item"]
["ITEM 24.25",171285,"Stump Socks \nMachine washable double border top band, no stich seams.\n5 polyknitted, 5 ply thickness - 40% wool, 24% polypropylene and 20% polyimide shrink prog.     Dimensions: Proximal (all lengths): 20cm; Distal (all lengths): 12cm                                                                                                                                                               Size: 3F - Length: 50cm                                                                                                                                               Packaging requirements: Per item                                                                                  ","5400 over range of size ","Per item"]
["ITEM 24.26",171286,"Stump Socks \nMachine washable double border top band, no stich seams.\n5 polyknitted, 5 ply thickness - 40% wool, 24% polypropylene and 20% polyimide shrink prog.     Dimensions: Proximal (all lengths): 20cm; Distal (all lengths): 12cm                                                                                   Size: 3F - Length: 55cm                                                                                                                                                Packaging requirements: Per item                                                                                 ","5400 over range of size ","Per item"]
["ITEM 24.27",171287,"Stump Socks \nMachine washable double border top band, no stich seams.\n5 polyknitted, 5 ply thickness - 40% wool, 24% polypropylene and 20% polyimide shrink prog.     Dimensions: Proximal (all lengths): 20cm; Distal (all lengths): 12cm                                                                                                                                                  Size: 3F - Length: 60cm                                                                                                                                                       Packaging requirements: Per item                                                                                          ","5400 over range of size ","Per item"]
["ITEM 24.28",171288,"Stump Socks \nMachine washable double border top band, no stich seams.\n5 polyknitted, 5 ply thickness - 40% wool, 24% polypropylene and 20% polyimide shrink prog.     Dimensions: Proximal (all lengths): 22cm; Distal (all lengths): 13cm                                                                                     Size: 4F - Length: 25cm                                                                                                                                               Packaging requirements: Per item                                                                                             ","5400 over range of size ","Per item"]
["ITEM 24.29",171291,"Stump Socks \nMachine washable double border top band, no stich seams.\n5 polyknitted, 5 ply thickness - 40% wool, 24% polypropylene and 20% polyimide shrink prog.    Dimensions: Proximal (all lengths): 22cm; Distal (all lengths): 13cm                                                                                                                                                                                        Size: 4F - Length: 30cm                                                                                                                                                 Packaging requirements: Per item                                                                                         ","5400 over range of size ","Per item"]
["ITEM 24.30",171294,"Stump Socks \nMachine washable double border top band, no stich seams.\n5 polyknitted, 5 ply thickness - 40% wool, 24% polypropylene and 20% polyimide shrink prog.    Dimensions: Proximal (all lengths): 22cm; Distal (all lengths): 13cm                                                                                    Size: 4F - Length: 35cm                                                                                                                                               Packaging requirements: Per item                                                                                        ","5400 over range of size ","Per item"]
["ITEM 24.31",171296,"Stump Socks \nMachine washable double border top band, no stich seams.\n5 polyknitted, 5 ply thickness - 40% wool, 24% polypropylene and 20% polyimide shrink prog.    Dimensions: Proximal (all lengths): 22cm; Distal (all lengths): 13cm                                                                                           Size: 4F - Length: 40cm                                                                                                                                                      Packaging requirements: Per item                                                                                           ","5400 over range of size ","Per item"]
["ITEM 24.32",171298,"Stump Socks \nMachine washable double border top band, no stich seams.\n5 polyknitted, 5 ply thickness - 40% wool, 24% polypropylene and 20% polyimide shrink prog.     Dimensions: Proximal (all lengths): 22cm; Distal (all lengths): 13cm                                                                                                                                                                                               Size: 4F - Length: 45cm                                                                                                                                               Packaging requirements: Per item                                                                                                                            ","5400 over range of size ","Per item"]
["ITEM 24.33",171301,"Stump Socks \nMachine washable double border top band, no stich seams.\n5 polyknitted, 5 ply thickness - 40% wool, 24% polypropylene and 20% polyimide shrink prog.     Dimensions: Proximal (all lengths): 22cm; Distal (all lengths): 13cm                                                                                                                                                                                                 Size: 4F - Length: 50cm                                                                                                                                                  Packaging requirements: Per item                                                                                          ","5400 over range of size ","Per item"]
["ITEM 24.34",171303,"Stump Socks \nMachine washable double border top band, no stich seams.\n5 polyknitted, 5 ply thickness - 40% wool, 24% polypropylene and 20% polyimide shrink prog.     Dimensions: Proximal (all lengths): 22cm; Distal (all lengths): 13cm                                                                                                                                                        Size: 4F - Length: 55cm                                                                                                                                                Packaging requirements: Per item                                                                                             ","5400 over range of size ","Per item"]
["ITEM 24.35",171310,"Stump Socks \nMachine washable double border top band, no stich seams.\n5 polyknitted, 5 ply thickness - 40% wool, 24% polypropylene and 20% polyimide shrink prog.     Dimensions: Proximal (all lengths): 22cm; Distal (all lengths): 13cm                                                                                                                                                                                Size: 4F - Length: 60cm                                                                                                                                                Packaging requirements: Per item                                                                                      ","5400 over range of size ","Per item"]
["ITEM 24.36",171308,"Stump Socks \nMachine washable double border top band, no stich seams.\n5 polyknitted, 5 ply thickness - 40% wool, 24% polypropylene and 20% polyimide shrink prog.     Dimensions: Proximal (all lengths): 25cm; Distal (all lengths): 15cm                                                                                                                                                        Size: 5F - Length: 25cm                                                                                                                                               Packaging requirements: Per item                                                                                                   ","5400 over range of size ","Per item"]
["ITEM 24.37",171346,"Stump Socks \nMachine washable double border top band, no stich seams.\n5 polyknitted, 5 ply thickness - 40% wool, 24% polypropylene and 20% polyimide shrink prog.     Dimensions: Proximal (all lengths): 25cm; Distal (all lengths): 15cm                                                                                                                                                                 Size: 5F - Length: 30cm                                                                                                                                                       Packaging requirements: Per item                                                                                  ","5400 over range of size ","Per item"]
["ITEM 24.38",171313,"Stump Socks \nMachine washable double border top band, no stich seams.\n5 polyknitted, 5 ply thickness - 40% wool, 24% polypropylene and 20% polyimide shrink prog.     Dimensions: Proximal (all lengths): 25cm; Distal (all lengths): 15cm                                                                                                                                                                            Size: 5F - Length: 35cm                                                                                                                                               Packaging requirements: Per item                                                                                     ","5400 over range of size ","Per item"]
["ITEM 24.39",171317,"Stump Socks \nMachine washable double border top band, no stich seams.\n5 polyknitted, 5 ply thickness - 40% wool, 24% polypropylene and 20% polyimide shrink prog.     Dimensions: Proximal (all lengths): 25cm; Distal (all lengths): 15cm                                                                                                                                                         Size: 5F - Length: 40cm                                                                                                                                                Packaging requirements: Per item                                                                               ","5400 over range of size ","Per item"]
["ITEM 24.40",171319,"Stump Socks \nMachine washable double border top band, no stich seams.\n5 polyknitted, 5 ply thickness - 40% wool, 24% polypropylene and 20% polyimide shrink prog.     Dimensions: Proximal (all lengths): 25cm; Distal (all lengths): 15cm                                                                                                                                                               Size: 5F - Length: 45cm                                                                                                                                               Packaging requirements: Per item                                                                  ","5400 over range of size ","Per item"]
["ITEM 24.41",171324,"Stump Socks \nMachine washable double border top band, no stich seams.\n5 polyknitted, 5 ply thickness - 40% wool, 24% polypropylene and 20% polyimide shrink prog.     Dimensions: Proximal (all lengths): 25cm; Distal (all lengths): 15cm                                                                                                                                             Size: 5F - Length: 50cm                                                                                                                                               Packaging requirements: Per item                                                                                                ","5400 over range of size ","Per item"]
["ITEM 24.42",171327,"Stump Socks \nMachine washable double border top band, no stich seams.\n5 polyknitted, 5 ply thickness - 40% wool, 24% polypropylene and 20% polyimide shrink prog.     Dimensions: Proximal (all lengths): 25cm; Distal (all lengths): 15cm                                                                                                                                      Size: 5F - Length: 55cm                                                                                                                                                    Packaging requirements: Per item                                                                           ","5400 over range of size ","Per item"]
["ITEM 24.43",171330,"Stump Socks \nMachine washable double border top band, no stich seams.\n5 polyknitted, 5 ply thickness - 40% wool, 24% polypropylene and 20% polyimide shrink prog.     Dimensions: Proximal (all lengths): 25cm; Distal (all lengths): 15cm                                                                                                                                         Size: 5F - Length: 60cm                                                                                                                                               Packaging requirements: Per item                                                                              ","5400 over range of size ","Per item"]
["ITEM 24.44",171332,"Stump Socks \nMachine washable double border top band, no stich seams.\n5 polyknitted, 5 ply thickness - 40% wool, 24% polypropylene and 20% polyimide shrink prog.     Dimensions: Proximal (all lengths): 30cm; Distal (all lengths): 18cm                                                                                                                                                                          Size: 6F - Length: 25cm                                                                                                                                                Packaging requirements: Per item                                                                                              ","5400 over range of size ","Per item"]
["ITEM 24.45",171335,"Stump Socks \nMachine washable double border top band, no stich seams.\n5 polyknitted, 5 ply thickness - 40% wool, 24% polypropylene and 20% polyimide shrink prog.     Dimensions: Proximal (all lengths): 30cm; Distal (all lengths): 18cm                                                                                                                                               Size: 6F - Length: 30cm                                                                                                                                                Packaging requirements: Per item                                                                           ","5400 over range of size ","Per item"]
["ITEM 24.46",171337,"Stump Socks \nMachine washable double border top band, no stich seams.\n5 polyknitted, 5 ply thickness - 40% wool, 24% polypropylene and 20% polyimide shrink prog.     Dimensions: Proximal (all lengths): 30cm; Distal (all lengths): 18cm                                                                                                                                                    Size: 6F - Length: 35cm                                                                                                                                                Packaging requirements: Per item                                                                             ","5400 over range of size ","Per item"]
["ITEM 24.47",171338,"Stump Socks \nMachine washable double border top band, no stich seams.\n5 polyknitted, 5 ply thickness - 40% wool, 24% polypropylene and 20% polyimide shrink prog.     Dimensions: Proximal (all lengths): 30cm; Distal (all lengths): 18cm                                                                                           Size: 6F - Length: 40cm                                                                                                                                              Packaging requirements: Per item                                                                               ","5400 over range of size ","Per item"]
["ITEM 24.48",171339,"Stump Socks \nMachine washable double border top band, no stich seams.\n5 polyknitted, 5 ply thickness - 40% wool, 24% polypropylene and 20% polyimide shrink prog.     Dimensions: Proximal (all lengths): 30cm; Distal (all lengths): 18cm                                                                                                                                      Size: 6F - Length: 45cm                                                                                                                                                                            Packaging requirements: Per item                                                                                    ","5400 over range of size ","Per item"]
["ITEM 24.49",171340,"Stump Socks \nMachine washable double border top band, no stich seams.\n5 polyknitted, 5 ply thickness - 40% wool, 24% polypropylene and 20% polyimide shrink prog.     Dimensions: Proximal (all lengths): 30cm; Distal (all lengths): 18cm                                                                                                                                                          Size: 6F - Length: 50cm                                                                                                                                                Packaging requirements: Per item                                                                                                         ","5400 over range of size ","Per item"]
["ITEM 24.50",171341,"Stump Socks \nMachine washable double border top band, no stich seams.\n5 polyknitted, 5 ply thickness - 40% wool, 24% polypropylene and 20% polyimide shrink prog.     Dimensions: Proximal (all lengths): 30cm; Distal (all lengths): 18cm                                                                                                                                                            Size: 6F - Length: 55cm                                                                                                                                                Packaging requirements: Per item                                                                                              ","5400 over range of size ","Per item"]
["ITEM 24.51",171342,"Stump Socks \nMachine washable double border top band, no stich seams.\n5 polyknitted, 5 ply thickness - 40% wool, 24% polypropylene and 20% polyimide shrink prog.     Dimensions: Proximal (all lengths): 30cm; Distal (all lengths): 18cm                                                                                                                                                               Size: 6F - Length: 60cm                                                                                                                                               Packaging requirements: Per item                                                                                                                    ","5400 over range of size ","Per item"]
["ITEM 24.52",171343,"Stump Socks \nMachine washable double border top band, no stich seams.\n5 polyknitted, 5 ply thickness - 40% wool, 24% polypropylene and 20% polyimide shrink prog.      Dimensions: Proximal (all lengths): 14cm; Distal (all lengths): 9cm                                                                       Size: Symes - Length: 30cm                                                                                                                                        Packaging requirements: Per item                                                                                      ","5400 over range of size ","Per item"]
["ITEM 24.53",171344,"Stump Socks \nMachine washable double border top band, no stich seams.\n5 polyknitted, 5 ply thickness - 40% wool, 24% polypropylene and 20% polyimide shrink prog.     Dimensions: Proximal (all lengths): 18cm; Distal (all lengths): 11cm                                                                                                                                            Size: Symes - Length: 40cm                                                                                                                                       Packaging requirements: Per item                                                                                                          ","5400 over range of size ","Per item"]
["ITEM 24.54",171345,"Stump Socks \nMachine washable double border top band, no stich seams.\n5 polyknitted, 5 ply thickness - 40% wool, 24% polypropylene and 20% polyimide shrink prog.     Dimensions: Proximal (all lengths): 22cm; Distal (all lengths): 13cm                                                                                                                                        Size: Symes - Length: 50cm                                                                                                                                       Packaging requirements: Per item                                                                                                   ","5400 over range of size ","Per item"]
["ITEM 25"]
["ITEM 25.1",165258,"Foam cover AK \nPre - shaped 90 flexion \n2 stage center hole\nDimensions: 36cm - 44cm                                                                                                                                                   Size: Left                                                                                                                                              Packaging requirements: Per item                                                                                          ",20,"Per item"]
["ITEM 25.2",165270,"Foam cover AK \nPre - shaped 90 flexion \n2 stage center hole\nDimensions: 36cm - 44cm                                                                                                                                                   Size: Right                                                                                                                                     Packaging requirements: Per item                                                                                              ",20,"Per item"]
["ITEM 26"]
["ITEM 26.1",165274,"Cover BK \nFoam material  \nPackaging requirements: Per item                                                                                    ",10,"Per item"]
["ITEM 26.2",165276,"Cover BK \nPlastazote cover (bockshape) material  \nPackaging requirements: Per item                                                                                                               ",50,"Per item"]
["ITEM 27","FIBER GLASS HOSE"]
["ITEM 27.1",164794,"Fiber glass hose\nWoven fibers\nDimensions:  1kg rolls                                                                                                                                                                                                                                                                                                                                                Size: 10cm                                                                                                                                                                                                                                   Packaging requirements: Per kg                                                                                                               ","30kg","Per kg"]
["ITEM 27.2",184451,"Fiber glass hose\nWoven fibers       \nDimensions:  1kg rolls                                                                                                                                                            Size: 12cm                                                                                                                                                                       Packaging requirements: Per kg                                                                                                           ","90kg","Per kg"]
["ITEM 27.3",184453,"Fiber glass hose\nWoven fibers\nDimensions:  1kg rolls                                                                                                                                                                 Size: 15cm                                                                                                                                                                           Packaging requirements: Per kg                                                                                   ","100kg","Per kg"]
["ITEM 27.4",184454,"Fiber glass hose\nWoven fibers\nDimensions:  1kg rolls                                                                                                                                                           Size: 20cm                                                                                                                                                                       Packaging requirements: Per kg                                                                                           ","100kg","Per kg"]
["ITEM 27.5",184455,"Fiber glass hose\nWoven fibers\nDimensions: 1kg rolls                                                                                                                                                                  Size: 25cm                                                                                                                                                                       Packaging requirements: Per kg                                                                                      ","50kg","Per kg"]
["ITEM 27.6",184456,"Fiber glass hose\nWoven fibers\nDimensions: 1kg rolls                                                                                                                                                            Size: 30cm                                                                                                                                                                        Packaging requirements: Per kg                                                        ","30kg ","Per kg"]
["ITEM 28"]
["ITEM 28","163674 - spelling on sap","Prosthetic foam\n1 liter quantity A+B Agents\nSynthetic Rigid foam \nLight weight when hardened\n50 / 50 mixture ratio\nPackaging requirements: Per litre                                                                                 ",50,"Per litre"]
["ITEM 29","SOCKET LINING "]
["ITEM 29.1",163679,"Socket lining\nBelow knee, pelite foam material, cone shape.                                                                                                            Colour: flesh.                                                                                                                                         Size: 160  \nDimensions: Distal: 32cm, Proximal: 52cm, Thickness: 5mm                                                                       Packaging requirements: Per item                                                                                                                               ","30 over range of sizes","Per item"]
["ITEM 29.2",163681,"Socket lining\nBelow knee, pelite foam material, cone shape.                                                                                                            Colour: flesh.                                                                                                                                         Size: 179 \nDimensions: Distal: 28cm, Proximal: 54cm, Thickness: 3mm                                                              Packaging requirements: Per item                                                                                                                          ","30 over range of sizes","Per item"]
["ITEM 29.3",163683,"Socket lining\nBelow knee, pelite foam material, cone shape.                                                                                                           Colour: flesh.                                                                                                                                        Size: 180 \nDimensions: Distal: 31cm, Proximal: 59cm, Thickness: 6mm                                                                     Packaging requirements: Per item                                                                                          ","30 over range of sizes","Per item"]
["ITEM 29.4",163685,"Socket lining\nBelow knee, pelite foam material, cone shape.                                                                                                           Colour: flesh.                                                                                                                                         Size: 210   \nDimensions: Distal: 50cm, Proximal: 67.5cm, Thickness: 6mm                                                                   Packaging requirements: Per item                                                                                      ","30 over range of sizes","Per item"]
["Accessories for upper prosthesis (items GT-30 to GT-56)"]
["ITEM 30","STOCKINET"]
["ITEM 30.1",163676,"Stockinet\nTube gauge imported perlon.\nColours: white \nDimensions: 1kg rolls                                                                                                                                                             Size: 10cm                                                                                                                                       Packaging requirements: Per kg                                                                                   ","70kg","Per kg"]
["ITEM 30.2",165278,"Stockinet\nTube gauge imported perlon.\nColours: white\nDimensions: 1kg rolls                                                                                                                                                             Size: 12cm                                                                                                                                                                      Packaging requirements: Per kg                                                                                                                    ","110kg","Per kg"]
["ITEM 30.3",165279,"Stockinet\nTube gauge imported perlon.\nColours: white \nDimensions: 1kg rolls                                                                                                                                                              Size: 15cm                                                                                                                                        Packaging requirements: Per kg                                                                                                                      ","120kg","Per kg"]
["ITEM 30.4",165281,"Stockinet\nTube gauge imported perlon.\nColours: white \nDimensions: 1kg rolls                                                                                                                                                            Size: 20cm                                                                                                                                       Packaging requirements: Per kg                                                                                                               ","80kg","Per kg"]
["ITEM 30.5",165282,"Stockinet\nTube gauge imported perlon.\nColours: white \nDimensions: 1kg rolls                                                                                                                                                            Size: 25cm                                                                                                                                                            Packaging requirements: Per kg                                                                                                          ","40kg","Per kg"]
["ITEM 30.6",165283,"Stockinet\nTube gauge imported perlon.\nColours: white \nDimensions: 1kg rolls                                                                                                                                                            Size: 30cm                                                                                                                                                            Packaging requirements: Per kg                                                                                                          ","5kg","Per kg"]
["ITEM 30.7",165284,"Stockinet\nTube gauge imported perlon.\nColours: Flesh. \nDimensions: 1kg rolls                                                                                                                                                            Size: 10cm                                                                                                                                                            Packaging requirements: Per kg                                                                                                          ","5kg","Per kg"]
["ITEM 30.8",167688,"Stockinet\nTube gauge imported perlon.\nColours: Flesh.\nDimensions: 1kg rolls                                                                                                                                                              Size: 12cm                                                                                                                                                                       Packaging requirements: Per kg                                                                             ","30kg","Per kg"]
["ITEM 30.9",167685,"Stockinet\nTube gauge imported perlon.\nColours: Flesh.\nDimensions: 1kg rolls                                                                                                                                                             Size: 15cm                                                                                                                                                                        Packaging requirements: Per kg                                                                                         ","30kg","Per kg"]
["ITEM 30.10",167686,"Stockinet\nTube gauge imported perlon.\nColours: Flesh.\nDimensions: 1kg rolls                                                                                                                                                              Size: 20cm                                                                                                                                                                       Packaging requirements: Per kg                                                 ","10kg","Per kg"]
["ITEM 30.11",167687,"Stockinet\nTube gauge imported perlon.\nColours: Flesh.\nDimensions: 1kg rolls                                                                                                                                                            Size: 25cm                                                                                                                                                                       Packaging requirements: Per kg                                                   ","70kg","Per Kg"]
["ITEM 30.12",167689,"Stockinet\nTube gauge imported perlon.\nColours: Flesh.\nDimensions: 1kg rolls                                                                                                                                                                                                                                                                   Size: 30cm                                                                                                                                                                         Packaging requirements: Per kg                                                                  ","70kg","Per kg"]
["ITEM 31"]
["ITEM 31.1",126550,"Fibre glass matting                                                                                                                                                                    To repair fibre glass                                                                                                                                                        Packaging requirements: Per metre                                                                                   ",20,"Per metre"]
["ITEM 31.2","NEW","Carbon fibre matting                                                                                                                                              Carbon fibre matting, for reinforce lamination.                                                                                                Packaging requirements: Per m2",5,"Per m2"]
["ITEM 31.3.1","NEW","Carbon fibre hose                                                                                                                                                  Carbon fibre hose, for reinforce lamination.                                                                                                              Size: 10cm                                                                                                                                                         Packaging requirements: Per roll of 1kg","5kg","Per roll of 1kg"]
["ITEM 31.3.2","NEW","Carbon fibre hose                                                                                                                                                  Carbon fibre hose, for reinforce lamination.                                                                                                              Size: 12cm                                                                                                                                                          Packaging requirements: Per roll of 1kg","5kg","Per roll of 1kg"]
["ITEM 31.3.3","NEW","Carbon fibre hose                                                                                                                                                  Carbon fibre hose, for reinforce lamination.                                                                                                              Size: 15cm                                                                                                                                                          Packaging requirements: Per roll of 1kg","5kg","Per roll of 1kg"]
["ITEM 31.3.4","NEW","Carbon fibre hose                                                                                                                                                  Carbon fibre hose, for reinforce lamination.                                                                                                              Size: 20cm                                                                                                                                                           Packaging requirements: Per roll of 1kg","5kg","Per roll of 1kg"]
["ITEM 32","PROSTHETIC HANDS"]
["ITEM 32.1.1",164603,"Prosthetic hands\nMechanical soft, movable thumb, middle and index fingers, voluntary opening, stainless steel inside cable.\nSize: 6 left                                                                                                                                                                         Packaging requirements: Per hand                                                                                                     ","10 over range of sizes","Per hand"]
["ITEM 32.1.2",171292,"Prosthetic hands\nMechanical soft, movable thumb, middle and index fingers, voluntary opening, stainless steel inside cable.\nSize: 6 right                                                                                                                                  Packaging requirements: Per hand                                                                            ","10 over range of sizes","Per hand"]
["ITEM 32.1.3",164604,"Prosthetic hands\nMechanical soft, movable thumb, middle and index fingers, voluntary opening, stainless steel inside cable.\nSize: 7 left                                                                                                                                     Packaging requirements: Per hand                                                                            ","10 over range of sizes","Per hand"]
["ITEM 32.1.4",171297,"Prosthetic hands\nMechanical soft, movable thumb, middle and index fingers, voluntary opening, stainless steel inside cable.\nSize: 7 right                                                                                                                                   Packaging requirements: Per hand","10 over range of sizes","Per hand"]
["ITEM 32.1.5",164605,"Prosthetic hands\nMechanical soft, movable thumb, middle and index fingers, voluntary opening, stainless steel inside cable.\nSize: 8 left                                                                                                                                                                         Packaging requirements: Per hand                                                                           ","10 over range of sizes","Per hand"]
["ITEM 32.1.6",171300,"Prosthetic hands\nMechanical soft, movable thumb, middle and index fingers, voluntary opening, stainless steel inside cable.\nSize: 8 right                                                                                                                                   Packaging requirements: Per hand                                                                                ","10 over range of sizes","Per hand"]
["ITEM 32.2.1",184457,"Prosthetic hands\nMechanical soft, passive, movable thumb, middle and index fingers.\nSize: 6 left                                                                                                                                     Packaging requirements: Per hand                                                                           ","20 over range of sizes","Per hand"]
["ITEM 32.2.2",184458,"Prosthetic hands\nMechanical soft, passive, movable thumb, middle and index fingers.\nSize: 6 right                                                                                                                                  Packaging requirements: Per hand                                                                        ","20 over range of sizes","Per hand"]
["ITEM 32.2.3",184459,"Prosthetic hands\nMechanical soft, passive, movable thumb, middle and index fingers.\nSize: 7 left                                                                                                                                                                                                                                                                   Packaging requirements: Per hand                                                                                                          ","20 over range of sizes","Per hand"]
["ITEM 32.2.4",184460,"Prosthetic hands\nMechanical soft, passive, movable thumb, middle and index fingers.\nSize: 7 right                                                                                                                                   Packaging requirements: Per hand                                                                                                          ","20 over range of sizes","Per hand"]
["ITEM 32.2.5",184461,"Prosthetic hands\nMechanical soft, passive, movable thumb, middle and index fingers.\nSize: 8 left                                                                                                                                                                       Packaging requirements: Per hand                                                                                ","20 over range of sizes","Per hand"]
["ITEM 32.2.6",184462,"Prosthetic hands\nMechanical soft, passive, movable thumb, middle and index fingers.\nSize: 8 right                                                                                                                                  Packaging requirements: Per hand                                                                            ","20 over range of sizes","Per hand"]
["ITEM 33","GLOVE PROSTHETIC "]
["ITEM 33.1",163690,"Glove prosthetic \nGenuine leather\nSize: 6\nDimensions: Distal: 50cm, Proximal: 67.5cm, Thickness: 6mm                                                       Packaging requirements: Per glove                                                                                  ","5 over range of sizes","Per glove"]
["ITEM 33.2",163692,"Glove prosthetic \nGenuine leather\nSize: 7\nDimensions: Distal: 50cm, Proximal: 67.5cm, Thickness: 6mm                                                        Packaging requirements: Per glove                                                                                  ","5 over range of sizes","Per glove"]
["ITEM 33.3",163695,"Glove prosthetic \nGenuine leather\nSize: 8\nDimensions: Distal: 50cm, Proximal: 67.5cm, Thickness: 6mm                                                        Packaging requirements: Per glove                                                                                   ","5 over range of sizes","Per glove"]
["ITEM 34","COSMETIC GLOVE KIT"]
["ITEM 34.1",171316,"Cosmetic glove kit                                                                                                                                                   Hand kit consists of glove, inner hand and hook. Glove and inner hand must be PVC based.                    Aluminium alloy hook with threaded stud.  Size of hook: 1/2 inch (12x1.5)                                                     Dimensions of inner hand: Metacapal circumference -170mm; Wrist circumferences - 138mm.              Size: Child 6 left                                                                                                                                                        Packaging requirements: Per kit                                                                                                                                                            ",2,"Per kit"]
["ITEM 34.2",171323,"Cosmetic glove kit                                                                                                                                                               Hand kit consists of glove, inner hand and hook. Glove and inner hand must be PVC based.            Aluminium alloy hook with threaded stud. Size of hook: 1/2 inch (12x1.5).                                                                                                                          Dimensions of inner hand: Metacapal circumference -170mm; Wrist circumferences - 138mm.                                                                                                                                                                                               Size: Child 6 right                                                                                                                                                           Packaging requirements: Per kit                                                                                                 ",2,"Per kit"]
["ITEM 34.3",171328,"Cosmetic glove kit                                                                                                                               Hand kit consists of glove, inner hand and hook,Glove and inner hand must be PVC based.                                                                                                        Stainless steel hook with threaded stud. Size of hook: 1/2 inch (12x1.5).                                                 Dimensions of inner hand: Metacapal circumference -185mm; Wrist circumferences -148mm.               Size: Adult 7 left                                                                                                                                                             Packaging requirements: Per kit                                                                                                                                                                                           ",3,"Per kit"]
["ITEM 34.4",171333,"Cosmetic glove kit                                                                                                                               Hand kit consists of glove, inner hand and hook. Glove and inner hand must be PVC based.                 Stainless steel hook with threaded stud. Size of hook: 1/2 inch (12x1.5).                                                                                                               Dimensions of inner hand: Metacapal circumference -185mm; Wrist circumferences -148mm.                                                                                                                                              Size: Adult 7 right                                                                                                                                                           Packaging requirements: Per kit                                                                                                                                                                     ",3,"Per kit"]
["ITEM 34.5",171334,"Cosmetic glove kit                                                                                                                               Hand kit consists of glove, inner hand and hook. Glove and inner hand must be PVC based.                  Stainless steel hook with threaded stud. Size of hook: 1/2 inch (12x1.5)                                                                                                                                                                                  Dimensions of inner hand: Metacapal circumference -210mm; Wrist circumferences -157mm.                                                                                                                                         Size: Adult 8 left                                                                                                                                                              Packaging requirements: Per kit                                                                                                                                                                                ",2,"Per kit"]
["ITEM 34.6",171322,"Cosmetic glove kit                                                                                                                               Hand kit consists of glove, inner hand and hook. Glove and inner hand must be PVC based.                   Stainless steel hook with threaded stud. Size of hook: 1/2 inch (12x1.5)                                                                                                                                               Dimensions of inner hand: Metacapal circumference -210mm; Wrist circumferences - 157mm.                                                                                                                                             Size: Adult 8 right                                                                                                                                                                 Packaging requirements: Per kit                                                                                                ",2,"Per kit"]
["ITEM 35","PROSTHETIC ABOVE ELBOW SETUP"]
["ITEM 35.1.1","NEW","Above Elbow Kit                                                                                                                                                             Kit containing hand, wrist, elbow and harness. Hand must be voluntary open with outside cable. Wrist must be ratchet wrist unit with quick release. Elbow must be manual locking elbow joint with forearm. Harness must have figure 8 straps with O-ring and 4 bar buckles, perlon cable and cable housing x 2m, hanger with ball terminal and ball receiver, retainer with cross bar assembly and base plate, cosmetic glove.                                                                                                                                                                       Size: Hand Size 6 Right Colour: Caucasian                                                                                                     Packaging requirements: Per kit       ","40 over range of sizes","Per kit"]
["ITEM 35.1.2","NEW","Above Elbow Kit                                                                                                                                                             Kit containing hand, wrist, elbow and harness. Hand must be voluntary open with outside cable. Wrist must be ratchet wrist unit with quick release. Elbow must be manual locking elbow joint with forearm. Harness must have figure 8 straps with O-ring and 4 bar buckles, perlon cable and cable housing x 2m, hanger with ball terminal and ball receiver, retainer with cross bar assembly and base plate, cosmetic glove.                                                                                                                                                                       Size: Hand Size 6 Left Colour: Caucasian                                                                                                       Packaging requirements: Per kit       ","40 over range of sizes","Per kit"]
["ITEM 35.1.3","NEW","Above Elbow Kit                                                                                                                                                             Kit containing hand, wrist, elbow and harness. Hand must be voluntary open with outside cable. Wrist must be ratchet wrist unit with quick release. Elbow must be manual locking elbow joint with forearm. Harness must have figure 8 straps with O-ring and 4 bar buckles, perlon cable and cable housing x 2m, hanger with ball terminal and ball receiver, retainer with cross bar assembly and base plate, cosmetic glove.                                                                                                                                                                       Size: Hand Size 7 Right Colour: Caucasian                                                                                                     Packaging requirements: Per kit       ","40 over range of sizes","Per kit"]
["ITEM 35.1.4","NEW","Above Elbow Kit                                                                                                                                                             Kit containing hand, wrist, elbow and harness. Hand must be voluntary open with outside cable. Wrist must be ratchet wrist unit with quick release. Elbow must be manual locking elbow joint with forearm. Harness must have figure 8 straps with O-ring and 4 bar buckles, perlon cable and cable housing x 2m, hanger with ball terminal and ball receiver, retainer with cross bar assembly and base plate, cosmetic glove.                                                                                                                                                                       Size: Hand Size 7 Left Colour: Caucasian                                                                                                        Packaging requirements: Per kit       ","40 over range of sizes","Per kit"]
["ITEM 35.1.5","NEW","Above Elbow Kit                                                                                                                                                             Kit containing hand, wrist, elbow and harness. Hand must be voluntary open with outside cable. Wrist must be ratchet wrist unit with quick release. Elbow must be manual locking elbow joint with forearm. Harness must have figure 8 straps with O-ring and 4 bar buckles, perlon cable and cable housing x 2m, hanger with ball terminal and ball receiver, retainer with cross bar assembly and base plate, cosmetic glove.                                                                                                                                                                       Size: Hand Size 8 Right Colour: Caucasian                                                                                                      Packaging requirements: Per kit       ","40 over range of sizes","Per kit"]
["ITEM 35.1.6","NEW","Above Elbow Kit                                                                                                                                                              Kit containing hand, wrist, elbow and harness. Hand must be voluntary open with outside cable. Wrist must be ratchet wrist unit with quick release. Elbow must be manual locking elbow joint with forearm. Harness must have figure 8 straps with O-ring and 4 bar buckles, perlon cable and cable housing x 2m, hanger with ball terminal and ball receiver, retainer with cross bar assembly and base plate, cosmetic glove.                                                                                                                                                                       Size: Hand Size 8 Left Colour: Caucasian                                                                                                        Packaging requirements: Per kit       ","40 over range of sizes","Per kit"]
["ITEM 35.1.7","NEW","Above Elbow Kit                                                                                                                                                             Kit containing hand, wrist, elbow and harness. Hand must be voluntary open with outside cable. Wrist must be ratchet wrist unit with quick release. Elbow must be manual locking elbow joint with forearm. Harness must have figure 8 straps with O-ring and 4 bar buckles, perlon cable and cable housing x 2m, hanger with ball terminal and ball receiver, retainer with cross bar assembly and base plate, cosmetic glove.                                                                                                                                                                       Size: Hand Size 6 Right Colour: Negroid                                                                                                         Packaging requirements: Per kit       ","40 over range of sizes","Per kit"]
["ITEM 35.1.8","NEW","Above Elbow Kit                                                                                                                                                             Kit containing hand, wrist, elbow and harness. Hand must be voluntary open with outside cable. Wrist must be ratchet wrist unit with quick release. Elbow must be manual locking elbow joint with forearm. Harness must have figure 8 straps with O-ring and 4 bar buckles, perlon cable and cable housing x 2m, hanger with ball terminal and ball receiver, retainer with cross bar assembly and base plate, cosmetic glove.                                                                                                                                                                       Size: Hand Size 6 Left Colour: Negroid                                                                                                           Packaging requirements: Per kit       ","40 over range of sizes","Per kit"]
["ITEM 35.1.9","NEW","Above Elbow Kit                                                                                                                                                             Kit containing hand, wrist, elbow and harness. Hand must be voluntary open with outside cable. Wrist must be ratchet wrist unit with quick release. Elbow must be manual locking elbow joint with forearm. Harness must have figure 8 straps with O-ring and 4 bar buckles, perlon cable and cable housing x 2m, hanger with ball terminal and ball receiver, retainer with cross bar assembly and base plate, cosmetic glove.                                                                                                                                                                       Size: Hand Size 7 Right Colour: Negroid                                                                                                        Packaging requirements: Per kit       ","40 over range of sizes","Per kit"]
["ITEM 35.1.10","NEW","Above Elbow Kit                                                                                                                                                             Kit containing hand, wrist, elbow and harness. Hand must be voluntary open with outside cable. Wrist must be ratchet wrist unit with quick release. Elbow must be manual locking elbow joint with forearm. Harness must have figure 8 straps with O-ring and 4 bar buckles, perlon cable and cable housing x 2m, hanger with ball terminal and ball receiver, retainer with cross bar assembly and base plate, cosmetic glove.                                                                                                                                                                       Size: Hand Size 7 Left Colour: Negroid                                                                                                            Packaging requirements: Per kit       ","40 over range of sizes","Per kit"]
["ITEM 35.1.11","NEW","Above Elbow Kit                                                                                                                                                             Kit containing hand, wrist, elbow and harness. Hand must be voluntary open with outside cable. Wrist must be ratchet wrist unit with quick release. Elbow must be manual locking elbow joint with forearm. Harness must have figure 8 straps with O-ring and 4 bar buckles, perlon cable and cable housing x 2m, hanger with ball terminal and ball receiver, retainer with cross bar assembly and base plate, cosmetic glove.                                                                                                                                                                       Size: Hand Size 8 Right Colour: Negroid                                                                                                        Packaging requirements: Per kit       ","40 over range of sizes","Per kit"]
["ITEM 35.1.12","NEW","Above Elbow Kit                                                                                                                                                             Kit containing hand, wrist, elbow and harness. Hand must be voluntary open with outside cable. Wrist must be ratchet wrist unit with quick release. Elbow must be manual locking elbow joint with forearm. Harness must have figure 8 straps with O-ring and 4 bar buckles, perlon cable and cable housing x 2m, hanger with ball terminal and ball receiver, retainer with cross bar assembly and base plate, cosmetic glove.                                                                                                                                                                       Size: Hand Size 8 Left Colour: Negroid                                                                                                           Packaging requirements: Per kit       ","40 over range of sizes","Per kit"]
["ITEM 35.2.1","NEW","Below Elbow Kit                                                                                                                                                             Kit containing hand, wrist and harness. Hand must be voluntary opening with outside cable. Wrist must be ratchet wrist unit with quick release. Harness must have figure 8 straps with O-ring and 4 bar buckles, perlon cable and cable housing x 2m, hanger with ball terminal and ball receiver, retainer with cross bar assembly and base plate, cosmetic glove.                                                                                                                                                                       Size: Hand Size 6 Right Colour: Caucasian                                                                                                      Packaging requirements: Per kit       ","40 over range of sizes","Per kit"]
["ITEM 35.2.2","NEW","Below Elbow Kit                                                                                                                                                             Kit containing hand, wrist and harness. Hand must be voluntary opening with outside cable. Wrist must be ratchet wrist unit with quick release. Harness must have figure 8 straps with O-ring and 4 bar buckles, perlon cable and cable housing x 2m, hanger with ball terminal and ball receiver, retainer with cross bar assembly and base plate, cosmetic glove.                                                                                                                                                                       Size: Hand Size 6 Left Colour: Caucasian                                                                                                        Packaging requirements: Per kit       ","40 over range of sizes","Per kit"]
["ITEM 35.2.3","NEW","Below Elbow Kit                                                                                                                                                             Kit containing hand, wrist and harness. Hand must be voluntary opening with outside cable. Wrist must be ratchet wrist unit with quick release. Harness must have figure 8 straps with O-ring and 4 bar buckles, perlon cable and cable housing x 2m, hanger with ball terminal and ball receiver, retainer with cross bar assembly and base plate, cosmetic glove.                                                                                                                                                                       Size: Hand Size 7 Right Colour: Caucasian                                                                                                     Packaging requirements: Per kit       ","40 over range of sizes","Per kit"]
["ITEM 35.2.4","NEW","Below Elbow Kit                                                                                                                                                             Kit containing hand, wrist and harness. Hand must be voluntary opening with outside cable. Wrist must be ratchet wrist unit with quick release. Harness must have figure 8 straps with O-ring and 4 bar buckles, perlon cable and cable housing x 2m, hanger with ball terminal and ball receiver, retainer with cross bar assembly and base plate, cosmetic glove.                                                                                                                                                                       Size: Hand Size 7 Left Colour: Caucasian                                                                                                      Packaging requirements: Per kit       ","40 over range of sizes","Per kit"]
["ITEM 35.2.5","NEW","Below Elbow Kit                                                                                                                                                             Kit containing hand, wrist and harness. Hand must be voluntary opening with outside cable. Wrist must be ratchet wrist unit with quick release. Harness must have figure 8 straps with O-ring and 4 bar buckles, perlon cable and cable housing x 2m, hanger with ball terminal and ball receiver, retainer with cross bar assembly and base plate, cosmetic glove.                                                                                                                                                                       Size: Hand Size 8 Right Colour: Caucasian                                                                                                     Packaging requirements: Per kit       ","40 over range of sizes","Per kit"]
["ITEM 35.2.6","NEW","Below Elbow Kit                                                                                                                                                             Kit containing hand, wrist and harness. Hand must be voluntary opening with outside cable. Wrist must be ratchet wrist unit with quick release. Harness must have figure 8 straps with O-ring and 4 bar buckles, perlon cable and cable housing x 2m, hanger with ball terminal and ball receiver, retainer with cross bar assembly and base plate, cosmetic glove.                                                                                                                                                                       Size: Hand Size 8 Left Colour: Caucasian                                                                                                        Packaging requirements: Per kit       ","40 over range of sizes","Per kit"]
["ITEM 35.2.7","NEW","Below Elbow Kit                                                                                                                                                             Kit containing hand, wrist and harness. Hand must be voluntary opening with outside cable. Wrist must be ratchet wrist unit with quick release. Harness must have figure 8 straps with O-ring and 4 bar buckles, perlon cable and cable housing x 2m, hanger with ball terminal and ball receiver, retainer with cross bar assembly and base plate, cosmetic glove.                                                                                                                                                                       Size: Hand Size 6 Right Colour: Negroid                                                                                                        Packaging requirements: Per kit       ","40 over range of sizes","Per kit"]
["ITEM 35.2.8","NEW","Below Elbow Kit                                                                                                                                                             Kit containing hand, wrist and harness. Hand must be voluntary opening with outside cable. Wrist must be ratchet wrist unit with quick release. Harness must have figure 8 straps with O-ring and 4 bar buckles, perlon cable and cable housing x 2m, hanger with ball terminal and ball receiver, retainer with cross bar assembly and base plate, cosmetic glove.                                                                                                                                                                       Size: Hand Size 6 Left Colour: Negroid                                                                                                           Packaging requirements: Per kit       ","40 over range of sizes","Per kit"]
["ITEM 35.2.9","NEW","Below Elbow Kit                                                                                                                                                             Kit containing hand, wrist and harness. Hand must be voluntary opening with outside cable. Wrist must be ratchet wrist unit with quick release. Harness must have figure 8 straps with O-ring and 4 bar buckles, perlon cable and cable housing x 2m, hanger with ball terminal and ball receiver, retainer with cross bar assembly and base plate, cosmetic glove.                                                                                                                                                                       Size: Hand Size 7 Right Colour: Negroid                                                                                                         Packaging requirements: Per kit       ","40 over range of sizes","Per kit"]
["ITEM 35.2.10","NEW","Below Elbow Kit                                                                                                                                                            Kit containing hand, wrist and harness. Hand must be voluntary opening with outside cable. Wrist must be ratchet wrist unit with quick release. Harness must have figure 8 straps with O-ring and 4 bar buckles, perlon cable and cable housing x 2m, hanger with ball terminal and ball receiver, retainer with cross bar assembly and base plate, cosmetic glove.                                                                                                                                                                       Size: Hand Size 7 Left Colour: Negroid                                                                                                          Packaging requirements: Per kit       ","40 over range of sizes","Per kit"]
["ITEM 35.2.11","NEW","Below Elbow Kit                                                                                                                                                             Kit containing hand, wrist and harness. Hand must be voluntary opening with outside cable. Wrist must be ratchet wrist unit with quick release. Harness must have figure 8 straps with O-ring and 4 bar buckles, perlon cable and cable housing x 2m, hanger with ball terminal and ball receiver, retainer with cross bar assembly and base plate, cosmetic glove.                                                                                                                                                                       Size: Hand Size 8 Right Colour: Negroid                                                                                                        Packaging requirements: Per kit       ","40 over range of sizes","Per kit"]
["ITEM 35.2.12","NEW","Below Elbow Kit                                                                                                                                                              Kit containing hand, wrist and harness. Hand must be voluntary opening with outside cable. Wrist must be ratchet wrist unit with quick release. Harness must have figure 8 straps with O-ring and 4 bar buckles, perlon cable and cable housing x 2m, hanger with ball terminal and ball receiver, retainer with cross bar assembly and base plate, cosmetic glove.                                                                                                                                                                       Size: Hand Size 8 Left Colour: Negroid                                                                                                            Packaging requirements: Per kit       ","40 over range of sizes","Per kit"]
["ITEM 36","PROSTHETIC HOOK FOR UPPER EXTREMINITY "]
["ITEM 36.1",163703,"Prosthetic hook for upper extremity                                                                                                                  Stainless steel hook. Complete with adaptor.                                                                                                Dimensions: Sizes 7 left                                                                                                                                                Packaging requirements: Per item                                                                              ",2,"Per item"]
["ITEM 36.2",165286,"Prosthetic hook for upper extremity                                                                                                                  Stainless steel hook. Complete with adaptor.                                                                                                 Dimensions: Sizes 7 right                                                                                                                                         Packaging requirements: Per item                                                                              ",2,"Per item"]
["ITEM 36.3",165284,"Prosthetic hook for upper extremity                                                                                                                 Stainless steel hook. Complete with adaptor.                                                                                                Dimensions: Sizes 8 left                                                                                                                                            Packaging requirements: Per item                                                                           ",2,"Per item"]
["ITEM 36.4",165287,"Prosthetic hook for upper extremity                                                                                                                 Stainless steel hook. Complete with adaptor.                                                                                                Dimensions: Sizes 8 right                                                                                                                                                     Packaging requirements: Per item                                                                               ",2,"Per item"]
["ITEM 37"]
["ITEM 37.1",164795,"Hook bands for prosthetic hook\nRubber\nPackaging requirements: Per item                                                                              ",20,"Per item"]
["ITEM 37.2",184463,"Hook bands for prosthetic hook                                                                                                        Elastic\nPackaging requirements: Per item                                                                                   ",50,"Per item"]
["ITEM 38","PROSTHETIC DORANCE WRIST"]
["ITEM 38.1",171325,"Prosthetic Dorance wrist                                                                                                                         FM quick change wrist. Designed for quick changes of the terminal device or it's position. Aluminum body, laminating ring. Pressure on the button unlocks the wrist and permits free rotation, lock and unlock the terminal device of the hook or hand.                                                                                                                       Size: 35mm                                                                                                                                                                Packaging requirements: Per wrist                                                                      ","10 over range of sizes","Per wrist"]
["ITEM 38.2",184464,"Prosthetic Dorance wrist                                                                                                                                                     FM quick change wrist. Designed for quick changes of the terminal device or it's position. Aluminum body, laminating ring. Pressure on the button unlocks the wrist and permits free rotation, lock and unlock the terminal device of the hook or hand.                                                                                                                                   Size: 50mm                                                                                                                                                                           Packaging requirements: Per wrist                                                                              ","10 over range of sizes","Per wrist"]
["ITEM 39","PROSTHETIC DORANCE HOOK "]
["ITEM 39.1",164608,"Prosthetic Dorance hook                                                                                                           Aluminium, lyre fingers, nitrile rubber lined.  Available in 12mm thread.                                              Dimensions: Length:13.3cm long; weight: 121g                                                                                                          Size: 7 Left                                                                                                                                                                          Packaging requirements: Per hook                                                                          ","5 over range of sizes","Per hook"]
["ITEM 39.2",171329,"Prosthetic Dorance hook                                                                                                                                       Aluminium, lyre fingers, nitrile rubber lined. Available in 12mm thread.                                               Dimensions: Length:13.3cm long; weight: 121g                                                                                                          Size: 7 Right                                                                                                                                                                      Packaging requirements: Per hook                                                                                ","5 over range of sizes","Per hook"]
["ITEM 39.3",171331,"Prosthetic Dorance hook                                                                                                           Aluminium, lyre fingers, nitrile rubber lined. Available in 12mm thread.                                               Dimensions: Length:13.3cm long; weight: 121g                                                                                                           Size: 8 Left                                                                                                                                                                        Packaging requirements: Per hook                                                                                   ","5 over range of sizes","Per hook"]
["ITEM 39.4",171290,"Prosthetic Dorance hook                                                                                                           Aluminium, lyre fingers, nitrile rubber lined. Available in 12mm thread.                                               Dimensions: Length:13.3cm long; weight: 121g                                                                                                           Size: 8 Right                                                                                                                                                                     Packaging requirements: Per hook                                                                              ","5 over range of sizes","Per hook"]
["ITEM 40"]
["ITEM 40",164615,"Prosthetic Hook with cable adaptor\nHook  6\" cable\nLight and heavy duty. \nPackaging requirements: Per item                                                                                ",10,"Per item"]
["ITEM 41"]
["ITEM 41.1",164616,"Prosthetic elbow cable hanger\nStainless steel - regular                                                                                                                                                              Size: Small \nPackaging requirements: Per hanger                                                                          ","25 over range of sizes","Per hanger"]
["ITEM 41.2",164617,"Prosthetic elbow cable hanger\nStainless steel - regular                                                                                                                                                              Size: Medium \nPackaging requirements: Per hanger                                                                                       ","25 over range of sizes","Per hanger"]
["ITEM 41.3",164618,"Prosthetic elbow cable hanger\nStainless steel - regular                                                                                                                                                              Size: Large\nPackaging requirements: Per hanger                                                                          ","25 over range of sizes","Per hanger"]
["ITEM 42"]
["ITEM 42.1",164609,"Harness ring\nStainless steel \nSize: Small                                                                                                                                    Packaging requirements: Per ring                                                                                                                 ",10,"Per ring"]
["ITEM 42.2",164610,"Harness ring\nStainless steel \nSize: Medium                                                                                                                                Packaging requirements: Per ring                                                                                                                      ",10,"Per ring"]
["ITEM 42.3",164611,"Harness ring\nStainless steel \nSize: Large                                                                                                                                    Packaging requirements: Per ring                                                                                                                            ",10,"Per ring"]
["ITEM 43"]
["ITEM 43",164612,"Housing ferrule 4mm\nStandard\nPackaging requirements: Per item                                                                              ",10,"Per ring"]
["ITEM 44"]
["ITEM 44.1",164613,"Ball receiver assembly\nStainless steel\nSize: 3/16\" Ball swivel\nPackaging requirements: Per item                                                                                                               ",10,"Per ring"]
["ITEM 44.2",164614,"Ball receiver assembly\nStainless steel\nSize: 9/32\" Ball swivel\nPackaging requirements: Per item                                                                                ",10,"Per ring"]
["ITEM 45"]
["ITEM 45.1",164619,"4 Bar buckle\nMetal  \nSize: 1/2\" 4 bars\nPackaging requirements: Per buckle                                                                 ",20,"Per buckie"]
["ITEM 45.2",164620,"4 Bar buckle\nMetal  \nSize: 3/4\" 4 bars\nPackaging requirements: Per buckle                                                                        ",20,"Per buckie"]
["ITEM 45.3",164621,"4 Bar buckle\nMetal  \nSize: 1\" 4 bars\nPackaging requirements: Per buckle                                                                        ",50,"Per buckie"]
["ITEM 46"]
["ITEM 46.1",164622,"Housing retainer                                                                                                                                                                     Steel standard  \nSize: Small \nPackaging requirements: Per item                                                                               ",20,"Per item"]
["ITEM 46.2",164623,"Housing retainer                                                                                                                                                                                     Steel standard  \nSize: Medium \nPackaging requirements: Per item                                                                                 ",20,"Per item"]
["ITEM 46.3",164624,"Housing retainer                                                                                                                                                                      Steel standard  \nSize: Large \nPackaging requirements: Per item                                                                             ",10,"Per item"]
["ITEM 47"]
["ITEM 47.1",164625,"Ball swivel\nTriple. \nSize: Small\nPackaging requirements: Per item                                                                                 ",10,"Per item"]
["ITEM 47.2",164626,"Ball swivel\nTriple. \nSize: Medium\nPackaging requirements: Per item                                                                                                            ",10,"Per item"]
["ITEM 47.3",164627,"Ball swivel\nTriple. \nSize: Large\nPackaging requirements: Per item                                                                                              ",10,"Per item"]
["ITEM 48"]
["ITEM 48.1",164628,"Ball terminal\nStainless steel \nSize: Small\nPackaging requirements: Per item                                                                                ",20,"Per item"]
["ITEM 48.2",164629,"Ball terminal\nStainless steel \nSize: Medium\nPackaging requirements: Per item                                                                                            ",20,"Per item"]
["ITEM 48.3",164630,"Ball terminal\nStainless steel \nSize: Large\nPackaging requirements: Per item                                                                               ",10,"Per item"]
["ITEM 49"]
["ITEM 49.1",164631,"Grommets\nRubber Pkt 10\nPackaging requirements: Per item                                                                             ",10,"Per item"]
["ITEM 49.2",186262,"Grommets\nRubber, 9mm outer diameter, 4mm inner diameter, 10 per pack\nPackaging requirements: Per item                                                                               ",10,"Per item"]
["ITEM 50"]
["ITEM 50.1",164633,"Cable\nSteel\nDimensions: 3/64\" diameter, 25 foot roll                                                                                                                       Size: Small                                                                                                                                     Packaging requirements: Per roll                                                                                 ",4,"Per roll"]
["ITEM 50.2",164632,"Cable\nSteel\nDimensions: 1/16\" diameter, 25 foot roll                                                                                                                      Size: Medium                                                                                                                                           Packaging requirements: Per roll                                                                                 ",4,"Per roll"]
["ITEM 50.3",164634,"Cable\nSteel        \nDimensions: 3/32\" diameter, 25 foot roll                                                                                                                      Size: Large                                                                                                                                           Packaging requirements: Per roll                                                                                     ",4,"Per roll"]
["ITEM 51"]
["ITEM 51",164636,"Cable housing                                                                                                                                                                            Steel standard, 25 foot roll                                                                                                                                          Packaging requirements: Per roll                                                                                                              ",4,"Per roll"]
["ITEM 52"]
["ITEM 52",164797,"Housing clamp\nSteel, Pkt 6\nPackaging requirements: Per packet                                                                                                                       ",4,"Per packet"]
["ITEM 53"]
["ITEM 53",164635,"Housing cover\nPlastic standard, 50 foot roll\nPackaging requirements: Per roll                                                                                                                   ",4,"Per roll"]
["ITEM 54"]
["ITEM 54.1",164637,"Standard cross bar assembly \nLeather cross strap cross bar. Cross bar plate.                                                                                                         Standard \nPackaging requirements: Per item                                                                                            ",10,"Per item"]
["ITEM 54.2",121019,"Standard cross bar assembly \nLeather cross strap cross bar. Cross bar plate.                                                                                                                                                                                   Large or heavy duty\nPackaging requirements: Per item                                                                                                                  ",10,"Per item"]
["ITEM 55"]
["ITEM 55",164641,"Standard forearm lift assembly\nLeather forearm lift. \nBushing lift balt, lift rivet.\nPackaging requirements: Per item                                                                                         ",10,"Per item"]
["ITEM 56"]
["ITEM 56",164639,"Hanger assemblies\nStandard 1\nPackaging requirements: Per item                                                                                      ",10,"Per item"]
["ITEM 57"]
["ITEM 57",164640,"Base plate assembly\nBase steel plate, base plate pad.\nPackaging requirements: Per item                                                                                       ",35,"Per item"]
["Issues (items GT-58 to GT-73)"]
["ITEM 58","Nylglass"]
["ITEM 58.1",171368,"Nylglass                                                                                                                                               Nylon and fiberglass blend.  For reinforcement of lamination resin.                                                                       Size: 70mm                                                                                                                                                                      Packaging requirements: Per 1kg roll                                                                        ","10kg over range of sizes","Per 1kg roll"]
["ITEM 58.2",171369,"Nylglass                                                                                                                                               Nylon and fiberglass blend.  For reinforcement of lamination resin.                                                                       Size: 90mm                                                                                                                                                                      Packaging requirements: Per 1kg roll                                                                                ","10kg over range of sizes","Per 1kg roll"]
["ITEM 58.3",171370,"Nylglass                                                                                                                                                                                         Nylon and fiberglass blend. For reinforcement of lamination resin.                                                                        Size: 120mm                                                                                                                                                                    Packaging requirements: Per 1kg roll                                                                                                                                                       ","10kg over range of sizes","Per 1kg roll"]
["ITEM 58.4",171371,"Nylglass                                                                                                                                               Nylon and fiberglass blend.  For reinforcement of lamination resin.                                                                       Size: 150mm                                                                                                                                                                     Packaging requirements: Per 1kg roll                                                                                                                                                ","10kg over range of sizes","Per 1kg roll"]
["ITEM 58.5",171372,"Nylglass                                                                                                                                                                                                                                                                                                                                                                  Nylon and fiberglass blend,    For reinforcement of lamination resin.                                                                                                                                                                                                                                                      Size: 200mm                                                                                                                                                                    Packaging requirements: Per 1kg roll                                                                                            ","10kg over range of sizes","Per 1kg roll"]
["ITEM 59"]
["ITEM 59.1",164444,"Pe-lite                                                                                                                                      Dimensions: 40 - 45 shaw density,  5mm thick                                                                                                                                                                                                                                                                                                             Packaging requirements: Per sheet                                                                 ",300,"Per sheet"]
["ITEM 59.2","NEW","Pe-lite                                                                                                                                      Dimensions: 40 - 45 shaw density,  3mm thick                                                                                                                                                                                                                                                                                                             Packaging requirements: Per sheet                                                                 ",100,"Per sheet"]
["ITEM 60"]
["ITEM 60.1",184547,"P.E.T.G. plastic                                                                                                                         Thermoplastic sheet used for drape moulding. Easy to form, die-cut and punched.                                         Can be bonded or fastened with adhesives, welding or rivets.                                                                                                                                                                                  Can be painted.                                                                                                                                                          Dimensions: 40x40cm                                                                                                                                                           Size: 10mm                                                                                                                                                                                                                       Packaging requirements: Per sheet                                                                                                                 ","40 sheets over range of sizes ","Per sheet"]
["ITEM 60.2",184548,"P.E.T.G. plastic                                                                                                                       Thermoplastic sheet used for drape moulding. Easy to form, die-cut and punched.                                                                                                     Can be bonded or fastened with adhesives, welding or rivets                                                                                                                                                                                Can be painted.                                                                                                                                                          Dimensions: 40x40cm                                                                                                                                                            Size: 12mm                                                                                                                                                                                  Packaging requirements: Per sheet                                                                                                    ","40 sheets over range of sizes ","Per sheet"]
["ITEM 60.3",184549,"P.E.T.G. plastic                                                                                                                           Thermoplastic sheet used for drape moulding.  Easy to form, die-cut and punched.                                                                                                                                      Can be bonded or fastened with adhesives,  welding or rivets.                                                                                                                                                                     Can be painted.                                                                                                                                                             Dimensions: 40x40cm                                                                                                                                                                Size: 15mm                                                                                                                                                                     Packaging requirements: Per sheet                                                                             ","40 sheets over range of sizes ","Per sheet"]
["ITEM 60.4","NEW","P.E.T.G. plastic                                                                                                                           Thermoplastic sheet used for drape moulding.  Easy to form, die-cut and punched.                                                                                                                                      Can be bonded or fastened with adhesives,  welding or rivets.                                                                                                                                                                     Can be painted.                                                                                                                                                             Dimensions: 40x40cm                                                                                                                                                                Size: 20mm                                                                                                                                                                     Packaging requirements: Per sheet                                                                             ","40 sheets over range of sizes "]
["ITEM 60.5","NEW","P.E.T.G. plastic                                                                                                                           Thermoplastic sheet used for drape moulding.  Easy to form, die-cut and punched.                                                                                                                                      Can be bonded or fastened with adhesives,  welding or rivets.                                                                                                                                                                     Can be painted.                                                                                                                                                             Dimensions: 40x40cm                                                                                                                                                                Size: 25mm                                                                                                                                                                     Packaging requirements: Per sheet                                                                             ","40 sheets over range of sizes "]
["ITEM 61","SOCKET PLASTIC"]
["ITEM 61.1",148929,"Socket plastic                                                                                                                                                                         Socket plastic, thermolyn (EVA) soft flexible inner socket plastic,                                                                                             high flexibility, can be thermoformed at 160 degrees.                                                                                                                                                                                                                                                                             Sheet length and width 400x400mm.                                                                                                                                 Size: 8mm thick                                                                                                                                                              Packaging requirements: Per sheet                         ","10 sheets over range of sizes","Per sheet"]
["ITEM 61.2",148930,"Socket plastic                                                                                                                                                                        Socket plastic, thermolyn (EVA) soft flexible inner socket plastic, high flexibility, can be thermoformed at 160 degrees.                                                                                                                                                                                      Sheet length and width 400x400mm.                                                                                                                                              Size: 10mm thick                                                                                                                                                            Packaging requirements: Per sheet                                                                                                                    ","10 sheets over range of sizes","Per sheet"]
["ITEM 61.3",148931,"Socket plastic                                                                                                                                                                        Socket plastic, thermolyn (EVA) soft flexible inner socket plastic, high flexibility, can be thermoformed at 160 degrees.                                                                                                                                                                                Sheet length and width 400x400mm.                                                                                                      Size: 12mm thick                                                                                                                                                            Packaging requirements: Per sheet                                                                                                             ","10 sheets over range of sizes","Per sheet"]
["ITEM 61.4",149932,"Socket plastic                                                                                                                                                                          Socket plastic, thermolyn (EVA) soft flexible inner socket plastic, high flexibility, can be thermoformed at 160 degrees.                                                                                                                                                                                  Sheet length and width 400x400mm.                                                                                                                                         Size: 15mm thick                                                                                                                                                                          Packaging requirements: Per sheet                                                                                                                        ","10 sheets over range of sizes","Per sheet"]
["ITEM 62"]
["ITEM 62.1",164451,"PVA sheeting                                                                                                                            Dimensions: 1000mm x 0,08mm x 50mm                                                                                                        Packaging requirements: Per metre                                                                                     ",1000,"Per metre"]
["ITEM 62.2.1","NEW","PVA pre-manufactured bags                                                                                                                                   PVA pre-manufactured bags.                                                                                                                                    Size: 10cm                                                                                                                                                             Packaging requirements: Pack of 10 ","50 packs over range of sizes"]
["ITEM 62.2.2","NEW","PVA pre-manufactured bags                                                                                                                                   PVA pre-manufactured bags.                                                                                                                                    Size: 12cm                                                                                                                                                           Packaging requirements: Pack of 10 ","50 packs over range of sizes"]
["ITEM 62.2.3","NEW","PVA pre-manufactured bags                                                                                                                                  PVA pre-manufactured bags.                                                                                                                                    Size: 15cm                                                                                                                                                           Packaging requirements: Pack of 10 ","50 packs over range of sizes"]
["ITEM 62.2.4","NEW","PVA pre-manufactured bags                                                                                                                                  PVA pre-manufactured bags.                                                                                                                                    Size: 20cm                                                                                                                                                             Packaging requirements: Pack of 10 ","50 packs over range of sizes"]
["ITEM 62.2.5","NEW","PVA pre-manufactured bags                                                                                                                                   PVA pre-manufactured bags.                                                                                                                                    Size: 25cm                                                                                                                                                             Packaging requirements: Pack of 10 ","50 packs over range of sizes"]
["ITEM 62.2.6","NEW","PVA pre-manufactured bags                                                                                                                                   PVA pre-manufactured bags.                                                                                                                                    Size: 30cm                                                                                                                                                          Packaging requirements: Pack of 10 ","50 packs over range of sizes"]
["ITEM 62.3","NEW","PVC tape                                                                                                                                                                        Use for patching holes in PVA sheeting.                                                                                                     Dimensions: 50mm wide                                                                                                                                Packaging requirements: Roll of 10m   ","10 rolls "]
["ITEM 63"]
["ITEM 63",164453,"Prosthetic Body filler + hardener \n636 KT 7\nLight weight colourable with pigment fast setting,                                                                                                                                                                                                                                                         good adhesion and easy grindable. \nPackaging requirements: Per set                                                                              ",20,"Per set"]
["ITEM 64","Pigment paste"]
["ITEM 64.1",164520,"Pigment paste\nColour: white.\nResin / Siegelhartz adaptable.\nPackaging requirements: Per kg                                                                                          ","5kg ","Per kg"]
["ITEM 64.2",164521,"Pigment paste\nColour: yellow.\nResin / Siegelhartz adaptable.\nPackaging requirements: Per kg                                                                                    ","5kg ","Per kg"]
["ITEM 64.3",164522,"Pigment paste\nColour: tan.\nResin / Siegelhartz adaptable.\nPackaging requirements: Per kg                                                                                     ","16kg ","Per kg"]
["ITEM 64.4",164523,"Pigment paste\nColour: caucasian.\nResin / Siegelhartz adaptable.\nPackaging requirements: Per kg                                                                                       ","26kg ","Per kg"]
["ITEM 64.5",184553,"Pigment paste\nColour: blue\nResin / Siegelhartz adaptable.\nPackaging requirements: Per kg                                                                                 ","5kg ","Per kg"]
["ITEM 64.6",121018,"Pigment paste\nColour: negroid\nResin / Siegelhartz adaptable.\nPackaging requirements: Per kg                                                                                ","24kg ","Per kg"]
["ITEM 64.7","NEW","Pigment paste\nColour: red\nResin / Siegelhartz adaptable.\nPackaging requirements: Per kg                                                                                ","5kg ","Per kg"]
["ITEM 64.8","NEW","Pigment paste\nColour: black\nResin / Siegelhartz adaptable.\nPackaging requirements: Per kg                                                                                ","5kg ","Per kg"]
["ITEM 65"]
["ITEM 65.1",164525,"Plaster of Paris powder\nBPB gypsum \nSize: 40kg bags                                                                                                                              Packaging requirements: Per bag                                                                                     ",460,"Per bag"]
["ITEM 65.2.1","NEW","Casting stockings                                                                                                                          Protective body and residual limb stockinet for casting.                                                                                 Dimensions: Length 16cm and Width 30cm                                                                                                        Packaging requirements: Pack of 6",50]
["ITEM 65.2.2","NEW","Casting stockings                                                                                                                          Protective body and residual limb stockinet for casting.                                                                                 Dimensions: Length 16cm and Width 38cm                                                                                                        Packaging requirements: Pack of 6",50]
["ITEM 65.2.3","NEW","Casting stockings                                                                                                                           Protective body and residual limb stockinet for casting.                                                                                 Dimensions: Length 32m and Width 30cm                                                                                                        Packaging requirements: Pack of 6",50]
["ITEM 65.2.4","NEW","Casting stockings                                                                                                                          Protective body and residual limb stockinet for casting.                                                                                 Dimensions: Length 32cm and Width 38cm                                                                                                       Packaging requirements: Pack of 6",50]
["Item 66.2.1 and 66.2.2 will be adjudicated as one item."]
["ITEM 66.1","NEW","Acrylic resin and catalyst kit   \nEpoxy-based high performance epoxide thermosetting prosthetic laminating resin. Very high fracture resistance. 3% BPO hardener / catalyst to be used with acrylic resin.                                                                                                          A safety data sheet must be submitted stating that the kit can be applied on devices made for humans.\nPackaging requirements: Per kit containing 5kg resin and 50g catalyst                                                                                   ",200,"Per kit"]
["ITEM 66.2.1",184550,"Acrylic resin    \nEpoxy-based high performance epoxide thermosetting prosthetic laminating resin.                                                                                                   Very high fracture resistance. \nPackaging requirements: Per 5kg                                                                                   ",65,"Per 5kg"]
["ITEM 66.2.2",184551,"Acrylic resin catalyst                                                                                                                               3% BPO hardener to be used with acrylic resin.                                                                                                  Packaging requirements: Per 50g                                                                 ",50,"Per 50g"]
["ITEM 67"]
["ITEM 67.1",164526,"Polyester resin                                                                                                                                       NCS polyester resin with pre-accelerated PA 201 PA.                                                                                                    Rigid                                                                                                                                               Packaging requirements: Per kg                                                                                  ",10,"Per kg"]
["ITEM 67.2",164527,"Polyester resin                                                                                                                                    Pliable                                                                                                                                             Packaging requirements: Per kg                                                                                       ",5,"Per kg"]
["ITEM 67.3",164529,"Polyester resin catalyst                                                                                                                      M.E.K. catalyst for polyester resin                                                                                                    Packaging requirements: Per kg                                                                                   ",20,"Per kg"]
["ITEM 68"]
["ITEM 68",171359,"Sealing resin                                                                                                                                    Adhesive gel (paste) with catalyst.                                                                                                                           Packaging requirements: Per kg tin                                                                                    ",50,"Per kg tin"]
["ITEM 69"]
["ITEM 69.1",164549,"Surform blade                                                                                                                                    Round blade                                                                                                                                                                       Packaging requirements: Per blade                                                                                          ","65 over range of sizes","Per blade"]
["ITEM 69.2",164550,"Surform blade                                                                                                                                        Half round blade                                                                                                                                                               Packaging requirements: Per blade                                                                          ","65 over range of sizes","Per blade"]
["ITEM 69.3",164552,"Surform blade                                                                                                                                        Flat blade                                                                                                                                                                           Packaging requirements: Per blade                                                                             ","65 over range of sizes","Per blade"]
["ITEM 70"]
["ITEM 70",164554,"Talcon powder                                                                                                                                  Unscented, white                                                                                                                                                                            Packaging requirements: Per 500g container                                                                              ","20kg","Per 500g container"]
["ITEM 71","AK SUSPENSION SLEEVE"]
["ITEM 71.1",126669,"AK suspension sleeve                                                                                                                    Neoprene sleeve with nylon on inside and velcro compatable fabric on outside.                                                                                            Velcro and elastic top strap for additional support around the thigh area.                                                                 Seams glued and sewn. Low profile, antiroll, anti-bunch panel.                                                                     Thickness: - 4mm                                                                                                                                                                 Colour: Tan                                                                                                                                                                                                                                                                                                                                                                                                                                           Size: Left Small                                                                                                                                                                Packaging requirements: Per sleeve                                                                                    ","100 over range of sizes","Per sleeve"]
["ITEM 71.2",126670,"AK suspension sleeve                                                                                                                   Neoprene sleeve with nylon on inside and velcro compatable fabric on outside.                                                                                                       Velcro and elastic top strap for additional support around the thigh area.                                                           Seams glued and sewn. Low profile, antiroll, anti-bunch panel.                                                                        Thickness: - 4mm                                                                                                                                                                                                                                                                                                    Colour: Tan                                                                                                                                                                                            Size: Left Medium                                                                                                                                                          Packaging requirements: Per sleeve                                                                          ","100 over range of sizes","per sleeve"]
["ITEM 71.3",126671,"AK suspension sleeve                                                                                                                   Neoprene sleeve with nylon on inside and velcro compatable fabric on outside.                                                                                                      Velcro and elastic top strap for additional support around the thigh area.                                                  Seams glued and sewn. Low profile, antiroll, anti-bunch panel.                                                                      Thickness: - 4mm                                                                                                                                                                                                                                                                                                                                                                                                                                                                                                      Colour: Tan                                                                                                                                                                                    Size: Left Large                                                                                                                                                               Packaging requirements: Per sleeve                                                                                  ","100 over range of sizes","Per sleeve"]
["ITEM 71.4",126672,"AK suspension sleeve                                                                                                                    Neoprene sleeve with nylon on inside and velcro compatable fabric on outside.                                                                                                  Velcro and elastic top strap for additional support around the thigh area.                                                        Seams glued and sewn. Low profile, antiroll, anti-bunch panel.                                                                                                                                                                                                                                                                                                                                                                                                                                                                                                                             Thickness: - 4mm                                                                                                                                                                 Colour: Tan                                                                                                                                                                                     Size: Left X-Large                                                                                                                                                           Packaging requirements: Per sleeve                                                                                           ","100 over range of sizes","Per Sleeve"]
["ITEM 71.5",126673,"AK suspension sleeve                                                                                                                   Neoprene sleeve with nylon on inside and velcro compatable fabric on outside.                                                                                                       Velcro and elastic top strap for additional support around the thigh area.                                                        Seams glued and sewn. Low profile, antiroll, anti-bunch panel.                                                                                                                      Thickness: - 4mm                                                                                                                                                                    Colour: Tan                                                                                                                                                                                 Size: Right Small                                                                                                                                                             Packaging requirements: Per sleeve                                                                    ","50 over range of sizes","Per sleeve"]
["ITEM 71.6",126674,"AK suspension sleeve                                                                                                                   Neoprene sleeve with nylon on inside and velcro compatable fabric on outside.                                                                                                     Velcro and elastic top strap for additional support around the thigh area.                                                             Seams glued and sewn. Low profile, antiroll, anti-bunch panel.                                                                                                                                                                                                                                                                                                                                                                                                                                                                                                             Thickness: - 4mm                                                                                                                                                              Colour: Tan                                                                                                                                                                                 Size: Right Medium                                                                                                                                                      Packaging requirements: Per sleeve                                                                                        ","50 over range of sizes","Per sleeve"]
["ITEM 71.7",126675,"AK suspension sleeve                                                                                                                         Neoprene sleeve with nylon on inside and velcro compatable fabric on outside.                                                                                            Velcro and elastic top strap for additional support around the thigh area.                                                          Seams glued and sewn. Low profile, antiroll, anti-bunch panel.                                                                                                                                                                                                                                                                                                        Thickness: - 4mm                                                                                                                                                                 Colour: Tan                                                                                                                                                                                                Size: Right Large                                                                                                                                                            Packaging requirements: Per sleeve                                                                          ","50 over range of sizes","Per sleve"]
["ITEM 71.8",126676,"AK suspension sleeve                                                                                                                                                Neoprene sleeve with nylon on inside and velcro compatable fabric on outside.                                               Velcro and elastic top strap for additional support around the thigh area.                                                        Seams glued and sewn. Low profile, antiroll, anti-bunch panel.                                                                                                                     Thickness: - 4mm                                                                                                                                                                   Colour: Tan                                                                                                                                                                                  Size: Right X-Large                                                                                                                                                          Packaging requirements: Per sleeve                                                                                                                                                                                                                                                                                                                                                                                                                        ","50 over range of sizes","Per sleeve"]
["ITEM 72"]
["ITEM 72.1",126677,"Silicon sleeve                                                                                                                                 Prosthetic sleeve with durable outer fabric layer and silicon inner. Pinhole for shuttle lock.                    Reinforced distal connection to reduce distal elongaton and pistoning. Easy washable.                                  Size: Made to measure                                                                                                                                               Packaging requirements: Per sleeve ",80,"Per sleeve"]
["ITEM 72.2",126777,"Silicon sleeve                                                                                                                                                                   Prosthetic sleeve with durable outer fabric layer and silicon inner, Without pinhole for shuttle lock, Reinforced distal connection to reduce distal elongaton and pistoning.                                                                 Size: Made to measure                                                                                                                                                Packaging requirements: Per sleeve.",50,"Per sleeve"]
["ITEM 72.3","New","Sealing silicone sleeve                                                                                                                                                           Sealing sleeve, silicone, to seal BK socket with suction valve, cylindrical with proximal and distal opening, outer shell to consist of hard wearing material, inner lined with silicone.                                                                                                                                                   Size: Multiple sizes according to knee circumference                                                                                                                                              Packaging requirements: Per sleeve",50,"Per sleeve"]
["ITEM 72.4","New","Proseal silicone liner kit                                                                                                                                     Proseal silicone liner, 3mm wall thickness, no textile components, non-sticky coating on the exterior surface, silky texture of interior surface. Including 2 moulding rings.                                                                                         Size: Made to measure                                                                                                                                              Packaging requirements: Per kit",50,"Per kit"]
["ITEM 73"]
["ITEM 73",148934,"Shuttle lock with pin                                                                                                                                                        Shuttle lock with pin, with pyramid adaptor, coated aluminium housing, ratchet unit, variable locking mechanism adjustment to engage silently or audibly, enclosed lamination anchor, system height 25mm.                                                                                                                                                                           Packaging requirements: Per lock                                                                                                                        ","80 locks","Per lock"]