{"text_format":"3","workbook":"xls","n_sheets":19,"sheets":["Flow diagram","Title page (1)","Protection Equipment (2)","Telecoms Equipment (3)","Main DC Design (4)","Costing sheet BOM (5)","L0 Quote (6)","L1 DC design Doc(7)","L1 IF No DC required (8)","Invoice (9)","Revision notes (10)","HBL Tables (11)","Alcad Tables (12)","Hoppecke Tables (13)","Chloride Tables (14)","Cordex Tables (15)","Module1","Haze (16)","Cell Kt (17)"],"not_rendered":{"charts":4,"images":41,"macros":1,"external_links":2,"defined_names":63,"comments":7},"unopened":[{"sheet":"Module1","index":16,"reason":"not_a_worksheet"}],"read":"whole","date_system":"1900","formulas":"cached_only"}

{"sheet":"Flow diagram","index":0,"n_rows":36,"n_cols":27,"rows_kept":36,"merged":[[1,1,3,3],[1,6,3,10],[1,15,3,21],[1,26,3,28],[6,1,7,2],[6,13,7,14],[6,22,7,23],[7,7,7,9],[7,26,7,28],[8,7,8,9],[9,7,9,9],[9,26,9,28],[10,1,11,2],[10,7,10,9],[10,13,11,14],[10,22,11,23],[10,26,10,28],[11,7,11,9],[12,7,12,9],[13,7,13,9],[13,26,13,28],[14,1,15,2],[14,7,14,9],[14,13,15,14],[14,17,15,18],[14,22,15,23],[15,7,15,9],[16,7,16,9],[16,26,16,28],[17,7,17,9],[17,17,18,18],[18,7,18,9],[18,22,19,23],[19,26,19,28],[20,17,21,18],[22,1,22,4],[22,22,23,23],[23,26,25,28],[24,2,25,7],[24,10,25,14],[27,2,28,3],[27,5,30,7],[28,21,29,23],[28,26,29,28],[30,2,31,3],[30,10,32,11],[30,13,32,14],[31,21,32,23],[31,26,32,28],[32,5,35,7],[33,2,35,3],[35,22,36,27]],"flags":["formulas_cached_only"]}
[]
[null,"Functional Input          (Sheet 1-3)",{"$nulls":4},"DC design factors                                          (Sheet 4)",{"$nulls":8},"Battery Calculations (Sheet 4)",{"$nulls":10},"Charger Calculations      (Sheet 4)"]
[]
[]
[]
[]
[null,"Telecontrol      (Sheet 3)",{"$nulls":11},"Nicad                  Calculations",{"$nulls":8},"Alcad VTX 1 (L) & VTX1 (M)"]
[{"$nulls":7},"Substation DC Voltage",{"$nulls":18},"IEEE Alcad VN"]
[{"$nulls":7},"Continious loads"]
[{"$nulls":7},"Noncontinious loads"]
[null,"Tele-comms      (Sheet 3)",{"$nulls":5}," - Spring rewind",{"$nulls":5},"Lead acid Calculation",{"$nulls":8},"HBL (M)",{"$nulls":3},"IEEE Alcad L"]
[{"$nulls":7}," - Emergency lights"]
[{"$nulls":7},"Existing battery"]
[{"$nulls":7},"Existing charger",{"$nulls":18},"IEEE Chloride FCP"]
[null,"Protection          (Sheet 2)",{"$nulls":5},"Re-Charge efficiency",{"$nulls":5},"VRLA Calculations",{"$nulls":3},"Haze 2v AGM / Gel",{"$nulls":4},"Chloride FCP       "]
[{"$nulls":7},"Design margin"]
[{"$nulls":7},"Aging factors",{"$nulls":18},"IEEE Hoppecke OSP.HC"]
[{"$nulls":7},"Temperature corrections",{"$nulls":9},"Haze 12V FA AGM / GEL"]
[{"$nulls":7},"Recovery time",{"$nulls":14},"Hoppecke OSP.HC           "]
[{"$nulls":26},"IEE Haze VRLA"]
[{"$nulls":17},"Haze 12V AGM / Gel"]
[]
[{"$nulls":22},"Haze VRLA          "]
[{"$nulls":26},"Eskom Charger design"]
[null,null,"DC Design Documents (Sheet 7-9)",{"$nulls":7},"DC Projects input (Sheet 5 -6)"]
[]
[]
[null,null,"Invoice               (Sheet 9)",null,null,"Level 1                                           DC Design doc            (Sheet 7)"]
[{"$nulls":21},"Specified Battery",{"$nulls":4},"Specified Charger"]
[]
[null,null,"Revision notes (Sheet 10)",{"$nulls":7},"Level 0               Design (Sheet 6)",null,null,"DC Costing BOM                   (Sheet 5)"]
[{"$nulls":21},"Specified Battery Configuration & Installation",{"$nulls":4},"Specified Charger Configuration & Installation"]
[{"$nulls":5},"Level 1                                      DC Design if no upgrade is required (Sheet 8)"]
[null,null,"Equipment Tables                (Sheet 11 - 17)"]
[]
[{"$nulls":22},"System performance indicators"]

{"sheet":"Title page (1)","index":1,"n_rows":22,"n_cols":6,"rows_kept":22,"merged":[[3,3,3,5],[4,3,4,5],[5,3,5,5],[6,3,6,5]],"flags":["formulas_cached_only"]}
[]
[null," ",null,"DC Design Model",null,"Rev 0.14"]
[]
[null,null,"Substation Name:","Mahkitini "]
[null,null,"Project Title","Cap Bank Establishment"]
[null,null,"Project Scope"]
[null,null,"Project Number"]
[null,null,"Date:",null,"Tel","Cell"]
[null,null,"Project DC design eng."]
[null,null,"Protection design eng."]
[null,null,"Telecontrol design eng."]
[null,null,"Telecomms contracts man."]
[null,null,"EDFS DC section head"]
[null,null,"EDNS DC Technology"]
[null,null,"EDNS Plant Engineer"]
[null,null,"EDNS (Head of projects)"]
[]
[null,null,"Developed by:"]
[null,null,"LC Saayman","Notes:"]
[null,null,"Pr Tech (eng), Member SAIEE","     NB: Only enter data in blue on White background"]
[null,null,"(012) 421 4860","     Data in blue on light grey backgroud can be changed if required"]
[null,null,"082 784 0395","     All number values should be entered with-out any pre- or post fixes"]

{"sheet":"Protection Equipment (2)","index":2,"n_rows":66,"n_cols":7,"rows_kept":66,"merged":[[19,9,19,14],[20,9,20,14],[21,9,21,14],[22,9,22,14],[23,9,23,14],[38,9,38,14],[65,4,65,5]],"flags":["formulas_cached_only"]}
[]
[]
[null,null,"Protection Equipment used at:","Mahkitini "]
[]
[null,null,"EQUIPMENT","Scheme code","Standing Load (110V) (A)","No of Schemes","Total Drain"]
[null,null,"Phase 4 Under Frequency Load Shedding scheme (with IRIG-B)","4LS1100",{"v":0.1,"d":"0.100"},0,{"v":0,"d":"0.000"}]
[null,null,"Phase 4 Under Frequency Load Shedding scheme (no IRIG-B)","4LS1100",{"v":0.1,"d":"0.100"},null,{"v":0,"d":"0.000"}]
[null,null,"Phase 4 Tap Change Scheme","4TC5100",0.153,null,{"v":0,"d":"0.000"}]
[null,null,"Phase 4 Rural Feeder Protection scheme (Serial SCADA only, with IRIG-B/Comm2)","4RF1100",{"v":0.1,"d":"0.100"},null,{"v":0,"d":"0.000"}]
[null,null,"Phase 4 Rural Feeder Protection scheme (Serial SCADA only, No IRIG-B/Comm2)","4RF1100",{"v":0.1,"d":"0.100"},null,{"v":0,"d":"0.000"}]
[null,null,"Phase 4 Rural Feeder Protection scheme (Hardwired & Serial SCADA, with IRIG-B/Comm2)","4RF1100",{"v":0.1,"d":"0.100"},null,{"v":0,"d":"0.000"}]
[null,null,"Phase 4 Rural Feeder Protection scheme (Hardwired & Serial SCADA, No IRIG-B/Comm2)","4RF1100",{"v":0.1,"d":"0.100"},null,{"v":0,"d":"0.000"}]
[null,null,"Phase 4 Rural Feeder Protection scheme","4RF5100",{"v":0.12,"d":"0.120"},4,{"v":0.48,"d":"0.480"}]
[null,null,"Phase 4 Cable Feeder Scheme","4CF4500",0.085,2,{"v":0.17,"d":"0.170"}]
[null,null,"Phase 4 Cable Feeder Scheme","4CF4500",0.085,null,{"v":0,"d":"0.000"}]
[null,null,"Phase 4 Buscoupler Scheme","4BC5800",{"v":0.15,"d":"0.150"},null,{"v":0,"d":"0.000"}]
[null,null,"Phase 4 Bus Zone (9 Bay, two main & check zones)","4BZ5700",{"v":0.25,"d":"0.250"},null,{"v":0,"d":"0.000"}]
[null,null,"Phase 4 Bus Zone (6 bay, single zone)","4BZ5900",0.105,null,{"v":0,"d":"0.000"}]
[null,null,"Phase 4 Bus Zone (17 Bay, two main & check zones)","4BZ5800",{"v":0.25,"d":"0.250"},null,{"v":0,"d":"0.000"}]
[null,null,"Phase 4 Bus Coupler/Isolator Control scheme","4BC1900",{"v":0.06,"d":"0.060"},null,{"v":0,"d":"0.000"}]
[null,null,"Phase 4 Bus Coupler Protection scheme (Serial SCADA only, with IRIG-B/Comm2)","4BC1800",0.105,null,{"v":0,"d":"0.000"}]
[null,null,"Phase 4 Bus Coupler Protection scheme (Serial SCADA only, No IRIG-B/Comm2)","4BC1800",0.105,null,{"v":0,"d":"0.000"}]
[null,null,"Phase 4 Bus Coupler Protection scheme (Hardwired & Serial SCADA, with IRIG-B/Comm2)","4BC1800",0.105,null,{"v":0,"d":"0.000"}]
[null,null,"Phase 4 Bus Coupler Protection scheme (Hardwired & Serial SCADA, No IRIG-B/Comm2)","4BC1800",0.105,null,{"v":0,"d":"0.000"}]
[null,null,"Phase 3 Two Zone Bus Zone for Single B/B and B/S (8 Bays/section & Bus Section)","3BZ1800",0.024,null,{"v":0,"d":"0.000"}]
[null,null,"Phase 3 Two Zone Bus Zone for Double B/B and B/C (9 Bays)","3BZ1700",0.024,null,{"v":0,"d":"0.000"}]
[null,null,"Phase 3 Transformer scheme with differential protection - Drain as for complete scheme","3TM5110",0.178,2,0.356]
[null,null,"Phase 3 Transformer scheme for 10 MVA and less.","3TM5210",0.151,null,{"v":0,"d":"0.000"}]
[null,null,"Phase 3 Transformer scheme drain for Auto Transformer - Drain as for complete scheme  (See 387A scheme for firmware details of 387A)","3TM5110",0.228,null,{"v":0,"d":"0.000"}]
[null,null,"Phase 3 Transformer feeder scheme including differential protection (See 387A scheme for firmware details of 387A)","3TM5110",0.406,null,{"v":0,"d":"0.000"}]
[null,null,"Phase 3 Transformer feeder scheme including differential protection - Drain as for complete scheme","3TM5110",0.406,null,{"v":0,"d":"0.000"}]
[null,null,"Phase 3 Single zone Bus Zone (6 Bay)","3BZ1900",0.008,null,{"v":0,"d":"0.000"}]
[null,null,"Phase 3 Distance Feeder Scheme ","3FZ3911/21/41..",{"v":0.45,"d":"0.450"},1,{"v":0.45,"d":"0.450"}]
[null,null,"Phase 3 Differential Feeder Scheme - Siemens","3FD2920",{"v":0.4,"d":"0.400"},null,{"v":0,"d":"0.000"}]
[null,null,"Phase 3 Differential Feeder Scheme - Siemens","3FD2920",{"v":0.4,"d":"0.400"},null,{"v":0,"d":"0.000"}]
[null,null,"Phase 3 Differential Feeder Scheme - Alstom","3FD1300",{"v":0.3,"d":"0.300"},null,{"v":0,"d":"0.000"}]
[null,null,"Phase 3 Differential Feeder Scheme - Alstom","3FD1300",{"v":0.3,"d":"0.300"},null,{"v":0,"d":"0.000"}]
[null,null,"Phase 3 ARC Protection scheme - 4 Zone + 4 Slaves 8 Arc Sensors (Calculated from 2 Zone figures)TR's not operated.","3BP4900 VAMP (2 Zone, 2 Incomer, 8 Feeder, 1 B/S)",{"v":0.22,"d":"0.220"},null,{"v":0,"d":"0.000"}]
[null,null,"Phase 3 ARC Protection scheme - 3 Zone + 3 Slaves 6 Arc Sensors (Calculated from 2 Zone figures)TR's not operated.","3BP4900 VAMP (2 Zone, 2 Incomer, 6 Feeder, 1 B/S)",0.165,null,{"v":0,"d":"0.000"}]
[null,null,"Phase 3 ARC Protection scheme - 2 Zone + 2 Slaves 4 Arc Sensors (Actual measurement) TR's not operated.","3BP4900 VAMP (2 Zone, 2 Incomer, 4 Feeder)",{"v":0.11,"d":"0.110"},null,{"v":0,"d":"0.000"}]
[null,null,"Phase 3 ARC Protection scheme - 1 Zone + Slave 2 Arc Sensors (Calculated from 2 Zone figures)TR's not operated.","3BP4900 VAMP (1 Zone, 1 Incomer, 2 Feeder)",0.055,null,{"v":0,"d":"0.000"}]
[null,null,"Phase 3 Slave VAM12CD",null,0.006,null,{"v":0,"d":"0.000"}]
[null,null,"Phase 3 Feeder (Dist Prot)",null,{"v":0.5,"d":"0.500"},null,{"v":0,"d":"0.000"}]
[null,null,"Phase 3 Distance Feeder Scheme 3P with REJ and No Comms ",null,{"v":0.2,"d":"0.200"},null,{"v":0,"d":"0.000"}]
[null,null,"Phase 3 Feeder",null,{"v":0.2,"d":"0.200"},null,{"v":0,"d":"0.000"}]
[null,null,"Phase 3 Vamp",null,{"v":1,"d":"1.000"},null,{"v":0,"d":"0.000"}]
[null,null,"Phase 3 Transformer",null,{"v":0.5,"d":"0.500"},null,{"v":0,"d":"0.000"}]
[null,null,"Phase 3 Tap Changer",null,{"v":0.5,"d":"0.500"},null,{"v":0,"d":"0.000"}]
[null,null,"Phase 3 Buszone",null,{"v":1,"d":"1.000"},null,{"v":0,"d":"0.000"}]
[null,null,"Phase 3 Buscoupler",null,{"v":1,"d":"1.000"},null,{"v":0,"d":"0.000"}]
[null,null,"Phase 3 Arc Sensor",null,{"v":0.0011,"d":"0.001"},null,{"v":0,"d":"0.000"}]
[null,null,"Phase 2 Transformer",null,{"v":1,"d":"1.000"},null,{"v":0,"d":"0.000"}]
[null,null,"Phase 2 Tap Changer",null,{"v":1,"d":"1.000"},null,{"v":0,"d":"0.000"}]
[null,null,"Phase 2 Feeder (Dist Prot)",null,{"v":1,"d":"1.000"},null,{"v":0,"d":"0.000"}]
[null,null,"Phase 2 Feeder",null,{"v":1,"d":"1.000"},null,{"v":0,"d":"0.000"}]
[null,null,"Phase 1 Transformer",null,{"v":0.1,"d":"0.100"},null,{"v":0,"d":"0.000"}]
[null,null,"Phase 1 Tap Changer",null,{"v":0.1,"d":"0.100"},null,{"v":0,"d":"0.000"}]
[null,null,"Phase 1 Feeder (Dist Prot)",null,{"v":0.1,"d":"0.100"},null,{"v":0,"d":"0.000"}]
[null,null,"Phase 1 Feeder ",null,{"v":0.1,"d":"0.100"},null,{"v":0,"d":"0.000"}]
[null,null,"Phase 1 Buszone",null,{"v":0.1,"d":"0.100"}]
[null,null,"7SJ62 Siemens relay",null,0.063]
[]
[]
[{"$nulls":6},{"v":0,"d":"0.000"}]
[]
[{"$nulls":4},"Future Drain",null,{"v":1.456,"d":"1.456 A"}]

{"sheet":"Telecoms Equipment (3)","index":3,"n_rows":42,"n_cols":7,"rows_kept":42,"merged":[[5,1,5,3],[6,1,6,3],[7,1,7,3],[8,1,8,3],[9,1,9,3],[10,1,10,3],[11,1,11,3],[12,1,12,3],[13,1,13,3],[14,1,14,3],[15,1,15,3],[16,1,16,3],[17,1,17,3],[18,1,18,3],[19,1,19,3],[41,2,41,5]],"flags":["formulas_cached_only"]}
[]
[null,"Telecomms Equipment used at:",null,"Mahkitini "]
[null,"Only needed if Telecomms feed from station main DC and not from a separate 50V battery, else separate design required."]
[null,"Figures stated for 48V supply"]
[]
[null,"EQUIPMENT",null,null,"Continous Drain","Total Nr loads","Total Drain"]
[null,"4XE1 OLTE Fibre",null,null,0.312,null,{"v":0,"d":"0.00"}]
[null,"D20RTU",null,null,1,1,{"v":1,"d":"1.00"}]
[null,"BME 3600 mainstreet",null,null,2.52,null,{"v":0,"d":"0.00"}]
[null,"R2L microwave radio",null,null,1.46,null,{"v":0,"d":"0.00"}]
[null,"BME 3630 (Note: to be discontinued)",null,null,1.56,null,{"v":0,"d":"0.00"}]
[null,"Carrier",null,null,0.5,null,{"v":0,"d":"0.00"}]
[null,"NEC unprotected terminal",null,null,1,null,{"v":0,"d":"0.00"}]
[null,"NSD75",null,null,0.5,null,{"v":0,"d":"0.00"}]
[null,"PLC: ETL640 (40 W) (135W normal operation / 245W Peak Envelope Power)",null,null,2.7,null,{"v":0,"d":"0.00"}]
[null,"PLC: ETL680 (80 W) (175W normal operation / 335W Peak Envelope Power)",null,null,3.5,null,{"v":0,"d":"0.00"}]
[{"$nulls":6},{"v":0,"d":"0.00"}]
[{"$nulls":6},{"v":0,"d":"0.00"}]
[{"$nulls":6},{"v":0,"d":"0.00"}]
[{"$nulls":6},{"v":0,"d":"0.00"}]
[null,"EQUIPMENT","TX","RX","Continous Drain","Total Nr loads","Total Drain"]
[null,"Storno CQF 662 link",0.74,0.125,null,null,{"v":0,"d":"0.00"}]
[null,"Storno CQF 614 repeater",null,0.055,null,null,{"v":0,"d":"0.00"}]
[null,"Storno 9114 repeater (24V)",1.33,0.18,null,null,{"v":0,"d":"0.00"}]
[null,"Storno 9662 link (24V)",0.568,0.21,null,null,{"v":0,"d":"0.00"}]
[null,"Storno 9114 repeater (12V)",2.027,0.185,null,null,{"v":0,"d":"0.00"}]
[null,"Storno 9662 link (12V)",0.68,0.205,null,null,{"v":0,"d":"0.00"}]
[null,"Midland 335 VHF",2.1,0.12,null,null,{"v":0,"d":"0.00"}]
[null,"Midland 525 UHF",0.75,0.19,null,null,{"v":0,"d":"0.00"}]
[null,"Exicom 2Ch link (24V)",0.93,0.16,null,null,{"v":0,"d":"0.00"}]
[null,"Exicom 2Ch link (12V)",1.5,0.15,null,null,{"v":0,"d":"0.00"}]
[null,"Kavicom repeater (12V)",1.82,0.125,null,null,{"v":0,"d":"0.00"}]
[null,"Kavicom repeater (24V)",1.28,0.15,null,null,{"v":0,"d":"0.00"}]
[null,"Radiolab UHF (12V)",0.98,0.31,null,null,{"v":0,"d":"0.00"}]
[null,"Radiolab UHF (24V)",0.69,0.27,null,null,{"v":0,"d":"0.00"}]
[null,"Kyodo repeater (12V)",2.5,0.29,null,null,{"v":0,"d":"0.00"}]
[null,"Kyodo repeater (24V)",1.66,0.2,null,null,{"v":0,"d":"0.00"}]
[null,"Exicom repeater VHF",1.38,0.08,null,null,{"v":0,"d":"0.00"}]
[{"$nulls":6},{"v":0,"d":"0.00"}]
[{"$nulls":6},{"v":0,"d":"0.00"}]
[]
[null,null,"Average Drain Over 24hr Period",{"$nulls":3},{"v":0.5,"d":"0.500 A"}]

{"sheet":"Main DC Design (4)","index":4,"n_rows":1502,"n_cols":58,"rows_kept":1502,"merged":[[2,1,2,9],[2,15,2,19],[2,20,2,22],[2,23,2,25],[2,26,2,28],[2,29,2,31],[2,32,2,34],[2,35,2,37],[2,38,2,40],[2,41,2,43],[2,44,2,47],[2,48,2,51],[2,52,2,54],[2,55,2,57],[11,2,11,5],[17,2,17,8],[33,2,34,2],[33,3,34,3],[33,4,34,4],[33,5,34,5],[33,6,34,6],[33,7,34,7],[33,9,34,9],[33,10,34,10],[33,11,34,11],[39,7,40,7],[40,2,41,2],[40,3,41,3],[40,4,41,4],[40,5,41,5],[42,9,43,9],[42,10,43,10],[42,11,43,11],[45,2,46,2],[45,3,46,3],[45,4,46,4],[45,6,46,6],[45,7,46,7],[54,2,57,2],[54,3,57,3],[54,4,57,4],[54,5,57,5],[54,6,57,6],[54,7,57,7],[54,8,57,8],[54,9,57,9],[54,10,57,10],[62,2,62,3],[62,4,62,5],[64,4,65,4],[64,5,65,5],[67,2,68,2],[67,3,68,3],[67,4,68,4],[67,5,68,5],[67,6,68,6],[67,7,68,7],[67,8,68,8],[67,9,68,9],[67,10,68,10],[79,2,80,2],[79,3,80,3],[79,4,79,9],[79,10,80,10],[84,2,85,2],[84,3,85,3],[84,4,85,4],[84,6,85,6],[84,7,85,7],[84,8,85,8],[92,2,92,4],[95,2,95,5],[95,6,95,8],[95,9,95,11],[96,1,97,1],[96,2,97,2],[96,3,97,3],[96,4,97,4],[96,5,97,5],[96,6,97,6],[96,7,97,7],[96,8,97,8],[96,9,97,9],[96,10,97,10],[96,11,97,11],[102,2,102,6],[102,8,103,11],[103,1,104,1],[103,2,104,2],[103,3,104,3],[103,4,104,4],[103,5,104,5],[103,6,104,6],[104,8,105,11],[106,8,108,11],[109,2,109,3],[109,8,110,11],[111,5,111,6],[111,8,114,9],[111,10,113,11],[113,2,113,3],[113,4,113,5],[119,2,119,7],[119,10,119,11],[121,2,121,3],[130,2,133,6],[134,9,134,10],[135,2,135,5],[135,9,135,10],[136,9,136,11],[137,2,137,5],[139,2,139,3],[142,2,147,5],[142,7,147,11],[148,2,148,3],[149,2,149,3],[151,1,152,1],[152,4,152,9],[158,4,158,6],[159,4,159,6],[161,3,161,10],[162,3,162,10],[163,3,163,10],[164,3,164,10],[165,3,165,10],[166,3,166,10],[167,3,167,10],[168,3,168,10],[169,3,169,10],[170,3,170,10],[171,3,171,10],[172,3,172,10],[173,3,173,10],[174,3,174,10],[175,3,175,10],[176,3,176,10],[177,3,177,10],[178,3,178,10],[179,3,179,10],[180,2,181,2],[180,3,181,10],[180,11,181,11],[182,3,182,10],[183,3,183,10],[184,3,184,10],[185,3,185,10],[186,3,186,10],[187,3,187,10],[188,3,188,10],[189,3,189,10],[190,3,190,10],[192,1,193,1],[203,1,204,1],[203,4,204,8],[216,2,216,3],[216,4,216,5],[216,6,216,7],[216,8,216,9],[217,2,218,3],[217,4,218,5],[217,6,218,7],[217,8,218,9],[219,2,219,6],[220,2,221,7],[220,8,221,8],[222,4,222,7],[223,2,223,3],[223,4,223,7],[224,2,224,3],[224,4,224,7],[225,2,225,3],[225,4,225,7],[226,2,226,3],[226,4,226,7],[227,2,227,3],[227,4,227,7],[228,2,235,2],[228,4,228,7],[228,9,235,9],[229,4,229,7],[230,4,230,7],[231,4,231,7],[232,4,232,7],[233,4,233,7],[234,4,234,7],[235,4,235,7],[237,4,237,5],[240,4,240,9],[246,3,246,4],[247,3,247,4],[248,3,248,4],[249,3,249,4],[678,15,679,16],[678,17,679,17],[678,18,679,18],[678,19,679,19],[678,20,679,20],[678,21,679,21],[678,22,679,22],[678,23,679,23],[678,24,679,24],[678,25,679,25],[678,26,679,26],[678,27,679,27],[678,28,679,28],[678,30,679,30],[678,31,679,31],[678,32,679,32],[678,33,679,33],[678,34,679,34],[678,35,679,35],[678,36,679,36],[680,15,692,15],[693,15,705,15],[974,15,974,17],[974,19,974,21],[975,15,975,17],[975,19,975,21],[976,15,976,17],[976,19,976,21],[977,15,977,17],[977,19,977,21],[978,15,978,17],[978,19,978,21],[981,15,981,20],[982,15,982,20],[983,15,983,20],[984,15,984,20],[986,15,986,20],[987,15,987,20],[1489,15,1490,15],[1489,16,1490,16],[1489,17,1490,17],[1489,18,1490,18],[1489,19,1490,19],[1489,20,1490,20],[1489,21,1490,21],[1489,22,1490,22],[1489,23,1490,23],[1489,24,1490,24],[1489,25,1490,25],[1489,26,1490,26]],"flags":["formulas_cached_only"]}
[]
[{"$nulls":15},"Table 1 - Available cells and capacities"]
[null,"MAIN DC SYSTEM DESIGN SHEET",{"$nulls":13},"Chloride  FCP Range",{"$nulls":4},"Hoppecke",null,null,"Vantex L",null,null,"Vantex M",null,null,"VRPP ",null,null,"Alcad VN",null,null,"Alcad L",null,null,"Haze valve regulated AGM 2V",null,null,"Haze valve regulated GEL 2V",null,null,"Haze valve regulated AGM 12V Mono Block FA",{"$nulls":3},"Haze valve regulated GEL 12V Mono Block FA",{"$nulls":3},"Haze valve regulated AGM12V Mono Block ",null,null,"Haze valve regulated GEL 12V Mono Block "]
[null,"SUBSTATION NAME :","Mahkitini ",{"$nulls":12},"Amp","Eskom ordering schedule ","Ah","Code","Nr Plates","Type","Amp hr","Code","Type","Amp hr","Code","Type","Amp hr","Code","Amp","Amp hr","Type","Type","Amp hr","Code","Type","Amp hr","Code",null,"Amp hr","Type",null,"Amp hr","Type","Volt","Amp hr",null,"Type","Volt","Amp hr",null,"Type","Volt","Amp hr","Type","Volt","Amp hr","Type"]
[{"$nulls":15},0,"Chloride FCP",64,"FCP 05",5,"Hoppecke OSP.HC",125," 3 OSP.HC 105","Alcad - Vantex L",15,"VTX1 L15","Alcad - Vantex M",16,"VTX1 M16","HBL - VRPP",12,"VRPP12","Alcad - Vantage",8,"VN 8","Alcad - L",29,"L29P",5,50,"HZB2-50",5,50,"HZY2-50",12,55,"Front Access","HZB12-55FA",12,50,"Front Access","HZY12-50FA",12,150,"HZB12-150",12,150,"HZY12-150"]
[null,"LOAD DATA",{"$nulls":13},1,"Chloride FCP",64,"FCP 05",5,"Hoppecke OSP.HC",125," 3 OSP.HC 105","Alcad - Vantex L",15,"VTX1 L15","Alcad - Vantex M",16,"VTX1 M16","HBL - VRPP",12,"VRPP12","Alcad - Vantage",8,"VN 8","Alcad - L",29,"L29P",10,50,"HZB2-50",10,50,"HZY2-50",12,80,"Front Access","HZB12-80FA",12,70,"Front Access","HZY12-70FA",12,160,"HZB12-160",12,160,"HZY12-160"]
[null,"System voltage",110,"Volt DC ",{"$nulls":11},2,"Chloride FCP",64,"FCP 05",5,"Hoppecke OSP.HC",125," 3 OSP.HC 105","Alcad - Vantex L",15,"VTX1 L15","Alcad - Vantex M",16,"VTX1 M16","HBL - VRPP",12,"VRPP12","Alcad - Vantage",8,"VN 8","Alcad - L",29,"L29P",15,50,"HZB2-50",15,50,"HZY2-50",12,95,"Front Access","HZB12-95FA",12,90,"Front Access","HZY12-90FA",12,200,"HZB12-200",12,200,"HZY12-200"]
[null,"Existing substation standing load",{"v":0,"d":"0.000"},"Amp  Required when refurbishing existing substation",{"$nulls":11},3,"Chloride FCP",64,"FCP 05",5,"Hoppecke OSP.HC",125," 3 OSP.HC 105","Alcad - Vantex L",15,"VTX1 L15","Alcad - Vantex M",16,"VTX1 M16","HBL - VRPP",12,"VRPP12","Alcad - Vantage",8,"VN 8","Alcad - L",29,"L29P",20,50,"HZB2-50",20,50,"HZY2-50",12,100,"Front Access","HZB12-100FA",12,100,"Front Access","HZY12-100FA",12,230,"HZB12-230",12,230,"HZY12-230"]
[null,"Additional aux continuous loads not defind previously",{"v":0,"d":"0.000"},"Amp  For example: CSU current, charger alarm relay current, security fence etc….",{"$nulls":11},4,"Chloride FCP",64,"FCP 05",5,"Hoppecke OSP.HC",125," 3 OSP.HC 105","Alcad - Vantex L",15,"VTX1 L15","Alcad - Vantex M",16,"VTX1 M16","HBL - VRPP",12,"VRPP12","Alcad - Vantage",8,"VN 8","Alcad - L",29,"L29P",25,50,"HZB2-50",25,50,"HZY2-50",12,125,"Front Access","HZB12-125FA",12,125,"Front Access","HZY12-125FA"]
[null,"Average defind continuous load current",1.956,"Amp  (sum of all continious loads Sht 2 + Sht3 + existing load + add defined load)",{"$nulls":11},5,"Chloride FCP",64,"FCP 05",5,"Hoppecke OSP.HC",125," 3 OSP.HC 105","Alcad - Vantex L",15,"VTX1 L15","Alcad - Vantex M",16,"VTX1 M16","HBL - VRPP",12,"VRPP12","Alcad - Vantage",8,"VN 8","Alcad - L",29,"L29P",30,50,"HZB2-50",30,50,"HZY2-50",12,150,"Front Access","HZB12-150FA",12,150,"Front Access","HZY12-150FA"]
[{"$nulls":15},6,"Chloride FCP",64,"FCP 05",5,"Hoppecke OSP.HC",125," 3 OSP.HC 105","Alcad - Vantex L",15,"VTX1 L15","Alcad - Vantex M",16,"VTX1 M16","HBL - VRPP",12,"VRPP12","Alcad - Vantage",8,"VN 8","Alcad - L",29,"L29P",35,50,"HZB2-50",35,50,"HZY2-50",12,180,"Front Access","HZB12-180FA",12,170,"Front Access","HZY12-170FA"]
[null,"INPUT DATA","Lead Acid",{"$nulls":3},"NiCad",{"$nulls":8},7,"Chloride FCP",64,"FCP 05",5,"Hoppecke OSP.HC",125," 3 OSP.HC 105","Alcad - Vantex L",15,"VTX1 L15","Alcad - Vantex M",16,"VTX1 M16","HBL - VRPP",12,"VRPP12","Alcad - Vantage",8,"VN 8","Alcad - L",29,"L29P",40,50,"HZB2-50",40,50,"HZY2-50"]
[null,null,"Chloride FCP","Hoppecke LA","VRLA","Other LA","Alcad VN ","Alcad L","Alcad - Vantex (L)","Alcad - Vantex (M)","HBL - VRPP","Other Nicad",{"$nulls":3},8,"Chloride FCP",64,"FCP 05",5,"Hoppecke OSP.HC",125," 3 OSP.HC 105","Alcad - Vantex L",15,"VTX1 L15","Alcad - Vantex M",16,"VTX1 M16","HBL - VRPP",12,"VRPP12","Alcad - Vantage",8,"VN 8","Alcad - L",29,"L29P",45,50,"HZB2-50",45,50,"HZY2-50"]
[null,"Existing Substation Battery Capacity if applicable",{"$nulls":7},75,null,null,"Ah",null,null,9,"Chloride FCP",64,"FCP 05",5,"Hoppecke OSP.HC",125," 3 OSP.HC 105","Alcad - Vantex L",15,"VTX1 L15","Alcad - Vantex M",16,"VTX1 M16","HBL - VRPP",12,"VRPP12","Alcad - Vantage",16,"VN 16","Alcad - L",29,"L29P",50,50,"HZB2-50",50,50,"HZY2-50"]
[null,"Existing Battery Installed (Year)",2018,"Year (Table 18)",-7,"Years","For replacement considder DC refurbishment standard",{"$nulls":8},10,"Chloride FCP",64,"FCP 05",5,"Hoppecke OSP.HC",125," 3 OSP.HC 105","Alcad - Vantex L",15,"VTX1 L15","Alcad - Vantex M",16,"VTX1 M16","HBL - VRPP",12,"VRPP12","Alcad - Vantage",16,"VN 16","Alcad - L",29,"L29P",55,100,"HZB2-100",55,100,"HZY2-100"]
[null,"Existing Substation Charger Capacity if applicable",20,"Amp = 0 if not applicable",{"$nulls":11},11,"Chloride FCP",64,"FCP 05",5,"Hoppecke OSP.HC",125," 3 OSP.HC 105","Alcad - Vantex L",15,"VTX1 L15","Alcad - Vantex M",16,"VTX1 M16","HBL - VRPP",12,"VRPP12","Alcad - Vantage",16,"VN 16","Alcad - L",29,"L29P",60,100,"HZB2-100",60,100,"HZY2-100"]
[null,"Existing Charger Installed (Year)",2018,"Year (Table 18)",-7,"Years","For replacement considder DC refurbishment standard",{"$nulls":8},12,"Chloride FCP",64,"FCP 05",5,"Hoppecke OSP.HC",125," 3 OSP.HC 105","Alcad - Vantex L",15,"VTX1 L15","Alcad - Vantex M",16,"VTX1 M16","HBL - VRPP",24,"VRPP24","Alcad - Vantage",16,"VN 16","Alcad - L",29,"L29P",65,100,"HZB2-100",65,100,"HZY2-100"]
[null,"DC system Application ","Substations with supervisory > 200Km from Local DC TSS",{"$nulls":12},13,"Chloride FCP",64,"FCP 05",5,"Hoppecke OSP.HC",125," 3 OSP.HC 105","Alcad - Vantex L",15,"VTX1 L15","Alcad - Vantex M",16,"VTX1 M16","HBL - VRPP",24,"VRPP24","Alcad - Vantage",16,"VN 16","Alcad - L",29,"L29P",70,100,"HZB2-100",70,100,"HZY2-100"]
[null,"Emergency lights No. of fittings ",2,{"v":1,"d":"1.00"},"Amp (IEL) 0.5Amp suggested / fitting",{"$nulls":10},14,"Chloride FCP",64,"FCP 05",5,"Hoppecke OSP.HC",125," 3 OSP.HC 105","Alcad - Vantex L",15,"VTX1 L15","Alcad - Vantex M",16,"VTX1 M16","HBL - VRPP",24,"VRPP24","Alcad - Vantage",16,"VN 16","Alcad - L",29,"L29P",75,100,"HZB2-100",75,100,"HZY2-100"]
[null,"Design margin",null,{"v":1,"d":"1.00"}," (Df) Unplanned future increase in load. Post review to be done based on available capacities. ",{"$nulls":10},15,"Chloride FCP",64,"FCP 05",5,"Hoppecke OSP.HC",125," 3 OSP.HC 105","Alcad - Vantex L",30,"VTX1 L30","Alcad - Vantex M",16,"VTX1 M16","HBL - VRPP",24,"VRPP24","Alcad - Vantage",16,"VN 16","Alcad - L",29,"L29P",80,100,"HZB2-100",80,100,"HZY2-100"]
[null,"Ave / Min substation temperature (Ts min)",15,"°C",{"$nulls":11},16,"Chloride FCP",64,"FCP 05",5,"Hoppecke OSP.HC",125," 3 OSP.HC 105","Alcad - Vantex L",30,"VTX1 L30","Alcad - Vantex M",24,"VTX1 M24","HBL - VRPP",24,"VRPP24","Alcad - Vantage",16,"VN 16","Alcad - L",29,"L29P",85,100,"HZB2-100",85,100,"HZY2-100"]
[null,"Ave Substation temp (Ts) for VRLA applications",25,"°C for average temperatures above 25 °C for vented LA application - tropical SG correction suggested",{"$nulls":11},17,"Chloride FCP",64,"FCP 05",5,"Hoppecke OSP.HC",125," 3 OSP.HC 105","Alcad - Vantex L",30,"VTX1 L30","Alcad - Vantex M",24,"VTX1 M24","HBL - VRPP",24,"VRPP24","Alcad - Vantage",24,"VN 24","Alcad - L",29,"L29P",90,100,"HZB2-100",90,100,"HZY2-100"]
[null,"Standby time required",18,"Hours Refer to DSP 34-1299 par 4.2",{"$nulls":11},18,"Chloride FCP",64,"FCP 05",5,"Hoppecke OSP.HC",125," 3 OSP.HC 105","Alcad - Vantex L",30,"VTX1 L30","Alcad - Vantex M",24,"VTX1 M24","HBL - VRPP",24,"VRPP24","Alcad - Vantage",24,"VN 24","Alcad - L",29,"L29P",95,100,"HZB2-100",95,100,"HZY2-100"]
[null,"Emergency lights duration",240,"Minutes Refer to DSP 34-1299 par 4.2.2.1&2 (Specification for minimum reliabillty)",{"$nulls":11},19,"Chloride FCP",64,"FCP 05",5,"Hoppecke OSP.HC",125," 3 OSP.HC 105","Alcad - Vantex L",30,"VTX1 L30","Alcad - Vantex M",24,"VTX1 M24","HBL - VRPP",24,"VRPP24","Alcad - Vantage",24,"VN 24","Alcad - L",29,"L29P",100,100,"HZB2-100",100,100,"HZY2-100"]
[null,"Number of spring rewind motors ",9,"Nr of rewind motors/2*5amp= ISR (According to DSP 34-1299Par 4.2.2)",{"$nulls":11},20,"Chloride FCP",64,"FCP 05",5,"Hoppecke OSP.HC",125," 3 OSP.HC 105","Alcad - Vantex L",30,"VTX1 L30","Alcad - Vantex M",24,"VTX1 M24","HBL - VRPP",24,"VRPP24","Alcad - Vantage",24,"VN 24","Alcad - L",29,"L29P",105,150,"HZB2-150",105,150,"HZY2-150"]
[null,"Spring rewind time",5,"Minutes Kt values not available for values less than 5 Minutes.",{"$nulls":11},21,"Chloride FCP",64,"FCP 05",5,"Hoppecke OSP.HC",125," 3 OSP.HC 105","Alcad - Vantex L",30,"VTX1 L30","Alcad - Vantex M",24,"VTX1 M24","HBL - VRPP",24,"VRPP24","Alcad - Vantage",24,"VN 24","Alcad - L",29,"L29P",110,150,"HZB2-150",110,150,"HZY2-150"]
[null,"Battery recharge efficiency (ŋ%)",{"v":0.9,"d":"90%"},"Lead acid - Flat plate",null,{"v":0.8,"d":"80%"},"NiCad VTX - Pocket plate",{"$nulls":8},22,"Chloride FCP",64,"FCP 05",5,"Hoppecke OSP.HC",125," 3 OSP.HC 105","Alcad - Vantex L",30,"VTX1 L30","Alcad - Vantex M",24,"VTX1 M24","HBL - VRPP",24,"VRPP24","Alcad - Vantage",24,"VN 24","Alcad - L",29,"L29P",115,150,"HZB2-150",115,150,"HZY2-150"]
[null,"Aging Factor (Af)",1.25,"Lead acid - Flat plate",null,1.25,"NiCad - Pocket plate",null,1.25,"VRLA - Gel 12V monoblock",{"$nulls":5},23,"Chloride FCP",64,"FCP 05",5,"Hoppecke OSP.HC",125," 3 OSP.HC 105","Alcad - Vantex L",30,"VTX1 L30","Alcad - Vantex M",24,"VTX1 M24","HBL - VRPP",24,"VRPP24","Alcad - Vantage",24,"VN 24","Alcad - L",29,"L29P",120,150,"HZB2-150",120,150,"HZY2-150"]
[null,"Battery temperature factor NiCad (Tf)",{"v":1,"d":"1.000"},"Alcad VTX (L) ",null,{"v":1.015228426395939,"d":"1.015"},"Alcad VTX (M)",null,{"v":1.0526315789473684,"d":"1.053"},{"v":1,"d":"1.000"},"HBL VRPP (M) 5min / 5hrs ",{"$nulls":4},24,"Chloride FCP",64,"FCP 05",5,"Hoppecke OSP.HC",125," 3 OSP.HC 105","Alcad - Vantex L",30,"VTX1 L30","Alcad - Vantex M",32,"VTX1 M32","HBL - VRPP",24,"VRPP24","Alcad - Vantage",24,"VN 24","Alcad - L",29,"L29P",125,150,"HZB2-150",125,150,"HZY2-150"]
[null,"Battery temperature factor Lead Acid (Tf)",1.051,"Hoppecke OSH.HC (Tf)",null,{"v":1.06,"d":"1.060"},"Chloride FCP (Tf)",null,{"v":0.9630000000000001,"d":"0.963"},0.972,"VRLA 5-59min/1-100hrs",{"$nulls":4},25,"Chloride FCP",64,"FCP 05",5,"Hoppecke OSP.HC",125," 3 OSP.HC 105","Alcad - Vantex L",30,"VTX1 L30","Alcad - Vantex M",32,"VTX1 M32","HBL - VRPP",32,"VRPP32","Alcad - Vantage",32,"VN 32","Alcad - L",29,"L29P",130,150,"HZB2-150",130,150,"HZY2-150"]
[null,"Battery recovery time (from fully discharged)",10,"Hours according to DSP 34-1299 par 4.1.4 (Specification for minimum reliabillty)",{"$nulls":11},26,"Chloride FCP",64,"FCP 05",5,"Hoppecke OSP.HC",125," 3 OSP.HC 105","Alcad - Vantex L",30,"VTX1 L30","Alcad - Vantex M",32,"VTX1 M32","HBL - VRPP",32,"VRPP32","Alcad - Vantage",32,"VN 32","Alcad - L",29,"L29P",135,150,"HZB2-150",135,150,"HZY2-150"]
[{"$nulls":15},27,"Chloride FCP",64,"FCP 05",5,"Hoppecke OSP.HC",125," 3 OSP.HC 105","Alcad - Vantex L",30,"VTX1 L30","Alcad - Vantex M",32,"VTX1 M32","HBL - VRPP",32,"VRPP32","Alcad - Vantage",32,"VN 32","Alcad - L",29,"L29P",140,150,"HZB2-150",140,150,"HZY2-150"]
[null,"NiCad","Kt Factor ",{"$nulls":12},28,"Chloride FCP",64,"FCP 05",5,"Hoppecke OSP.HC",125," 3 OSP.HC 105","Alcad - Vantex L",30,"VTX1 L30","Alcad - Vantex M",32,"VTX1 M32","HBL - VRPP",32,"VRPP32","Alcad - Vantage",32,"VN 32","Alcad - L",29,"L29P",145,150,"HZB2-150",145,150,"HZY2-150"]
[null,null,"Current (I) Amp","Duration (T) Min","VTX1 (L)          1-75Ah","VTX1 (L)          95-140Ah","VTX1 (M)         8 - 65AhAh","VTX1 (M)         75 - 1330Ah",null,"VTX(L) 1-75Ah","VTX(L) 95-140Ah","VTX(M) 8 - 65AhAh",{"$nulls":3},29,"Chloride FCP",64,"FCP 05",5,"Hoppecke OSP.HC",125," 3 OSP.HC 105","Alcad - Vantex L",30,"VTX1 L30","Alcad - Vantex M",32,"VTX1 M32","HBL - VRPP",32,"VRPP32","Alcad - Vantage",32,"VN 32","Alcad - L",29,"L29P",150,150,"HZB2-150",150,150,"HZY2-150"]
[null,"Alcad - Vantex",{"$nulls":10},"VN",null,null,30,"Chloride FCP",64,"FCP 05",5,"Hoppecke OSP.HC",125," 3 OSP.HC 105","Alcad - Vantex L",47,"VTX1 L47","Alcad - Vantex M",32,"VTX1 M32","HBL - VRPP",32,"VRPP32","Alcad - Vantage",32,"VN 32","Alcad - L",39,"L39P",155,200,"HZB2-200",155,200,"HZY2-200"]
[null,"1. I total (continuous) (ISD) ",{"v":1.956,"d":"1.96"},1080,{"v":18,"d":"18.000"},{"v":18,"d":"18.000"},{"v":18,"d":"18.000"},{"v":18,"d":"18.000"},"Kta",35.208,35.208,35.208,18,null,null,31,"Chloride FCP",64,"FCP 05",5,"Hoppecke OSP.HC",125," 3 OSP.HC 105","Alcad - Vantex L",47,"VTX1 L47","Alcad - Vantex M",32,"VTX1 M32","HBL - VRPP",32,"VRPP32","Alcad - Vantage",32,"VN 32","Alcad - L",39,"L39P",160,200,"HZB2-200",160,200,"HZY2-200"]
[null,"2. Spring rewind current (ISR)",{"v":22.5,"d":"22.50"},5,{"v":0.9052906255602554,"d":"0.905"},{"v":1.0685153668136742,"d":"1.069"},{"v":0.4743094760559624,"d":"0.474"},{"v":0.5560157735257613,"d":"0.556"},"Ktb",{"v":20.369039075105746,"d":"20.369"},{"v":24.041595753307668,"d":"24.042"},{"v":12.510354904329628,"d":"12.510"},0.66,null,null,32,"Chloride FCP",64,"FCP 05",5,"Hoppecke OSP.HC",125," 3 OSP.HC 105","Alcad - Vantex L",47,"VTX1 L47","Alcad - Vantex M",40,"VTX1 M40","HBL - VRPP",40,"VRPP40","Alcad - Vantage",32,"VN 32","Alcad - L",39,"L39P",165,200,"HZB2-200",165,200,"HZY2-200"]
[null,"3. Emergency lights current (IEL)",{"v":1,"d":"1.00"},240,{"v":4.119969287093248,"d":"4.120"},{"v":4.077868403914057,"d":"4.078"},{"v":4.0387219415655435,"d":"4.039"},{"v":4.046125937404798,"d":"4.046"},"Ktc",{"v":4.119969287093248,"d":"4.120"},{"v":4.077868403914057,"d":"4.078"},{"v":4.046125937404798,"d":"4.046"},4,null,null,33,"Chloride FCP",64,"FCP 05",5,"Hoppecke OSP.HC",125," 3 OSP.HC 105","Alcad - Vantex L",47,"VTX1 L47","Alcad - Vantex M",40,"VTX1 M40","HBL - VRPP",40,"VRPP40","Alcad - Vantage",40,"VN 40","Alcad - L",39,"L39P",170,200,"HZB2-200",170,200,"HZY2-200"]
[{"$nulls":9},{"v":59.69700836219899,"d":"59.697"},{"v":63.327464157221726,"d":"63.327"},{"v":51.764480841734425,"d":"51.764"},"Tn",null,null,34,"Chloride FCP",64,"FCP 05",5,"Hoppecke OSP.HC",125," 3 OSP.HC 105","Alcad - Vantex L",47,"VTX1 L47","Alcad - Vantex M",40,"VTX1 M40","HBL - VRPP",40,"VRPP40","Alcad - Vantage",40,"VN 40","Alcad - L",39,"L39P",175,200,"HZB2-200",175,200,"HZY2-200"]
[null,null,"Kt Factor",{"$nulls":4},"VRPP temp corrected",null,{"v":59.69700836219899,"d":"59.697"},{"v":0,"d":"0.000"},{"v":51.764480841734425,"d":"51.764"},1.012,null,null,35,"Chloride FCP",64,"FCP 05",5,"Hoppecke OSP.HC",125," 3 OSP.HC 105","Alcad - Vantex L",47,"VTX1 L47","Alcad - Vantex M",40,"VTX1 M40","HBL - VRPP",40,"VRPP40","Alcad - Vantage",40,"VN 40","Alcad - L",39,"L39P",180,200,"HZB2-200",180,200,"HZY2-200"]
[null,"HBL - VRPP","Current (I) Amp","Duration (T) Min","VRPP            8-45Ah","VRPP             50-728Ah",{"$nulls":9},36,"Chloride FCP",64,"FCP 05",5,"Hoppecke OSP.HC",125," 3 OSP.HC 105","Alcad - Vantex L",47,"VTX1 L47","Alcad - Vantex M",40,"VTX1 M40","HBL - VRPP",40,"VRPP40","Alcad - Vantage",40,"VN 40","Alcad - L",39,"L39P",185,200,"HZB2-200",185,200,"HZY2-200"]
[{"$nulls":7},{"v":35.208,"d":"35.21"},{"$nulls":7},37,"Chloride FCP",64,"FCP 05",5,"Hoppecke OSP.HC",125," 3 OSP.HC 105","Alcad - Vantex L",47,"VTX1 L47","Alcad - Vantex M",40,"VTX1 M40","HBL - VRPP",40,"VRPP40","Alcad - Vantage",40,"VN 40","Alcad - L",39,"L39P",190,200,"HZB2-200",190,200,"HZY2-200"]
[null,"1. I total (continuous) (ISD) ",{"v":1.956,"d":"1.96"},1080,{"v":18,"d":"18.000"},{"v":18,"d":"18.000"},"Kta",{"v":16.771558746324004,"d":"16.77"},null,"VRPP  8-45Ah","VRPP 50-728Ah","VTX(M) 75 - 1330Ah",{"$nulls":3},38,"Chloride FCP",64,"FCP 05",5,"Hoppecke OSP.HC",125," 3 OSP.HC 105","Alcad - Vantex L",47,"VTX1 L47","Alcad - Vantex M",40,"VTX1 M40","HBL - VRPP",40,"VRPP40","Alcad - Vantage",40,"VN 40","Alcad - L",39,"L39P",195,200,"HZB2-200",195,200,"HZY2-200"]
[null,"2. Spring rewind current (ISR)",{"v":22.5,"d":"22.50"},5,{"v":0.6531952156133947,"d":"0.653"},{"v":0.7081324804003469,"d":"0.708"},"Ktb",{"v":4.24208031969085,"d":"4.24"},{"$nulls":4},"L",null,null,39,"Chloride FCP",64,"FCP 05",5,"Hoppecke OSP.HC",125," 3 OSP.HC 105","Alcad - Vantex L",47,"VTX1 L47","Alcad - Vantex M",40,"VTX1 M40","HBL - VRPP",40,"VRPP40","Alcad - Vantage",40,"VN 40","Alcad - L",39,"L39P",200,200,"HZB2-200",200,200,"HZY2-200"]
[null,"3. Emergency lights current (IEL)",{"v":1,"d":"1.00"},240,{"v":4.058701939284029,"d":"4.059"},{"v":4.029976303706308,"d":"4.030"},"Ktc",{"v":56.22163906601485,"d":"56.22"},null,35.208,35.208,35.208,18,null,null,40,"Chloride FCP",64,"FCP 05",5,"Hoppecke OSP.HC",125," 3 OSP.HC 105","Alcad - Vantex L",47,"VTX1 L47","Alcad - Vantex M",48,"VTX1 M48","HBL - VRPP",50,"VRPP50","Alcad - Vantage",40,"VN 40","Alcad - L",60,"L60P",205,250,"HZB2-250",205,250,"HZY2-250"]
[null,null,"Alcad - VTX1 (L)","Alcad - VTX1 (M)","HBL - VRPP (M)",null,"Existing            Alcad-VN ","Existing          Alcad-L",null,{"v":15.932980809007805,"d":"15.933"},{"v":15.932980809007805,"d":"15.933"},{"v":12.510354904329628,"d":"12.510"},0.95,null,null,41,"Chloride FCP",64,"FCP 05",5,"Hoppecke OSP.HC",125," 3 OSP.HC 105","Alcad - Vantex L",47,"VTX1 L47","Alcad - Vantex M",48,"VTX1 M48","HBL - VRPP",50,"VRPP50","Alcad - Vantage",48,"VN 48 ","Alcad - L",60,"L60P",210,250,"HZB2-250",210,250,"HZY2-250"]
[null,"Uncorrected capacity",{"$nulls":7},{"v":4.029976303706308,"d":"4.030"},{"v":4.029976303706308,"d":"4.030"},{"v":4.046125937404798,"d":"4.046"},4.07,null,null,42,"Chloride FCP",64,"FCP 05",5,"Hoppecke OSP.HC",125," 3 OSP.HC 105","Alcad - Vantex L",47,"VTX1 L47","Alcad - Vantex M",48,"VTX1 M48","HBL - VRPP",50,"VRPP50","Alcad - Vantage",48,"VN 48 ","Alcad - L",60,"L60P",215,250,"HZB2-250",215,250,"HZY2-250"]
[null,"Cuc = (ISD×Kta) + (IEL×Ktb) + (ISR×Ktc)",{"v":59.69700836219899,"d":"59.70"},{"v":51.764480841734425,"d":"51.76"},{"v":55.170957112714106,"d":"55.17"},"Ah",{"v":0,"d":"0.00"},{"v":0,"d":"0.00"},null,{"v":55.170957112714106,"d":"55.171"},{"v":55.170957112714106,"d":"55.171"},{"v":51.764480841734425,"d":"51.764"},"Tn",null,null,43,"Chloride FCP",64,"FCP 05",5,"Hoppecke OSP.HC",125," 3 OSP.HC 105","Alcad - Vantex L",47,"VTX1 L47","Alcad - Vantex M",48,"VTX1 M48","HBL - VRPP",50,"VRPP50","Alcad - Vantage",48,"VN 48 ","Alcad - L",60,"L60P",220,250,"HZB2-250",220,250,"HZY2-250"]
[null,"Corrected capacity",{"$nulls":7},{"v":0,"d":"0.000"},{"v":55.170957112714106,"d":"55.171"},{"v":0,"d":"0.000"},1,null,null,44,"Chloride FCP",64,"FCP 05",5,"Hoppecke OSP.HC",125," 3 OSP.HC 105","Alcad - Vantex L",47,"VTX1 L47","Alcad - Vantex M",48,"VTX1 M48","HBL - VRPP",50,"VRPP50","Alcad - Vantage",48,"VN 48 ","Alcad - L",60,"L60P",225,250,"HZB2-250",225,250,"HZY2-250"]
[null,"Cc = Cuc × Tf × Df × Af ",{"v":74.62126045274874,"d":"74.62"},{"v":64.70560105216803,"d":"64.71"},{"v":70.27704883251856,"d":"70.28"},"Ah",{"v":0,"d":"0.00"},{"v":0,"d":"0.00"},{"$nulls":7},45,"Chloride FCP",64,"FCP 05",5,"Hoppecke OSP.HC",125," 3 OSP.HC 105","Alcad - Vantex L",47,"VTX1 L47","Alcad - Vantex M",48,"VTX1 M48","HBL - VRPP",50,"VRPP50","Alcad - Vantage",48,"VN 48 ","Alcad - L",60,"L60P",230,250,"HZB2-250",230,250,"HZY2-250"]
[{"$nulls":15},46,"Chloride FCP",64,"FCP 05",5,"Hoppecke OSP.HC",125," 3 OSP.HC 105","Alcad - Vantex L",47,"VTX1 L47","Alcad - Vantex M",48,"VTX1 M48","HBL - VRPP",50,"VRPP50","Alcad - Vantage",48,"VN 48 ","Alcad - L",60,"L60P",235,250,"HZB2-250",235,250,"HZY2-250"]
[{"$nulls":15},47,"Chloride FCP",64,"FCP 05",5,"Hoppecke OSP.HC",125," 3 OSP.HC 105","Alcad - Vantex L",62,"VTX1 L62","Alcad - Vantex M",48,"VTX1 M48","HBL - VRPP",50,"VRPP50","Alcad - Vantage",48,"VN 48 ","Alcad - L",60,"L60P",240,250,"HZB2-250",240,250,"HZY2-250"]
[{"$nulls":15},48,"Chloride FCP",64,"FCP 05",5,"Hoppecke OSP.HC",125," 3 OSP.HC 105","Alcad - Vantex L",62,"VTX1 L62","Alcad - Vantex M",65,"VTX1 M65","HBL - VRPP",50,"VRPP50","Alcad - Vantage",48,"VN 48 ","Alcad - L",60,"L60P",245,250,"HZB2-250",245,250,"HZY2-250"]
[null,null,"(1)","(2)","(3)","(4)","(5)","(6)","(7)","(8)","(9)",{"$nulls":4},49,"Chloride FCP",64,"FCP 05",5,"Hoppecke OSP.HC",125," 3 OSP.HC 105","Alcad - Vantex L",62,"VTX1 L62","Alcad - Vantex M",65,"VTX1 M65","HBL - VRPP",50,"VRPP50","Alcad - Vantage",71,"VN 71","Alcad - L",60,"L60P",250,250,"HZB2-250",250,250,"HZY2-250"]
[null,"Lead acid","Current (I) Amp","Duration (T) Min","Kt factor ","Rt factor ","Temp Correction factor","Un-corrected capacity [Ah]         (1) x (3)","Temp Corrected Cuc [Ah]         (5) x (6)","Un corrected nr + Plates      (1) / (4)","TPn Required nr + plates     (9) x (6)",{"$nulls":4},50,"Chloride FCP",64,"FCP 05",5,"Hoppecke OSP.HC",125," 3 OSP.HC 105","Alcad - Vantex L",62,"VTX1 L62","Alcad - Vantex M",65,"VTX1 M65","HBL - VRPP",66,"VRPP66","Alcad - Vantage",71,"VN 71","Alcad - L",60,"L60P",255,300,"HZB2-300",255,300,"HZY2-300"]
[{"$nulls":15},51,"Chloride FCP",64,"FCP 05",5,"Hoppecke OSP.HC",125," 3 OSP.HC 105","Alcad - Vantex L",62,"VTX1 L62","Alcad - Vantex M",65,"VTX1 M65","HBL - VRPP",66,"VRPP66","Alcad - Vantage",71,"VN 71","Alcad - L",60,"L60P",260,300,"HZB2-300",260,300,"HZY2-300"]
[{"$nulls":15},52,"Chloride FCP",64,"FCP 05",5,"Hoppecke OSP.HC",125," 3 OSP.HC 105","Alcad - Vantex L",62,"VTX1 L62","Alcad - Vantex M",65,"VTX1 M65","HBL - VRPP",66,"VRPP66","Alcad - Vantage",71,"VN 71","Alcad - L",60,"L60P",265,300,"HZB2-300",265,300,"HZY2-300"]
[null,"Static Power - Chloride",{"$nulls":13},53,"Chloride FCP",64,"FCP 05",5,"Hoppecke OSP.HC",125," 3 OSP.HC 105","Alcad - Vantex L",62,"VTX1 L62","Alcad - Vantex M",65,"VTX1 M65","HBL - VRPP",66,"VRPP66","Alcad - Vantage",71,"VN 71","Alcad - L",60,"L60P",270,300,"HZB2-300",270,300,"HZY2-300"]
[null,"1. I total (continuous) (ISD) ",{"v":1.956,"d":"1.96"},{"v":1080,"d":"1080.00"},{"v":18,"d":"18.00"},{"v":2,"d":"2.00"},1.06,{"v":35.208,"d":"35.21"},{"v":37.32048,"d":"37.32"},{"v":0.978,"d":"0.98"},{"v":1.03668,"d":"1.04"},{"$nulls":4},54,"Chloride FCP",64,"FCP 05",5,"Hoppecke OSP.HC",125," 3 OSP.HC 105","Alcad - Vantex L",62,"VTX1 L62","Alcad - Vantex M",65,"VTX1 M65","HBL - VRPP",66,"VRPP66","Alcad - Vantage",71,"VN 71","Alcad - L",60,"L60P",275,300,"HZB2-300",275,300,"HZY2-300"]
[null,"2. Spring rewind current (ISR)",{"v":22.5,"d":"22.50"},{"v":5,"d":"5.00"},{"v":0.8771305308039778,"d":"0.88"},{"v":35.3,"d":"35.30"},{"v":1.0699999999999998,"d":"1.07"},{"v":19.735436943089503,"d":"19.74"},{"v":21.116917529105766,"d":"21.12"},{"v":0.6373937677053825,"d":"0.64"},{"v":0.6820113314447591,"d":"0.68"},{"$nulls":4},55,"Chloride FCP",64,"FCP 05",5,"Hoppecke OSP.HC",125," 3 OSP.HC 105","Alcad - Vantex L",62,"VTX1 L62","Alcad - Vantex M",65,"VTX1 M65","HBL - VRPP",66,"VRPP66","Alcad - Vantage",71,"VN 71","Alcad - L",60,"L60P",280,300,"HZB2-300",280,300,"HZY2-300"]
[null,"3. Emergency lights current (IEL)",{"v":1,"d":"1.00"},{"v":240,"d":"240.00"},{"v":5.080003457153868,"d":"5.08"},{"v":6.3,"d":"6.30"},1.06,{"v":5.080003457153868,"d":"5.08"},{"v":5.3848036645831,"d":"5.38"},{"v":0.15873015873015872,"d":"0.16"},{"v":0.16825396825396827,"d":"0.17"},{"$nulls":4},56,"Chloride FCP",64,"FCP 05",5,"Hoppecke OSP.HC",125," 3 OSP.HC 105","Alcad - Vantex L",62,"VTX1 L62","Alcad - Vantex M",65,"VTX1 M65","HBL - VRPP",66,"VRPP66","Alcad - Vantage",71,"VN 71","Alcad - L",60,"L60P",285,300,"HZB2-300",285,300,"HZY2-300"]
[null,null,"Required battery related to minimum nr of plates",{"$nulls":12},57,"Chloride FCP",64,"FCP 05",5,"Hoppecke OSP.HC",125," 3 OSP.HC 105","Alcad - Vantex L",62,"VTX1 L62","Alcad - Vantex M",65,"VTX1 M65","HBL - VRPP",66,"VRPP66","Alcad - Vantage",71,"VN 71","Alcad - L",60,"L60P",290,300,"HZB2-300",290,300,"HZY2-300"]
[null,null,"LA - Number of plates (Pn)",null,"Ct = 32Ah/pos plate",null,null,"Pn corrected = TPn × Tf × Df ×Af",{"$nulls":7},58,"Chloride FCP",64,"FCP 05",5,"Hoppecke OSP.HC",125," 3 OSP.HC 105","Alcad - Vantex L",62,"VTX1 L62","Alcad - Vantex M",65,"VTX1 M65","HBL - VRPP",66,"VRPP66","Alcad - Vantage",71,"VN 71","Alcad - L",60,"L60P",295,300,"HZB2-300",295,300,"HZY2-300"]
[null,null,"TPn (uncorrect)","Pn (corrected)","Pos-Plates","Nr Plates",null,"Tf = 1, because TPn is already temp corrected",{"$nulls":7},59,"Chloride FCP",64,"FCP 05",5,"Hoppecke OSP.HC",125," 3 OSP.HC 105","Alcad - Vantex L",62,"VTX1 L62","Alcad - Vantex M",65,"VTX1 M65","HBL - VRPP",66,"VRPP66","Alcad - Vantage",71,"VN 71","Alcad - L",60,"L60P",300,300,"HZB2-300",300,300,"HZY2-300"]
[null,null,{"v":1.8869452996987275,"d":"1.89"},{"v":2.3586816246234092,"d":"2.36"},{"v":3,"d":"3.00"},{"v":7,"d":"7.00"},null,"Nr of plates = Pos plates + (Neg plates + 1)",{"$nulls":7},60,"Chloride FCP",64,"FCP 05",5,"Hoppecke OSP.HC",125," 3 OSP.HC 105","Alcad - Vantex L",62,"VTX1 L62","Alcad - Vantex M",65,"VTX1 M65","HBL - VRPP",66,"VRPP66","Alcad - Vantage",71,"VN 71","NA",60,"L60P",305,375,"HZB2-375",305,375,"HZY2-375"]
[null,null,"Cell type","FCP 07",{"$nulls":11},61,"Chloride FCP",64,"FCP 05",5,"Hoppecke OSP.HC",125," 3 OSP.HC 105","Alcad - Vantex L",62,"VTX1 L62","Alcad - Vantex M",65,"VTX1 M65","HBL - VRPP",66,"VRPP66","Alcad - Vantage",71,"VN 71","NA","NA","NA",310,375,"HZB2-375",310,375,"HZY2-375"]
[{"$nulls":15},62,"Chloride FCP",64,"FCP 05",5,"Hoppecke OSP.HC",125," 3 OSP.HC 105","Alcad - Vantex L",75,"VTX1 L75","Alcad - Vantex M",65,"VTX1 M65","HBL - VRPP",66,"VRPP66","Alcad - Vantage",71,"VN 71","NA","NA","NA",315,375,"HZB2-375",315,375,"HZY2-375"]
[null,"IST - Hoppecke","Current (I) Amp","Duration (T) Min","Kt Range 1","Kt range 2","C Range 1","C Range 2","Temp factor","Cuc 1","Cuc 2",{"$nulls":4},63,"Chloride FCP",64,"FCP 05",5,"Hoppecke OSP.HC",125," 3 OSP.HC 105","Alcad - Vantex L",75,"VTX1 L75","Alcad - Vantex M",65,"VTX1 M65","HBL - VRPP",66,"VRPP66","Alcad - Vantage",71,"VN 71","NA","NA","NA",320,375,"HZB2-375",320,375,"HZY2-375"]
[{"$nulls":15},64,"Chloride FCP",64,"FCP 05",5,"Hoppecke OSP.HC",125," 3 OSP.HC 105","Alcad - Vantex L",75,"VTX1 L75","Alcad - Vantex M",65,"VTX1 M65","HBL - VRPP",66,"VRPP66","Alcad - Vantage",71,"VN 71","NA","NA","NA",325,375,"HZB2-375",325,375,"HZY2-375"]
[null,"1. I total (continuous) (ISD) ",{"v":1.956,"d":"1.96"},{"v":1080,"d":"1080.00"},{"v":18,"d":"18.000"},{"v":18,"d":"18.000"},35.208,35.208,1.051,{"v":37.00360799999999,"d":"37.004"},{"v":37.00360799999999,"d":"37.004"},{"$nulls":4},65,"Chloride FCP",96,"FCP 07",7,"Hoppecke OSP.HC",125," 3 OSP.HC 105","Alcad - Vantex L",75,"VTX1 L75","Alcad - Vantex M",75,"VTX1 M75","HBL - VRPP",66,"VRPP66","Alcad - Vantage",71,"VN 71","NA","NA","NA",330,375,"HZB2-375",330,375,"HZY2-375"]
[null,"2. Spring rewind current (ISR)",{"v":22.5,"d":"22.50"},{"v":5,"d":"5.00"},{"v":0.47219623337367306,"d":"0.472"},{"v":0.8868850044442204,"d":"0.887"},{"v":10.624415250907644,"d":"10.624"},{"v":19.95491259999496,"d":"19.955"},1.051,{"v":11.166260428703932,"d":"11.166"},{"v":20.9726131425947,"d":"20.973"},{"$nulls":4},66,"Chloride FCP",96,"FCP 07",7,"Hoppecke OSP.HC",125," 3 OSP.HC 105","Alcad - Vantex L",75,"VTX1 L75","Alcad - Vantex M",75,"VTX1 M75","HBL - VRPP",82,"VRPP82","Alcad - Vantage",71,"VN 71","NA",75,"NA",335,375,"HZB2-375",335,375,"HZY2-375"]
[null,"3. Emergency lights current (IEL)",{"v":1,"d":"1.00"},{"v":240,"d":"240.00"},{"v":5.168666246942468,"d":"5.169"},{"v":4.7041551906697,"d":"4.704"},{"v":5.168666246942468,"d":"5.169"},{"v":4.7041551906697,"d":"4.704"},1.051,{"v":5.432268225536534,"d":"5.432"},{"v":4.944067105393854,"d":"4.944"},{"$nulls":4},67,"Chloride FCP",96,"FCP 07",7,"Hoppecke OSP.HC",125," 3 OSP.HC 105","Alcad - Vantex L",75,"VTX1 L75","Alcad - Vantex M",75,"VTX1 M75","HBL - VRPP",82,"VRPP82","Alcad - Vantage",71,"VN 71","NA",75,"NA",340,375,"HZB2-375",340,375,"HZY2-375"]
[{"$nulls":9},{"v":53.602136654240454,"d":"53.602"},{"v":62.92028824798855,"d":"62.920"},{"$nulls":4},68,"Chloride FCP",96,"FCP 07",7,"Hoppecke OSP.HC",125," 3 OSP.HC 105","Alcad - Vantex L",75,"VTX1 L75","Alcad - Vantex M",75,"VTX1 M75","HBL - VRPP",82,"VRPP82","Alcad - Vantage",71,"VN 71","NA",75,"NA",345,375,"HZB2-375",345,375,"HZY2-375"]
[null,"Uncorrected capacity","Chloride FCP",null,"Hoppecke OSP.HC",{"$nulls":4},{"v":53.602136654240454,"d":"53.602"},{"v":0,"d":"0.000"},{"$nulls":4},69,"Chloride FCP",96,"FCP 07",7,"Hoppecke OSP.HC",125," 3 OSP.HC 105","Alcad - Vantex L",75,"VTX1 L75","Alcad - Vantex M",75,"VTX1 M75","HBL - VRPP",82,"VRPP82","Alcad - Vantage",71,"VN 71","NA",75,"NA",350,375,"HZB2-375",350,375,"HZY2-375"]
[null,"Cuc = (ISD×Kta ) + (IEL×Ktb ) + (ISR×Ktc )",{"v":63.82220119368887,"d":"63.82"},"Ah",{"v":53.602136654240454,"d":"53.60"},"Ah",{"$nulls":9},70,"Chloride FCP",96,"FCP 07",7,"Hoppecke OSP.HC",125," 3 OSP.HC 105","Alcad - Vantex L",75,"VTX1 L75","Alcad - Vantex M",75,"VTX1 M75","HBL - VRPP",82,"VRPP82","Alcad - Vantage",71,"VN 71","NA",75,"NA",355,375,"HZB2-375",355,375,"HZY2-375"]
[null,"Corrected capacity",{"$nulls":13},71,"Chloride FCP",96,"FCP 07",7,"Hoppecke OSP.HC",125," 3 OSP.HC 105","Alcad - Vantex L",75,"VTX1 L75","Alcad - Vantex M",75,"VTX1 M75","HBL - VRPP",82,"VRPP82","Alcad - Vantage",71,"VN 71","NA",75,"NA",360,375,"HZB2-375",360,375,"HZY2-375"]
[null,"Cc = Cuc × Tf × Df × Af",{"v":84.56441658163776,"d":"84.56"},"Ah",{"v":70.41980702950839,"d":"70.42"},"Ah",{"$nulls":9},72,"Chloride FCP",96,"FCP 07",7,"Hoppecke OSP.HC",125," 3 OSP.HC 105","Alcad - Vantex L",75,"VTX1 L75","Alcad - Vantex M",75,"VTX1 M75","HBL - VRPP",82,"VRPP82","Alcad - Vantage",95,"VN 95","NA",75,"NA",365,375,"HZB2-375",365,375,"HZY2-375"]
[{"$nulls":15},73,"Chloride FCP",96,"FCP 07",7,"Hoppecke OSP.HC",125," 3 OSP.HC 105","Alcad - Vantex L",75,"VTX1 L75","Alcad - Vantex M",75,"VTX1 M75","HBL - VRPP",82,"VRPP82","Alcad - Vantage",95,"VN 95","NA",75,"NA",370,375,"HZB2-375",370,375,"HZY2-375"]
[{"$nulls":15},74,"Chloride FCP",96,"FCP 07",7,"Hoppecke OSP.HC",125," 3 OSP.HC 105","Alcad - Vantex L",75,"VTX1 L75","Alcad - Vantex M",75,"VTX1 M75","HBL - VRPP",82,"VRPP82","Alcad - Vantage",95,"VN 95","NA",75,"NA",375,375,"HZB2-375",375,375,"HZY2-375"]
[null," VRLA ","Current (I) Amp","Duration (T) Min","Kt factors",{"$nulls":5},"Temperature factor",{"$nulls":4},75,"Chloride FCP",96,"FCP 07",7,"Hoppecke OSP.HC",125," 3 OSP.HC 105","Alcad - Vantex L",75,"VTX1 L75","Alcad - Vantex M",100,"VTX1 M100","HBL - VRPP",82,"VRPP82","Alcad - Vantage",95,"VN 95","NA",100,"NA",380,400,"HZB2-400",380,400,"HZY2-400"]
[null,"IST - Haze",null,null,"2V AGM ","2V Gel ","12V AGM FA","12V GEL FA","12V GEL ","12V AGM ",{"$nulls":5},76,"Chloride FCP",96,"FCP 07",7,"Hoppecke OSP.HC",125," 3 OSP.HC 105","Alcad - Vantex L",95,"VTX1 L95","Alcad - Vantex M",100,"VTX1 M100","HBL - VRPP",82,"VRPP82","Alcad - Vantage",95,"VN 95","NA",100,"NA",385,400,"HZB2-400",385,400,"HZY2-400"]
[null,"1. I total (continuous) (ISD) ",{"v":1.956,"d":"1.96"},{"v":1080,"d":"1080.00"},{"v":15.979092236913841,"d":"15.979"},{"v":15.974963828990834,"d":"15.975"},{"v":16.057200760398924,"d":"16.057"},{"v":16.019486494023845,"d":"16.019"},{"v":18.659607687709475,"d":"18.660"},{"v":18.68281828435821,"d":"18.683"},0.972,{"$nulls":4},77,"Chloride FCP",96,"FCP 07",7,"Hoppecke OSP.HC",125," 3 OSP.HC 105","Alcad - Vantex L",95,"VTX1 L95","Alcad - Vantex M",100,"VTX1 M100","HBL - VRPP",82,"VRPP82","Alcad - Vantage",95,"VN 95","NA",100,"NA",390,400,"HZB2-400",390,400,"HZY2-400"]
[null,"2. Spring rewind current (ISR)",{"v":22.5,"d":"22.50"},{"v":5,"d":"5.00"},{"v":0.481654407715656,"d":"0.482"},{"v":0.5412540413980976,"d":"0.541"},{"v":0.34586537411197793,"d":"0.346"},{"v":0.386271772187219,"d":"0.386"},{"v":0.5041151921816573,"d":"0.504"},{"v":0.42912214017276895,"d":"0.429"},0.9630000000000001,{"$nulls":4},78,"Chloride FCP",96,"FCP 07",7,"Hoppecke OSP.HC",125," 3 OSP.HC 105","Alcad - Vantex L",95,"VTX1 L95","Alcad - Vantex M",100,"VTX1 M100","HBL - VRPP",82,"VRPP82","Alcad - Vantage",95,"VN 95","NA",100,"NA",395,400,"HZB2-400",395,400,"HZY2-400"]
[null,"3. Emergency lights current (IEL)",{"v":1,"d":"1.00"},{"v":240,"d":"240.00"},{"v":4.805780138459549,"d":"4.806"},{"v":4.903512101680887,"d":"4.904"},{"v":4.393617474250171,"d":"4.394"},{"v":4.593159701591814,"d":"4.593"},{"v":5.21831321894582,"d":"5.218"},{"v":5.21831321894582,"d":"5.218"},0.972,{"$nulls":4},79,"Chloride FCP",96,"FCP 07",7,"Hoppecke OSP.HC",125," 3 OSP.HC 105","Alcad - Vantex L",95,"VTX1 L95","Alcad - Vantex M",100,"VTX1 M100","HBL - VRPP",82,"VRPP82","Alcad - Vantage",95,"VN 95","NA",100,"NA",400,400,"HZB2-400",400,400,"HZY2-400"]
[null,null,"2V AGM ","12V AGM FA","12V AGM ",null,"2V Gel ","12V GEL FA","12V GEL ",{"$nulls":6},80,"Chloride FCP",96,"FCP 07",7,"Hoppecke OSP.HC",125," 3 OSP.HC 105","Alcad - Vantex L",95,"VTX1 L95","Alcad - Vantex M",100,"VTX1 M100","HBL - VRPP",82,"VRPP82","Alcad - Vantage",95,"VN 95","NA",100,"NA",405,450,"HZB2-450",405,450,"HZY2-450"]
[null,"Uncorrected capacity",{"$nulls":8},"2V AGM ","2V Gel ",{"$nulls":3},81,"Chloride FCP",96,"FCP 07",7,"Hoppecke OSP.HC",125," 3 OSP.HC 105","Alcad - Vantex L",95,"VTX1 L95","Alcad - Vantex M",100,"VTX1 M100","HBL - VRPP",82,"VRPP82","Alcad - Vantage",95,"VN 95","NA",100,"NA",410,450,"HZB2-450",410,450,"HZY2-450"]
[null,"Cuc = (ISD×Kta ) + (IEL×Ktb ) + (ISR×Ktc )",{"v":46.89810872746528,"d":"46.90"},{"v":43.58347307910997,"d":"43.58"},{"v":51.41715393703778,"d":"51.42"},null,{"v":48.328757282644155,"d":"48.33"},{"v":44.618390158114885,"d":"44.62"},{"v":53.05909768019285,"d":"53.06"},null,"NA","NA",{"$nulls":3},82,"Chloride FCP",96,"FCP 07",7,"Hoppecke OSP.HC",125," 3 OSP.HC 105","Alcad - Vantex L",95,"VTX1 L95","Alcad - Vantex M",100,"VTX1 M100","HBL - VRPP",103,"VRPP103","Alcad - Vantage",95,"VN 95","NA",100,"NA",415,450,"HZB2-450",415,450,"HZY2-450"]
[null,"Corrected capacity",{"$nulls":13},83,"Chloride FCP",96,"FCP 07",7,"Hoppecke OSP.HC",125," 3 OSP.HC 105","Alcad - Vantex L",95,"VTX1 L95","Alcad - Vantex M",100,"VTX1 M100","HBL - VRPP",103,"VRPP103","Alcad - Vantage",95,"VN 95","NA",100,"NA",420,450,"HZB2-450",420,450,"HZY2-450"]
[null,"Cc = Cuc × Tf × Df × Af",{"v":56.85928333191729,"d":"56.86"},{"v":52.86637261829652,"d":"52.87"},{"v":62.36322049176967,"d":"62.36"},null,{"v":58.58243516918375,"d":"58.58"},{"v":54.113568999774685,"d":"54.11"},{"v":64.33919952341333,"d":"64.34"},{"$nulls":6},84,"Chloride FCP",96,"FCP 07",7,"Hoppecke OSP.HC",125," 3 OSP.HC 105","Alcad - Vantex L",95,"VTX1 L95","Alcad - Vantex M",100,"VTX1 M100","HBL - VRPP",103,"VRPP103","Alcad - Vantage",95,"VN 95","NA",100,"NA",425,450,"HZB2-450",425,450,"HZY2-450"]
[{"$nulls":15},85,"Chloride FCP",96,"FCP 07",7,"Hoppecke OSP.HC",125," 3 OSP.HC 105","Alcad - Vantex L",95,"VTX1 L95","Alcad - Vantex M",100,"VTX1 M100","HBL - VRPP",103,"VRPP103","Alcad - Vantage",95,"VN 95","NA",100,"NA",430,450,"HZB2-450",430,450,"HZY2-450"]
[null,"Battery selection",{"$nulls":13},86,"Chloride FCP",96,"FCP 07",7,"Hoppecke OSP.HC",125," 3 OSP.HC 105","Alcad - Vantex L",95,"VTX1 L95","Alcad - Vantex M",100,"VTX1 M100","HBL - VRPP",103,"VRPP103","Alcad - Vantage",95,"VN 95","NA",100,"NA",435,450,"HZB2-450",435,450,"HZY2-450"]
[{"$nulls":15},87,"Chloride FCP",96,"FCP 07",7,"Hoppecke OSP.HC",125," 3 OSP.HC 105","Alcad - Vantex L",95,"VTX1 L95","Alcad - Vantex M",100,"VTX1 M100","HBL - VRPP",103,"VRPP103","Alcad - Vantage",95,"VN 95","NA",100,"NA",440,450,"HZB2-450",440,450,"HZY2-450"]
[null,"Specified Battery Technology",{"$nulls":13},88,"Chloride FCP",96,"FCP 07",7,"Hoppecke OSP.HC",125," 3 OSP.HC 105","Alcad - Vantex L",95,"VTX1 L95","Alcad - Vantex M",100,"VTX1 M100","HBL - VRPP",103,"VRPP103","Alcad - Vantage",95,"VN 95","NA",100,"NA",445,450,"HZB2-450",445,450,"HZY2-450"]
[{"$nulls":15},89,"Chloride FCP",96,"FCP 07",7,"Hoppecke OSP.HC",125," 3 OSP.HC 105","Alcad - Vantex L",95,"VTX1 L95","Alcad - Vantex M",100,"VTX1 M100","HBL - VRPP",103,"VRPP103","Alcad - Vantage",95,"VN 95","NA",100,"NA",450,450,"HZB2-450",450,450,"HZY2-450"]
[null,null,"Required battery corrected capacities available in the following ranges",{"$nulls":12},90,"Chloride FCP",96,"FCP 07",7,"Hoppecke OSP.HC",125," 3 OSP.HC 105","Alcad - Vantex L",95,"VTX1 L95","Alcad - Vantex M",100,"VTX1 M100","HBL - VRPP",103,"VRPP103","Alcad - Vantage",95,"VN 95","NA",100,"NA",455,500,"HZB2-500-1/2",455,500,"HZY2-500-1/2"]
[null,null,"Lead acid",{"$nulls":3},"VRLA - GEL",null,null,"VRLA - AGM",{"$nulls":5},91,"Chloride FCP",96,"FCP 07",7,"Hoppecke OSP.HC",125," 3 OSP.HC 105","Alcad - Vantex L",95,"VTX1 L95","Alcad - Vantex M",100,"VTX1 M100","HBL - VRPP",103,"VRPP103","Alcad - Vantage",95,"VN 95","NA",100,"NA",460,500,"HZB2-500-1/2",460,500,"HZY2-500-1/2"]
[null,"Options","NA","NA","NA","NA","NA","NA","NA","NA","NA","NA",{"$nulls":3},92,"Chloride FCP",96,"FCP 07",7,"Hoppecke OSP.HC",125," 3 OSP.HC 105","Alcad - Vantex L",95,"VTX1 L95","Alcad - Vantex M",100,"VTX1 M100","HBL - VRPP",103,"VRPP103","Alcad - Vantage",95,"VN 95","NA",100,"NA",465,500,"HZB2-500-1/2",465,500,"HZY2-500-1/2"]
[{"$nulls":15},93,"Chloride FCP",96,"FCP 07",7,"Hoppecke OSP.HC",125," 3 OSP.HC 105","Alcad - Vantex L",95,"VTX1 L95","Alcad - Vantex M",100,"VTX1 M100","HBL - VRPP",103,"VRPP103","Alcad - Vantage",95,"VN 95","NA",100,"NA",470,500,"HZB2-500-1/2",470,500,"HZY2-500-1/2"]
[null,"Cell type","NA","NA","NA","NA","NA","NA","NA","NA","NA","NA",{"$nulls":3},94,"Chloride FCP",96,"FCP 07",7,"Hoppecke OSP.HC",125," 3 OSP.HC 105","Alcad - Vantex L",95,"VTX1 L95","Alcad - Vantex M",100,"VTX1 M100","HBL - VRPP",103,"VRPP103","Alcad - Vantage",95,"VN 95","NA",100,"NA",475,500,"HZB2-500-1/2",475,500,"HZY2-500-1/2"]
[null,"Battery capacities (Ah)","NA","NA","NA","NA","NA","NA","NA","NA","NA","NA",{"$nulls":3},95,"Chloride FCP",96,"FCP 07",7,"Hoppecke OSP.HC",125," 3 OSP.HC 105","Alcad - Vantex L",110,"VTX1 L110","Alcad - Vantex M",100,"VTX1 M100","HBL - VRPP",103,"VRPP103","Alcad - Vantage",95,"VN 95","NA",100,"NA",480,500,"HZB2-500-1/2",480,500,"HZY2-500-1/2"]
[null,"Required number of cells ","NA","NA","NA","NA","NA","NA","NA","NA","NA","NA",{"$nulls":3},96,"Chloride FCP",96,"FCP 07",7,"Hoppecke OSP.HC",125," 3 OSP.HC 105","Alcad - Vantex L",110,"VTX1 L110","Alcad - Vantex M",100,"VTX1 M100","HBL - VRPP",103,"VRPP103","Alcad - Vantage",119,"VN 119","NA",100,"NA",485,500,"HZB2-500-1/2",485,500,"HZY2-500-1/2"]
[{"$nulls":15},97,"Chloride FCP",128,"FCP 09",9,"Hoppecke OSP.HC",125," 3 OSP.HC 105","Alcad - Vantex L",110,"VTX1 L110","Alcad - Vantex M",100,"VTX1 M100","HBL - VRPP",103,"VRPP103","Alcad - Vantage",119,"VN 119","NA",100,"NA",490,500,"HZB2-500-1/2",490,500,"HZY2-500-1/2"]
[null,null,"NiCad",{"$nulls":4},"Notes:","1. For existing substations with an existing batteryroom it is always prefered to use Lead Acid above NiCad due to the cost implication",{"$nulls":6},98,"Chloride FCP",128,"FCP 09",9,"Hoppecke OSP.HC",125," 3 OSP.HC 105","Alcad - Vantex L",110,"VTX1 L110","Alcad - Vantex M",100,"VTX1 M100","HBL - VRPP",103,"VRPP103","Alcad - Vantage",119,"VN 119","NA",100,"NA",495,500,"HZB2-500-1/2",495,500,"HZY2-500-1/2"]
[null,"Options","NA","NA","NA","NA","NA",{"$nulls":8},99,"Chloride FCP",128,"FCP 09",9,"Hoppecke OSP.HC",125," 3 OSP.HC 105","Alcad - Vantex L",110,"VTX1 L110","Alcad - Vantex M",100,"VTX1 M100","HBL - VRPP",103,"VRPP103","Alcad - Vantage",119,"VN 119","NA",100,"NA",500,500,"HZB2-500-1/2",500,500,"HZY2-500-1/2"]
[{"$nulls":8},"2. NiCad battery preferred for corrected capacities < 185Ah according to DISASABD0 - Design standard for DC & Aux supplies",{"$nulls":6},100,"Chloride FCP",128,"FCP 09",9,"Hoppecke OSP.HC",125," 3 OSP.HC 105","Alcad - Vantex L",110,"VTX1 L110","Alcad - Vantex M",125,"VTX1 M125","HBL - VRPP",103,"VRPP103","Alcad - Vantage",119,"VN 119","NA",125,"NA",505,575,"HZB2-575",505,575,"HZY2-575"]
[null,"Cell type","NA","NA","NA","NA","NA",{"$nulls":8},101,"Chloride FCP",128,"FCP 09",9,"Hoppecke OSP.HC",125," 3 OSP.HC 105","Alcad - Vantex L",110,"VTX1 L110","Alcad - Vantex M",125,"VTX1 M125","HBL - VRPP",103,"VRPP103","Alcad - Vantage",119,"VN 119","NA",125,"NA",510,575,"HZB2-575",510,575,"HZY2-575"]
[null,"Battery capacities (Ah)","NA","NA","NA","NA","NA",null,"3.This design tool only caters for a maximum corrected capacity of Chloride 672Ah, Hoppeckke 628Ah, Alcad L 185Ah, Alcad M 170Ah, HBL 166Ah, Haze 2v 2500Ah, Haze 12V 230Ah and the 3 main dc voltage levels 50/110/220V.",{"$nulls":6},102,"Chloride FCP",128,"FCP 09",9,"Hoppecke OSP.HC",125," 3 OSP.HC 105","Alcad - Vantex L",110,"VTX1 L110","Alcad - Vantex M",125,"VTX1 M125","HBL - VRPP",103,"VRPP103","Alcad - Vantage",119,"VN 119","NA",125,"NA",515,575,"HZB2-575",515,575,"HZY2-575"]
[null,"Required number of cells ","NA","NA","NA","NA","NA",{"$nulls":8},103,"Chloride FCP",128,"FCP 09",9,"Hoppecke OSP.HC",125," 3 OSP.HC 105","Alcad - Vantex L",110,"VTX1 L110","Alcad - Vantex M",125,"VTX1 M125","HBL - VRPP",133,"VRPP133","Alcad - Vantage",119,"VN 119","NA",125,"NA",520,575,"HZB2-575",520,575,"HZY2-575"]
[{"$nulls":15},104,"Chloride FCP",128,"FCP 09",9,"Hoppecke OSP.HC",125," 3 OSP.HC 105","Alcad - Vantex L",110,"VTX1 L110","Alcad - Vantex M",125,"VTX1 M125","HBL - VRPP",133,"VRPP133","Alcad - Vantage",119,"VN 119","NA",125,"NA",525,575,"HZB2-575",525,575,"HZY2-575"]
[null,"Specified Battery Type",{"$nulls":6},"4. VRLA is mostly applied in UPS applications or TSC applications where airconditioned installations are possible.",{"$nulls":6},105,"Chloride FCP",128,"FCP 09",9,"Hoppecke OSP.HC",125," 3 OSP.HC 105","Alcad - Vantex L",110,"VTX1 L110","Alcad - Vantex M",125,"VTX1 M125","HBL - VRPP",133,"VRPP133","Alcad - Vantage",119,"VN 119","NA",125,"NA",530,575,"HZB2-575",530,575,"HZY2-575"]
[{"$nulls":15},106,"Chloride FCP",128,"FCP 09",9,"Hoppecke OSP.HC",125," 3 OSP.HC 105","Alcad - Vantex L",110,"VTX1 L110","Alcad - Vantex M",125,"VTX1 M125","HBL - VRPP",133,"VRPP133","Alcad - Vantage",119,"VN 119","NA",125,"NA",535,575,"HZB2-575",535,575,"HZY2-575"]
[null,"Specified Battery Capacity"," "," ","Ah ",{"$nulls":3},"AGM: Lower cost, Starting and stationary applications, Superior performance shorter duration / higher current, Smaller size",null,"GEL: Full recovery from deep discharge, repeat cycling, zero stratification, reduced self discharge, improved charge acceptance.",{"$nulls":4},107,"Chloride FCP",128,"FCP 09",9,"Hoppecke OSP.HC",125," 3 OSP.HC 105","Alcad - Vantex L",110,"VTX1 L110","Alcad - Vantex M",125,"VTX1 M125","HBL - VRPP",133,"VRPP133","Alcad - Vantage",119,"VN 119","NA",125,"NA",540,575,"HZB2-575",540,575,"HZY2-575"]
[{"$nulls":15},108,"Chloride FCP",128,"FCP 09",9,"Hoppecke OSP.HC",125," 3 OSP.HC 105","Alcad - Vantex L",110,"VTX1 L110","Alcad - Vantex M",125,"VTX1 M125","HBL - VRPP",133,"VRPP133","Alcad - Vantage",119,"VN 119","NA",125,"NA",545,575,"HZB2-575",545,575,"HZY2-575"]
[null,"Specified Battery Configuration"," ",null," ",{"$nulls":10},109,"Chloride FCP",128,"FCP 09",9,"Hoppecke OSP.HC",125," 3 OSP.HC 105","Alcad - Vantex L",110,"VTX1 L110","Alcad - Vantex M",125,"VTX1 M125","HBL - VRPP",133,"VRPP133","Alcad - Vantage",119,"VN 119","NA",125,"NA",550,575,"HZB2-575",550,575,"HZY2-575"]
[null,"Cell string:"," "," "," ",{"$nulls":10},110,"Chloride FCP",128,"FCP 09",9,"Hoppecke OSP.HC",125," 3 OSP.HC 105","Alcad - Vantex L",140,"VTX1 L140","Alcad - Vantex M",125,"VTX1 M125","HBL - VRPP",133,"VRPP133","Alcad - Vantage",119,"VN 119","NA",125,"NA",555,575,"HZB2-575",555,575,"HZY2-575"]
[{"$nulls":15},111,"Chloride FCP",128,"FCP 09",9,"Hoppecke OSP.HC",125," 3 OSP.HC 105","Alcad - Vantex L",140,"VTX1 L140","Alcad - Vantex M",125,"VTX1 M125","HBL - VRPP",133,"VRPP133","Alcad - Vantage",119,"VN 119","NA",125,"NA",560,575,"HZB2-575",560,575,"HZY2-575"]
[null,"Lead Acid Configurations",{"$nulls":13},112,"Chloride FCP",128,"FCP 09",9,"Hoppecke OSP.HC",125," 3 OSP.HC 105","Alcad - Vantex L",140,"VTX1 L140","Alcad - Vantex M",125,"VTX1 M125","HBL - VRPP",133,"VRPP133","Alcad - Vantage",119,"VN 119","NA",125,"NA",565,575,"HZB2-575",565,575,"HZY2-575"]
[null,"Wet / Dry",{"$nulls":4},"Stand Construction",null,"Laminated Pine / PollyWood (Plastic)",{"$nulls":6},113,"Chloride FCP",128,"FCP 09",9,"Hoppecke OSP.HC",125," 3 OSP.HC 105","Alcad - Vantex L",140,"VTX1 L140","Alcad - Vantex M",125,"VTX1 M125","HBL - VRPP",133,"VRPP133","Alcad - Vantage",119,"VN 119","NA",125,"NA",570,575,"HZB2-575",570,575,"HZY2-575"]
[{"$nulls":15},114,"Chloride FCP",128,"FCP 09",9,"Hoppecke OSP.HC",125," 3 OSP.HC 105","Alcad - Vantex L",140,"VTX1 L140","Alcad - Vantex M",125,"VTX1 M125","HBL - VRPP",133,"VRPP133","Alcad - Vantage",119,"VN 119","NA",125,"NA",575,575,"HZB2-575",575,575,"HZY2-575"]
[null,"Lead Acid Battery Stand Configuration",{"$nulls":7},"Code"," ",{"$nulls":4},115,"Chloride FCP",128,"FCP 09",9,"Hoppecke OSP.HC",125," 3 OSP.HC 105","Alcad - Vantex L",140,"VTX1 L140","Alcad - Vantex M",125,"VTX1 M125","HBL - VRPP",133,"VRPP133","Alcad - Vantage",119,"VN 119","NA",125,"NA",580,600,"HZB2-600",580,600,"HZY2-600"]
[{"$nulls":7},"Kg / Cell","Total Kg","ENC Kg",{"$nulls":5},116,"Chloride FCP",128,"FCP 09",9,"Hoppecke OSP.HC",125," 3 OSP.HC 105","Alcad - Vantex L",140,"VTX1 L140","Alcad - Vantex M",125,"VTX1 M125","HBL - VRPP",133,"VRPP133","Alcad - Vantage",119,"VN 119","NA",125,"NA",585,600,"HZB2-600",585,600,"HZY2-600"]
[null,"Transport (Delivery to site / stores):",null,null,"Km (one way)",null,"Total Weight"," "," "," ","Kg",{"$nulls":4},117,"Chloride FCP",128,"FCP 09",9,"Hoppecke OSP.HC",125," 3 OSP.HC 105","Alcad - Vantex L",140,"VTX1 L140","Alcad - Vantex M",125,"VTX1 M125","HBL - VRPP",133,"VRPP133","Alcad - Vantage",119,"VN 119","NA",125,"NA",590,600,"HZB2-600",590,600,"HZY2-600"]
[{"$nulls":15},118,"Chloride FCP",128,"FCP 09",9,"Hoppecke OSP.HC",125," 3 OSP.HC 105","Alcad - Vantex L",140,"VTX1 L140","Alcad - Vantex M",125,"VTX1 M125","HBL - VRPP",133,"VRPP133","Alcad - Vantage",119,"VN 119","NA",125,"NA",595,600,"HZB2-600",595,600,"HZY2-600"]
[null,null,"Hoppecke Stand Range",{"$nulls":3},"Hoppecke Kt Factor Range",null,"Chloride Stand range",{"$nulls":6},119,"Chloride FCP",128,"FCP 09",9,"Hoppecke OSP.HC",125," 3 OSP.HC 105","Alcad - Vantex L",140,"VTX1 L140","Alcad - Vantex M",125,"VTX1 M125","HBL - VRPP",133,"VRPP133","Alcad - Vantage",119,"VN 119","NA",125,"NA",600,600,"HZB2-600",600,600,"HZY2-600"]
[null,null,"Stand"," ",null,"Range"," ",null,"Term device type"," ",{"$nulls":5},120,"Chloride FCP",128,"FCP 09",9,"Hoppecke OSP.HC",125," 3 OSP.HC 105","Alcad - Vantex L",140,"VTX1 L140","Alcad - Vantex M",125,"VTX1 M125","HBL - VRPP",133,"VRPP133","Alcad - Vantage",142,"VN 142","NA",125,"NA",605,625,"HZB2-625",605,625,"HZY2-625"]
[null,null,"Term device"," ",{"$nulls":4},"Inter-row connector type"," ",{"$nulls":5},121,"Chloride FCP",128,"FCP 09",9,"Hoppecke OSP.HC",125," 3 OSP.HC 105","Alcad - Vantex L",140,"VTX1 L140","Alcad - Vantex M",125,"VTX1 M125","HBL - VRPP",133,"VRPP133","Alcad - Vantage",142,"VN 142","NA",125,"NA",610,625,"HZB2-625",610,625,"HZY2-625"]
[null,null,"Interrow"," ",{"$nulls":4},"Stand Ah range"," ",{"$nulls":5},122,"Chloride FCP",128,"FCP 09",9,"Hoppecke OSP.HC",125," 3 OSP.HC 105","Alcad - Vantex L",140,"VTX1 L140","Alcad - Vantex M",125,"VTX1 M125","HBL - VRPP",133,"VRPP133","Alcad - Vantage",142,"VN 142","NA",125,"NA",615,625,"HZB2-625",615,625,"HZY2-625"]
[{"$nulls":15},123,"Chloride FCP",128,"FCP 09",9,"Hoppecke OSP.HC",125," 3 OSP.HC 105","Alcad - Vantex L",140,"VTX1 L140","Alcad - Vantex M",125,"VTX1 M125","HBL - VRPP",133,"VRPP133","Alcad - Vantage",142,"VN 142","NA",125,"NA",620,625,"HZB2-625",620,625,"HZY2-625"]
[null,"VRLA Configuration",{"$nulls":13},124,"Chloride FCP",128,"FCP 09",9,"Hoppecke OSP.HC",125," 3 OSP.HC 105","Alcad - Vantex L",140,"VTX1 L140","Alcad - Vantex M",125,"VTX1 M125","HBL - VRPP",133,"VRPP133","Alcad - Vantage",142,"VN 142","NA",125,"NA",625,625,"HZB2-625",625,625,"HZY2-625"]
[{"$nulls":15},125,"Chloride FCP",128,"FCP 09",9,"Hoppecke OSP.HC",125," 3 OSP.HC 105","Alcad - Vantex L",140,"VTX1 L140","Alcad - Vantex M",150,"VTX1 M150","HBL - VRPP",133,"VRPP133","Alcad - Vantage",142,"VN 142","NA",150,"NA",630,750,"HZB2-750",630,750,"HZY2-750"]
[null,"Battery Cabinet"," ",{"$nulls":5},"Cell Access config"," ",null," ",{"$nulls":3},126,"Chloride FCP",128,"FCP 09",9,"Hoppecke OSP.HC",167,"4 OSP.HC 140","Alcad - Vantex L",140,"VTX1 L140","Alcad - Vantex M",150,"VTX1 M150","HBL - VRPP",133,"VRPP133","Alcad - Vantage",142,"VN 142","NA",150,"NA",635,750,"HZB2-750",635,750,"HZY2-750"]
[{"$nulls":15},127,"Chloride FCP",128,"FCP 09",9,"Hoppecke OSP.HC",167,"4 OSP.HC 140","Alcad - Vantex L",140,"VTX1 L140","Alcad - Vantex M",150,"VTX1 M150","HBL - VRPP",133,"VRPP133","Alcad - Vantage",142,"VN 142","NA",150,"NA",640,750,"HZB2-750",640,750,"HZY2-750"]
[{"$nulls":8},"Nr Cabinets TA"," ",{"$nulls":5},128,"Chloride FCP",128,"FCP 09",9,"Hoppecke OSP.HC",167,"4 OSP.HC 140","Alcad - Vantex L",140,"VTX1 L140","Alcad - Vantex M",150,"VTX1 M150","HBL - VRPP",133,"VRPP133","Alcad - Vantage",142,"VN 142","NA",150,"NA",645,750,"HZB2-750",645,750,"HZY2-750"]
[{"$nulls":15},129,"Chloride FCP",160,"FCP 11",11,"Hoppecke OSP.HC",167,"4 OSP.HC 140","Alcad - Vantex L",140,"VTX1 L140","Alcad - Vantex M",150,"VTX1 M150","HBL - VRPP",133,"VRPP133","Alcad - Vantage",142,"VN 142","NA",150,"NA",650,750,"HZB2-750",650,750,"HZY2-750"]
[{"$nulls":8},"Cell type"," ",{"$nulls":5},130,"Chloride FCP",160,"FCP 11",11,"Hoppecke OSP.HC",167,"4 OSP.HC 140","Alcad - Vantex L",140,"VTX1 L140","Alcad - Vantex M",150,"VTX1 M150","HBL - VRPP",133,"VRPP133","Alcad - Vantage",142,"VN 142","NA",150,"NA",655,750,"HZB2-750",655,750,"HZY2-750"]
[null,"Terminating device",{"$nulls":6},"Nr of cells"," ",{"$nulls":5},131,"Chloride FCP",160,"FCP 11",11,"Hoppecke OSP.HC",167,"4 OSP.HC 140","Alcad - Vantex L",140,"VTX1 L140","Alcad - Vantex M",150,"VTX1 M150","HBL - VRPP",133,"VRPP133","Alcad - Vantage",142,"VN 142","NA",150,"NA",660,750,"HZB2-750",660,750,"HZY2-750"]
[{"$nulls":8},"Commissioning config"," ",{"$nulls":5},132,"Chloride FCP",160,"FCP 11",11,"Hoppecke OSP.HC",167,"4 OSP.HC 140","Alcad - Vantex L",140,"VTX1 L140","Alcad - Vantex M",150,"VTX1 M150","HBL - VRPP",133,"VRPP133","Alcad - Vantage",142,"VN 142","NA",150,"NA",665,750,"HZB2-750",665,750,"HZY2-750"]
[null,"Cable",{"$nulls":13},133,"Chloride FCP",160,"FCP 11",11,"Hoppecke OSP.HC",167,"4 OSP.HC 140","Alcad - Vantex L",140,"VTX1 L140","Alcad - Vantex M",150,"VTX1 M150","HBL - VRPP",142,"VRPP142","Alcad - Vantage",142,"VN 142","NA",150,"NA",670,750,"HZB2-750",670,750,"HZY2-750"]
[{"$nulls":9},"Kg / Cell","Total Kg","ENC Kg",{"$nulls":3},134,"Chloride FCP",160,"FCP 11",11,"Hoppecke OSP.HC",167,"4 OSP.HC 140","Alcad - Vantex L",140,"VTX1 L140","Alcad - Vantex M",150,"VTX1 M150","HBL - VRPP",142,"VRPP142","Alcad - Vantage",142,"VN 142","NA",150,"NA",675,750,"HZB2-750",675,750,"HZY2-750"]
[null,"Transport (Delivery to site / stores):",null,null,"Km (one way)",{"$nulls":3},"Total Weight"," "," "," ","Kg",null,null,135,"Chloride FCP",160,"FCP 11",11,"Hoppecke OSP.HC",167,"4 OSP.HC 140","Alcad - Vantex L",140,"VTX1 L140","Alcad - Vantex M",150,"VTX1 M150","HBL - VRPP",142,"VRPP142","Alcad - Vantage",142,"VN 142","NA",150,"NA",680,750,"HZB2-750",680,750,"HZY2-750"]
[{"$nulls":15},136,"Chloride FCP",160,"FCP 11",11,"Hoppecke OSP.HC",167,"4 OSP.HC 140","Alcad - Vantex L",140,"VTX1 L140","Alcad - Vantex M",150,"VTX1 M150","HBL - VRPP",142,"VRPP142","Alcad - Vantage",142,"VN 142","NA",150,"NA",685,750,"HZB2-750",685,750,"HZY2-750"]
[null,"NiCad configurations",{"$nulls":13},137,"Chloride FCP",160,"FCP 11",11,"Hoppecke OSP.HC",167,"4 OSP.HC 140","Alcad - Vantex L",140,"VTX1 L140","Alcad - Vantex M",150,"VTX1 M150","HBL - VRPP",142,"VRPP142","Alcad - Vantage",142,"VN 142","NA",150,"NA",690,750,"HZB2-750",690,750,"HZY2-750"]
[null,"NiCad battery Cabinet configuration"," ",{"$nulls":3},"Link set"," ",{"$nulls":7},138,"Chloride FCP",160,"FCP 11",11,"Hoppecke OSP.HC",167,"4 OSP.HC 140","Alcad - Vantex L",140,"VTX1 L140","Alcad - Vantex M",150,"VTX1 M150","HBL - VRPP",142,"VRPP142","Alcad - Vantage",142,"VN 142","NA",150,"NA",695,750,"HZB2-750",695,750,"HZY2-750"]
[{"$nulls":15},139,"Chloride FCP",160,"FCP 11",11,"Hoppecke OSP.HC",167,"4 OSP.HC 140","Alcad - Vantex L",140,"VTX1 L140","Alcad - Vantex M",150,"VTX1 M150","HBL - VRPP",142,"VRPP142","Alcad - Vantage",142,"VN 142","NA",150,"NA",700,750,"HZB2-750",700,750,"HZY2-750"]
[{"$nulls":15},140,"Chloride FCP",160,"FCP 11",11,"Hoppecke OSP.HC",167,"4 OSP.HC 140","Alcad - Vantex L",185,"VTX1 L185","Alcad - Vantex M",150,"VTX1 M150","HBL - VRPP",142,"VRPP142","NA",142,"VN 142","NA",150,"NA",705,750,"HZB2-750",705,750,"HZY2-750"]
[{"$nulls":15},141,"Chloride FCP",160,"FCP 11",11,"Hoppecke OSP.HC",167,"4 OSP.HC 140","Alcad - Vantex L",185,"VTX1 L185","Alcad - Vantex M",150,"VTX1 M150","HBL - VRPP",142,"VRPP142","NA",142,"VN 142","NA",150,"NA",710,750,"HZB2-750",710,750,"HZY2-750"]
[{"$nulls":15},142,"Chloride FCP",160,"FCP 11",11,"Hoppecke OSP.HC",167,"4 OSP.HC 140","Alcad - Vantex L",185,"VTX1 L185","Alcad - Vantex M",150,"VTX1 M150","HBL - VRPP",166,"VRPP166","NA",142,"VN 142","NA",150,"NA",715,750,"HZB2-750",715,750,"HZY2-750"]
[{"$nulls":15},143,"Chloride FCP",160,"FCP 11",11,"Hoppecke OSP.HC",167,"4 OSP.HC 140","Alcad - Vantex L",185,"VTX1 L185","Alcad - Vantex M",150,"VTX1 M150","HBL - VRPP",166,"VRPP166","NA","NA","NA","NA",150,"NA",720,750,"HZB2-750",720,750,"HZY2-750"]
[null,null,"One way trip",{"$nulls":4},"Kg / Cell","Total Kg","ENC VTX","ENC VRPP",{"$nulls":4},144,"Chloride FCP",160,"FCP 11",11,"Hoppecke OSP.HC",167,"4 OSP.HC 140","Alcad - Vantex L",185,"VTX1 L185","Alcad - Vantex M",150,"VTX1 M150","HBL - VRPP",166,"VRPP166","NA","NA","NA","NA",150,"NA",725,750,"HZB2-750",725,750,"HZY2-750"]
[null,"Material (Delivery to site / stores):",null,null,"Km (one way)",null,"Total Weight"," "," "," "," ","Kg",{"$nulls":3},145,"Chloride FCP",160,"FCP 11",11,"Hoppecke OSP.HC",167,"4 OSP.HC 140","Alcad - Vantex L",185,"VTX1 L185","Alcad - Vantex M",150,"VTX1 M150","HBL - VRPP",166,"VRPP166","NA","NA","NA","NA",150,"NA",730,750,"HZB2-750",730,750,"HZY2-750"]
[{"$nulls":15},146,"Chloride FCP",160,"FCP 11",11,"Hoppecke OSP.HC",167,"4 OSP.HC 140","Alcad - Vantex L",185,"VTX1 L185","Alcad - Vantex M",150,"VTX1 M150","HBL - VRPP",166,"VRPP166","NA","NA","NA","NA",150,"NA",735,750,"HZB2-750",735,750,"HZY2-750"]
[null,"Supplier Lead Acid / VRLA Installation & Commissioning: ",{"$nulls":13},147,"Chloride FCP",160,"FCP 11",11,"Hoppecke OSP.HC",167,"4 OSP.HC 140","Alcad - Vantex L",185,"VTX1 L185","Alcad - Vantex M",150,"VTX1 M150","HBL - VRPP",166,"VRPP166","NA","NA","NA","NA",150,"NA",740,750,"HZB2-750",740,750,"HZY2-750"]
[{"$nulls":3},"Labour",{"$nulls":11},148,"Chloride FCP",160,"FCP 11",11,"Hoppecke OSP.HC",167,"4 OSP.HC 140","Alcad - Vantex L",185,"VTX1 L185","Alcad - Vantex M",150,"VTX1 M150","HBL - VRPP",166,"VRPP166","NA","NA","NA","NA",150,"NA",745,750,"HZB2-750",745,750,"HZY2-750"]
[{"$nulls":15},149,"Chloride FCP",160,"FCP 11",11,"Hoppecke OSP.HC",167,"4 OSP.HC 140","Alcad - Vantex L",185,"VTX1 L185","Alcad - Vantex M",150,"VTX1 M150","HBL - VRPP",166,"VRPP166","NA","NA","NA","NA",150,"NA",750,750,"HZB2-750",750,750,"HZY2-750"]
[{"$nulls":3},"Travel (Round Trip)",null,"Km",null,"Accommodation",null,"Yes / No",{"$nulls":5},150,"Chloride FCP",160,"FCP 11",11,"Hoppecke OSP.HC",167,"4 OSP.HC 140","Alcad - Vantex L",185,"VTX1 L185","Alcad - Vantex M",170,"VTX1 M170","HBL - VRPP",166,"VRPP166","NA","NA","NA","NA",170,"NA",755,800,"HZB2-800",755,800,"HZY2-800"]
[{"$nulls":15},151,"Chloride FCP",160,"FCP 11",11,"Hoppecke OSP.HC",167,"4 OSP.HC 140","Alcad - Vantex L",185,"VTX1 L185","Alcad - Vantex M",170,"VTX1 M170","HBL - VRPP",166,"VRPP166","NA","NA","NA","NA",170,"NA",760,800,"HZB2-800",760,800,"HZY2-800"]
[{"$nulls":3},"Nr systems",{"$nulls":3},"Not Applicable"," ",{"$nulls":6},152,"Chloride FCP",160,"FCP 11",11,"Hoppecke OSP.HC",167,"4 OSP.HC 140","Alcad - Vantex L",185,"VTX1 L185","Alcad - Vantex M",170,"VTX1 M170","HBL - VRPP",166,"VRPP166","NA","NA","NA","NA",170,"NA",765,800,"HZB2-800",765,800,"HZY2-800"]
[{"$nulls":15},153,"Chloride FCP",160,"FCP 11",11,"Hoppecke OSP.HC",167,"4 OSP.HC 140","Alcad - Vantex L",185,"VTX1 L185","Alcad - Vantex M",170,"VTX1 M170","HBL - VRPP",166,"VRPP166","NA","NA","NA","NA",170,"NA",770,800,"HZB2-800",770,800,"HZY2-800"]
[null,"EDFS Battery Labour Costs:",null,null,"Scope",{"$nulls":3},"Number of banks",null,"Distance (Return)",{"$nulls":4},154,"Chloride FCP",160,"FCP 11",11,"Hoppecke OSP.HC",167,"4 OSP.HC 140","Alcad - Vantex L",185,"VTX1 L185","Alcad - Vantex M",170,"VTX1 M170","HBL - VRPP",166,"VRPP166","NA","NA","NA","NA",170,"NA",775,800,"HZB2-800",775,800,"HZY2-800"]
[{"$nulls":11},"Km",{"$nulls":3},155,"Chloride FCP",160,"FCP 11",11,"Hoppecke OSP.HC",167,"4 OSP.HC 140","Alcad - Vantex L",185,"VTX1 L185","Alcad - Vantex M",170,"VTX1 M170","HBL - VRPP",166,"VRPP166","NA","NA","NA","NA",170,"NA",780,800,"HZB2-800",780,800,"HZY2-800"]
[{"$nulls":15},156,"Chloride FCP",160,"FCP 11",11,"Hoppecke OSP.HC",167,"4 OSP.HC 140","Alcad - Vantex L",185,"VTX1 L185","Alcad - Vantex M",170,"VTX1 M170","HBL - VRPP",166,"VRPP166","NA","NA","NA","NA",170,"NA",785,800,"HZB2-800",785,800,"HZY2-800"]
[null,null,"Item","Description",{"$nulls":7},"Qty",{"$nulls":3},157,"Chloride FCP",160,"FCP 11",11,"Hoppecke OSP.HC",167,"4 OSP.HC 140","Alcad - Vantex L",185,"VTX1 L185","Alcad - Vantex M",170,"VTX1 M170","HBL - VRPP",166,"VRPP166","NA","NA","NA","NA",170,"NA",790,800,"HZB2-800",790,800,"HZY2-800"]
[null,"Not Applicable",1,"Jug",{"$nulls":11},158,"Chloride FCP",160,"FCP 11",11,"Hoppecke OSP.HC",167,"4 OSP.HC 140","Alcad - Vantex L",185,"VTX1 L185","Alcad - Vantex M",170,"VTX1 M170","HBL - VRPP",166,"VRPP166","NA","NA","NA","NA",170,"NA",795,800,"HZB2-800",795,800,"HZY2-800"]
[null,null,2,"Funnel",{"$nulls":11},159,"Chloride FCP",160,"FCP 11",11,"Hoppecke OSP.HC",167,"4 OSP.HC 140","Alcad - Vantex L",185,"VTX1 L185","Alcad - Vantex M",170,"VTX1 M170","HBL - VRPP",166,"VRPP166","NA","NA","NA","NA",170,"NA",800,800,"HZB2-800",800,800,"HZY2-800"]
[null,null,3,"Anti-corrosion lubricant (at least 250ml)",{"$nulls":11},160,"Chloride FCP",160,"FCP 11",11,"Hoppecke OSP.HC",167,"4 OSP.HC 140","Alcad - Vantex L",185,"VTX1 L185","Alcad - Vantex M",170,"VTX1 M170","HBL - VRPP",166,"VRPP166","NA","NA","NA","NA",170,"NA",805,1000,"HZB2-1000-1/2",805,1000,"HZY2-1000-1/2"]
[null,null,4,"Hydrometer",{"$nulls":11},161,"Chloride FCP",192,"FCP 13",13,"Hoppecke OSP.HC",167,"4 OSP.HC 140","Alcad - Vantex L",185,"VTX1 L185","Alcad - Vantex M",170,"VTX1 M170","HBL - VRPP",166,"VRPP166","NA","NA","NA","NA",170,"NA",810,1000,"HZB2-1000-1/2",810,1000,"HZY2-1000-1/2"]
[null,null,5,"Thermometer",{"$nulls":11},162,"Chloride FCP",192,"FCP 13",13,"Hoppecke OSP.HC",167,"4 OSP.HC 140","Alcad - Vantex L",185,"VTX1 L185","Alcad - Vantex M",170,"VTX1 M170","HBL - VRPP",166,"VRPP166","NA","NA","NA","NA",170,"NA",815,1000,"HZB2-1000-1/2",815,1000,"HZY2-1000-1/2"]
[null,null,6,"Maintenance & safety equipment board / rack (Excludes Maintenance equipment and PPE)",{"$nulls":11},163,"Chloride FCP",192,"FCP 13",13,"Hoppecke OSP.HC",167,"4 OSP.HC 140","Alcad - Vantex L",185,"VTX1 L185","Alcad - Vantex M",170,"VTX1 M170","HBL - VRPP",166,"VRPP166","NA","NA","NA","NA",170,"NA",820,1000,"HZB2-1000-1/2",820,1000,"HZY2-1000-1/2"]
[null,null,7,"Lead acid battery 54 cell logbook",{"$nulls":11},164,"Chloride FCP",192,"FCP 13",13,"Hoppecke OSP.HC",167,"4 OSP.HC 140","Alcad - Vantex L",185,"VTX1 L185","Alcad - Vantex M",170,"VTX1 M170","HBL - VRPP",166,"VRPP166","NA","NA","NA","NA",170,"NA",825,1000,"HZB2-1000-1/2",825,1000,"HZY2-1000-1/2"]
[null,null,8,"Lead acid battery 108 cell logbook",{"$nulls":11},165,"Chloride FCP",192,"FCP 13",13,"Hoppecke OSP.HC",167,"4 OSP.HC 140","Alcad - Vantex L",185,"VTX1 L185","Alcad - Vantex M",170,"VTX1 M170","HBL - VRPP",166,"VRPP166","NA","NA","NA","NA",170,"NA",830,1000,"HZB2-1000-1/2",830,1000,"HZY2-1000-1/2"]
[null,null,9,"Battery stand touch-up paint (500ml)",{"$nulls":11},166,"Chloride FCP",192,"FCP 13",13,"Hoppecke OSP.HC",167,"4 OSP.HC 140","Alcad - Vantex L",185,"VTX1 L185","Alcad - Vantex M",170,"VTX1 M170","NA","NA","NA","NA","NA","NA","NA",170,"NA",835,1000,"HZB2-1000-1/2",835,1000,"HZY2-1000-1/2"]
[null,null,10,"Battery stand touch-up paint (1000ml)",{"$nulls":11},167,"Chloride FCP",192,"FCP 13",13,"Hoppecke OSP.HC",209," 5 OSP.HC 175","Alcad - Vantex L",185,"VTX1 L185","Alcad - Vantex M",170,"VTX1 M170","NA","NA","NA","NA","NA","NA","NA",170,"NA",840,1000,"HZB2-1000-1/2",840,1000,"HZY2-1000-1/2"]
[null,null,11,"Paint brush - 50mm wide",{"$nulls":11},168,"Chloride FCP",192,"FCP 13",13,"Hoppecke OSP.HC",209," 5 OSP.HC 175","Alcad - Vantex L",185,"VTX1 L185","Alcad - Vantex M",170,"VTX1 M170","NA","NA","NA","NA","NA","NA","NA",170,"NA",845,1000,"HZB2-1000-1/2",845,1000,"HZY2-1000-1/2"]
[null,null,12,"Battery room safety sign, DCSS1",{"$nulls":11},169,"Chloride FCP",192,"FCP 13",13,"Hoppecke OSP.HC",209," 5 OSP.HC 175","Alcad - Vantex L",185,"VTX1 L185","Alcad - Vantex M",170,"VTX1 M170","NA","NA","NA","NA","NA","NA","NA",170,"NA",850,1000,"HZB2-1000-1/2",850,1000,"HZY2-1000-1/2"]
[null,null,13,"Eyewash bottle - sealed",{"$nulls":11},170,"Chloride FCP",192,"FCP 13",13,"Hoppecke OSP.HC",209," 5 OSP.HC 175","Alcad - Vantex L",185,"VTX1 L185","NA","NA","NA","NA","NA","NA","NA","NA","NA","NA","NA","NA",855,1000,"HZB2-1000-1/2",855,1000,"HZY2-1000-1/2"]
[null,null,14,"Faceshield",{"$nulls":11},171,"Chloride FCP",192,"FCP 13",13,"Hoppecke OSP.HC",209," 5 OSP.HC 175","Alcad - Vantex L",185,"VTX1 L185","NA","NA","NA","NA","NA","NA","NA","NA","NA","NA","NA","NA",860,1000,"HZB2-1000-1/2",860,1000,"HZY2-1000-1/2"]
[null,null,15,"Pack of disposable nitrile gloves (at least 50 units)",{"$nulls":11},172,"Chloride FCP",192,"FCP 13",13,"Hoppecke OSP.HC",209," 5 OSP.HC 175","Alcad - Vantex L",185,"VTX1 L185","NA","NA","NA","NA","NA","NA","NA","NA","NA","NA","NA","NA",865,1000,"HZB2-1000-1/2",865,1000,"HZY2-1000-1/2"]
[null,null,16,"Pack of paper towels",{"$nulls":11},173,"Chloride FCP",192,"FCP 13",13,"Hoppecke OSP.HC",209," 5 OSP.HC 175","Alcad - Vantex L",185,"VTX1 L185","NA","NA","NA","NA","NA","NA","NA","NA","NA","NA","NA","NA",870,1000,"HZB2-1000-1/2",870,1000,"HZY2-1000-1/2"]
[null,null,17,"Acid resistant apron - white",{"$nulls":11},174,"Chloride FCP",192,"FCP 13",13,"Hoppecke OSP.HC",209," 5 OSP.HC 175","Alcad - Vantex L",185,"VTX1 L185","NA","NA","NA","NA","NA","NA","NA","NA","NA","NA","NA","NA",875,1000,"HZB2-1000-1/2",875,1000,"HZY2-1000-1/2"]
[null,null,18,"Top-up bottle (at least 500ml)",{"$nulls":11},175,"Chloride FCP",192,"FCP 13",13,"Hoppecke OSP.HC",209," 5 OSP.HC 175","Alcad - Vantex L",185,"VTX1 L185","NA","NA","NA","NA","NA","NA","NA","NA","NA","NA","NA","NA",880,1000,"HZB2-1000-1/2",880,1000,"HZY2-1000-1/2"]
[null,null,19,"Maintenance & safety equipment kit The kit consists of a black plastic box with a removable top tray and cover. It shall contain the items 1, 2, 3, 4, 5, 13, 14, 15, 16, 17, 18 and 25.",{"$nulls":11},176,"Chloride FCP",192,"FCP 13",13,"Hoppecke OSP.HC",209," 5 OSP.HC 175","Alcad - Vantex L",185,"VTX1 L185","NA","NA","NA","NA","NA","NA","NA","NA","NA","NA","NA","NA",885,1000,"HZB2-1000-1/2",885,1000,"HZY2-1000-1/2"]
[{"$nulls":15},177,"Chloride FCP",192,"FCP 13",13,"Hoppecke OSP.HC",209," 5 OSP.HC 175","Alcad - Vantex L",185,"VTX1 L185","NA","NA","NA","NA","NA","NA","NA","NA","NA","NA","NA","NA",890,1000,"HZB2-1000-1/2",890,1000,"HZY2-1000-1/2"]
[null,null,20," ",{"$nulls":11},178,"Chloride FCP",192,"FCP 13",13,"Hoppecke OSP.HC",209," 5 OSP.HC 175","Alcad - Vantex L",185,"VTX1 L185","NA","NA","NA","NA","NA","NA","NA","NA","NA","NA","NA","NA",895,1000,"HZB2-1000-1/2",895,1000,"HZY2-1000-1/2"]
[null,null,21," ",{"$nulls":11},179,"Chloride FCP",192,"FCP 13",13,"Hoppecke OSP.HC",209," 5 OSP.HC 175","Alcad - Vantex L",185,"VTX1 L185","NA","NA","NA","NA","NA","NA","NA","NA","NA","NA","NA","NA",900,1000,"HZB2-1000-1/2",900,1000,"HZY2-1000-1/2"]
[null,null,22," ",{"$nulls":11},180,"Chloride FCP",192,"FCP 13",13,"Hoppecke OSP.HC",209," 5 OSP.HC 175","Alcad - Vantex L",185,"VTX1 L185","NA","NA","NA","NA","NA","NA","NA","NA","NA","NA","NA","NA",905,1000,"HZB2-1000-1/2",905,1000,"HZY2-1000-1/2"]
[null,null,23," ",{"$nulls":11},181,"Chloride FCP",192,"FCP 13",13,"Hoppecke OSP.HC",209," 5 OSP.HC 175","Alcad - Vantex L",185,"VTX1 L185","NA","NA","NA","NA","NA","NA","NA","NA","NA","NA","NA","NA",910,1000,"HZB2-1000-1/2",910,1000,"HZY2-1000-1/2"]
[null,null,24," ",{"$nulls":11},182,"Chloride FCP",192,"FCP 13",13,"Hoppecke OSP.HC",209," 5 OSP.HC 175","Alcad - Vantex L",185,"VTX1 L185","NA","NA","NA","NA","NA","NA","NA","NA","NA","NA","NA","NA",915,1000,"HZB2-1000-1/2",915,1000,"HZY2-1000-1/2"]
[null,null,25," ",{"$nulls":11},183,"Chloride FCP",192,"FCP 13",13,"Hoppecke OSP.HC",209," 5 OSP.HC 175","Alcad - Vantex L",185,"VTX1 L185","NA","NA","NA","NA","NA","NA","NA","NA","NA","NA","NA","NA",920,1000,"HZB2-1000-1/2",920,1000,"HZY2-1000-1/2"]
[null,null,26," ",{"$nulls":11},184,"Chloride FCP",192,"FCP 13",13,"Hoppecke OSP.HC",209," 5 OSP.HC 175","Alcad - Vantex L",185,"VTX1 L185","NA","NA","NA","NA","NA","NA","NA","NA","NA","NA","NA","NA",925,1000,"HZB2-1000-1/2",925,1000,"HZY2-1000-1/2"]
[null,null,27," ",{"$nulls":11},185,"Chloride FCP",192,"FCP 13",13,"Hoppecke OSP.HC",209," 5 OSP.HC 175","Alcad - Vantex L",185,"VTX1 L185","NA","NA","NA","NA","NA","NA","NA","NA","NA","NA","NA","NA",930,1000,"HZB2-1000-1/2",930,1000,"HZY2-1000-1/2"]
[null,null,28," ",{"$nulls":11},186,"Chloride FCP",192,"FCP 13",13,"Hoppecke OSP.HC",209," 5 OSP.HC 175","NA","NA","NA","NA","NA","NA","NA","NA","NA","NA","NA","NA","NA","NA","NA",935,1000,"HZB2-1000-1/2",935,1000,"HZY2-1000-1/2"]
[{"$nulls":15},187,"Chloride FCP",192,"FCP 13",13,"Hoppecke OSP.HC",209," 5 OSP.HC 175","NA","NA","NA","NA","NA","NA","NA","NA","NA","NA","NA","NA","NA","NA","NA",940,1000,"HZB2-1000-1/2",940,1000,"HZY2-1000-1/2"]
[null,"Charger calculation",{"$nulls":13},188,"Chloride FCP",192,"FCP 13",13,"Hoppecke OSP.HC",209," 5 OSP.HC 175","NA","NA","NA","NA","NA","NA","NA","NA","NA","NA","NA","NA","NA","NA","NA",945,1000,"HZB2-1000-1/2",945,1000,"HZY2-1000-1/2"]
[{"$nulls":15},189,"Chloride FCP",192,"FCP 13",13,"Hoppecke OSP.HC",209," 5 OSP.HC 175","NA","NA","NA","NA","NA","NA","NA","NA","NA","NA","NA","NA","NA","NA","NA",950,1000,"HZB2-1000-1/2",950,1000,"HZY2-1000-1/2"]
[{"$nulls":15},190,"Chloride FCP",192,"FCP 13",13,"Hoppecke OSP.HC",209," 5 OSP.HC 175","NA","NA","NA","NA","NA","NA","NA","NA","NA","NA","NA","NA","NA","NA","NA",955,1000,"HZB2-1000-1/2",955,1000,"HZY2-1000-1/2"]
[{"$nulls":15},191,"Chloride FCP",192,"FCP 13",13,"Hoppecke OSP.HC",209," 5 OSP.HC 175","NA","NA","NA","NA","NA","NA","NA","NA","NA","NA","NA","NA","NA","NA","NA",960,1000,"HZB2-1000-1/2",960,1000,"HZY2-1000-1/2"]
[{"$nulls":15},192,"Chloride FCP",192,"FCP 13",13,"Hoppecke OSP.HC",209," 5 OSP.HC 175","NA","NA","NA","NA","NA","NA","NA","NA","NA","NA","NA","NA","NA","NA","NA",965,1000,"HZB2-1000-1/2",965,1000,"HZY2-1000-1/2"]
[{"$nulls":15},193,"Chloride FCP",256,"FCP 17",17,"Hoppecke OSP.HC",209," 5 OSP.HC 175","NA","NA","NA","NA","NA","NA","NA","NA","NA","NA","NA","NA","NA","NA","NA",970,1000,"HZB2-1000-1/2",970,1000,"HZY2-1000-1/2"]
[{"$nulls":15},194,"Chloride FCP",256,"FCP 17",17,"Hoppecke OSP.HC",209," 5 OSP.HC 175","NA","NA","NA","NA","NA","NA","NA","NA","NA","NA","NA","NA","NA","NA","NA",975,1000,"HZB2-1000-1/2",975,1000,"HZY2-1000-1/2"]
[{"$nulls":15},195,"Chloride FCP",256,"FCP 17",17,"Hoppecke OSP.HC",209," 5 OSP.HC 175","NA","NA","NA","NA","NA","NA","NA","NA","NA","NA","NA","NA","NA","NA","NA",980,1000,"HZB2-1000-1/2",980,1000,"HZY2-1000-1/2"]
[{"$nulls":15},196,"Chloride FCP",256,"FCP 17",17,"Hoppecke OSP.HC",209," 5 OSP.HC 175","NA","NA","NA","NA","NA","NA","NA","NA","NA","NA","NA","NA","NA","NA","NA",985,1000,"HZB2-1000-1/2",985,1000,"HZY2-1000-1/2"]
[{"$nulls":15},197,"Chloride FCP",256,"FCP 17",17,"Hoppecke OSP.HC",209," 5 OSP.HC 175","NA","NA","NA","NA","NA","NA","NA","NA","NA","NA","NA","NA","NA","NA","NA",990,1000,"HZB2-1000-1/2",990,1000,"HZY2-1000-1/2"]
[{"$nulls":15},198,"Chloride FCP",256,"FCP 17",17,"Hoppecke OSP.HC",209," 5 OSP.HC 175","NA","NA","NA","NA","NA","NA","NA","NA","NA","NA","NA","NA","NA","NA","NA",995,1000,"HZB2-1000-1/2",995,1000,"HZY2-1000-1/2"]
[null,"Calculation based on IEEE",{"$error":"#N/A"},null,"Traditional - Eskom",{"$nulls":4},{"$error":"#N/A"},{"$nulls":5},199,"Chloride FCP",256,"FCP 17",17,"Hoppecke OSP.HC",209," 5 OSP.HC 175","NA","NA","NA","NA","NA","NA","NA","NA","NA","NA","NA","NA","NA","NA","NA",1000,1000,"HZB2-1000-1/2",1000,1000,"HZY2-1000-1/2"]
[null,null,{"$error":"#N/A"},{"$nulls":6},{"$error":"#N/A"},{"$nulls":5},200,"Chloride FCP",256,"FCP 17",17,"Hoppecke OSP.HC",209," 5 OSP.HC 175","NA","NA","NA","NA","NA","NA","NA","NA","NA","NA","NA","NA","NA","NA","NA",1005,1250,"HZB2-1250",1005,1250,"HZY2-1250"]
[null,"Ilc = DC continnuous load current, including future load growth",{"$error":"#N/A"},"Amp",{"$nulls":4},"Ilc = DC continnuous load current, including future load growth",{"v":1.956,"d":"1.96"},"Amp",{"$nulls":4},201,"Chloride FCP",256,"FCP 17",17,"Hoppecke OSP.HC",209," 5 OSP.HC 175","NA","NA","NA","NA","NA","NA","NA","NA","NA","NA","NA","NA","NA","NA","NA",1010,1250,"HZB2-1250",1010,1250,"HZY2-1250"]
[null,"K = Recharger efficiency constant * : K = (1-ŋ)+1  ",{"$error":"#N/A"},"K",{"$nulls":4},"K = recharge factor = 80% of Rated capacity in 10Hrs",{"v":0.8,"d":"0.80"},"K","ŋ = Output / Input",{"$nulls":3},202,"Chloride FCP",256,"FCP 17",17,"Hoppecke OSP.HC",209," 5 OSP.HC 175","NA","NA","NA","NA","NA","NA","NA","NA","NA","NA","NA","NA","NA","NA","NA",1015,1250,"HZB2-1250",1015,1250,"HZY2-1250"]
[null,"Q = corrected capacity",{"$error":"#N/A"},"Ah",{"$nulls":4},"Crt = rated capacity of battery in Ah"," ","Ah","=>  Input = Output / ŋ",{"$nulls":3},203,"Chloride FCP",256,"FCP 17",17,"Hoppecke OSP.HC",209," 5 OSP.HC 175","NA","NA","NA","NA","NA","NA","NA","NA","NA","NA","NA","NA","NA","NA","NA",1020,1250,"HZB2-1250",1020,1250,"HZY2-1250"]
[null,"T = recharge time 10hrs  (according to DSP 34-1299 par 4.1.4)",{"$error":"#N/A"},"Hrs",{"$nulls":4},"T = recharge period",{"v":10,"d":"10.00"},"Hrs","=> In = Out / 0.9…for ŋ = 90%",{"$nulls":3},204,"Chloride FCP",256,"FCP 17",17,"Hoppecke OSP.HC",209," 5 OSP.HC 175","NA","NA","NA","NA","NA","NA","NA","NA","NA","NA","NA","NA","NA","NA","NA",1025,1250,"HZB2-1250",1025,1250,"HZY2-1250"]
[null,"I2 = Minimum chr current to supply maximum operational load",{"$error":"#N/A"},"Amp",{"$nulls":4},"Ich = Battery charger rated current","NA","Amp","=> Input = 1.1 * Output",{"$nulls":3},205,"Chloride FCP",256,"FCP 17",17,"Hoppecke OSP.HC",209," 5 OSP.HC 175","NA","NA","NA","NA","NA","NA","NA","NA","NA","NA","NA","NA","NA","NA","NA",1030,1250,"HZB2-1250",1030,1250,"HZY2-1250"]
[null,"I1 = minimum charger output required: I1=I2+((K*Q)/T)",{"$error":"#N/A"},"Amp",{"$nulls":4},"Charger size available (Table 6)","NA","Amp","=> K = 1.1….[(1-0.9)+1]",{"$nulls":3},206,"Chloride FCP",256,"FCP 17",17,"Hoppecke OSP.HC",209," 5 OSP.HC 175","NA","NA","NA","NA","NA","NA","NA","NA","NA","NA","NA","NA","NA","NA","NA",1035,1250,"HZB2-1250",1035,1250,"HZY2-1250"]
[null,"Charger size available (Table 6)",{"$error":"#N/A"},"Amp",{"$nulls":4},"Existing charger size",{"v":20,"d":"20.00"},"Amp"," K = (1-ŋ)+1",{"$nulls":3},207,"Chloride FCP",256,"FCP 17",17,"Hoppecke OSP.HC",209," 5 OSP.HC 175","NA","NA","NA","NA","NA","NA","NA","NA","NA","NA","NA","NA","NA","NA","NA",1040,1250,"HZB2-1250",1040,1250,"HZY2-1250"]
[null,"Existing charger size",{"$error":"#N/A"},"Amp",{"$nulls":11},208,"Chloride FCP",256,"FCP 17",17,"Hoppecke OSP.HC",209," 5 OSP.HC 175","NA","NA","NA","NA","NA","NA","NA","NA","NA","NA","NA","NA","NA","NA","NA",1045,1250,"HZB2-1250",1045,1250,"HZY2-1250"]
[{"$nulls":15},209,"Chloride FCP",256,"FCP 17",17,"Hoppecke OSP.HC",209," 5 OSP.HC 175","NA","NA","NA","NA","NA","NA","NA","NA","NA","NA","NA","NA","NA","NA","NA",1050,1250,"HZB2-1250",1050,1250,"HZY2-1250"]
[null,"Specified Battery charger size",null,"Amp",{"$nulls":11},210,"Chloride FCP",256,"FCP 17",17,"Hoppecke OSP.HC",250,"6 OSP.HC 210","NA","NA","NA","NA","NA","NA","NA","NA","NA","NA","NA","NA","NA","NA","NA",1055,1250,"HZB2-1250",1055,1250,"HZY2-1250"]
[{"$nulls":15},211,"Chloride FCP",256,"FCP 17",17,"Hoppecke OSP.HC",250,"6 OSP.HC 210","NA","NA","NA","NA","NA","NA","NA","NA","NA","NA","NA","NA","NA","NA","NA",1060,1250,"HZB2-1250",1060,1250,"HZY2-1250"]
[null,"Available Charger configurations","Sub-rack charger unit",null,"Integrated stand alone Unit",null,"Top Drawer JSDV9 type",null,"Telecomms Integrated",{"$nulls":6},212,"Chloride FCP",256,"FCP 17",17,"Hoppecke OSP.HC",250,"6 OSP.HC 210","NA","NA","NA","NA","NA","NA","NA","NA","NA","NA","NA","NA","NA","NA","NA",1065,1250,"HZB2-1250",1065,1250,"HZY2-1250"]
[null,null," ",null," ",null," ",null," ",{"$nulls":6},213,"Chloride FCP",256,"FCP 17",17,"Hoppecke OSP.HC",250,"6 OSP.HC 210","NA","NA","NA","NA","NA","NA","NA","NA","NA","NA","NA","NA","NA","NA","NA",1070,1250,"HZB2-1250",1070,1250,"HZY2-1250"]
[{"$nulls":15},214,"Chloride FCP",256,"FCP 17",17,"Hoppecke OSP.HC",250,"6 OSP.HC 210","NA","NA","NA","NA","NA","NA","NA","NA","NA","NA","NA","NA","NA","NA","NA",1075,1250,"HZB2-1250",1075,1250,"HZY2-1250"]
[null,null,"Description",{"$nulls":5},"Qty",{"$nulls":6},215,"Chloride FCP",256,"FCP 17",17,"Hoppecke OSP.HC",250,"6 OSP.HC 210","NA","NA","NA","NA","NA","NA","NA","NA","NA","NA","NA","NA","NA","NA","NA",1080,1250,"HZB2-1250",1080,1250,"HZY2-1250"]
[null,"Specified Charger configuration",{"$nulls":8},"Kg / Item","Transport Kg",{"$nulls":3},216,"Chloride FCP",256,"FCP 17",17,"Hoppecke OSP.HC",250,"6 OSP.HC 210","NA","NA","NA","NA","NA","NA","NA","NA","NA","NA","NA","NA","NA","NA","NA",1085,1250,"HZB2-1250",1085,1250,"HZY2-1250"]
[{"$nulls":10}," "," ","Kg",null,null,217,"Chloride FCP",256,"FCP 17",17,"Hoppecke OSP.HC",250,"6 OSP.HC 210","NA","NA","NA","NA","NA","NA","NA","NA","NA","NA","NA","NA","NA","NA","NA",1090,1250,"HZB2-1250",1090,1250,"HZY2-1250"]
[{"$nulls":4},"Description",{"$nulls":3},"Qty",null,"Kg / Item","Transport Kg",{"$nulls":3},218,"Chloride FCP",256,"FCP 17",17,"Hoppecke OSP.HC",250,"6 OSP.HC 210","NA","NA","NA","NA","NA","NA","NA","NA","NA","NA","NA","NA","NA","NA","NA",1095,1250,"HZB2-1250",1095,1250,"HZY2-1250"]
[null,"Spesified additional Charger accessories","Power module",{"$nulls":7}," "," ","Kg",null,null,219,"Chloride FCP",256,"FCP 17",17,"Hoppecke OSP.HC",250,"6 OSP.HC 210","NA","NA","NA","NA","NA","NA","NA","NA","NA","NA","NA","NA","NA","NA","NA",1100,1250,"HZB2-1250",1100,1250,"HZY2-1250"]
[null,null,"DISTRIBUTION MODULES",{"$nulls":7}," "," ","Kg",null,null,220,"Chloride FCP",256,"FCP 17",17,"Hoppecke OSP.HC",250,"6 OSP.HC 210","NA","NA","NA","NA","NA","NA","NA","NA","NA","NA","NA","NA","NA","NA","NA",1105,1250,"HZB2-1250",1105,1250,"HZY2-1250"]
[null,null,"INTERFACE MODULES",{"$nulls":7}," "," ","Kg",null,null,221,"Chloride FCP",256,"FCP 17",17,"Hoppecke OSP.HC",250,"6 OSP.HC 210","NA","NA","NA","NA","NA","NA","NA","NA","NA","NA","NA","NA","NA","NA","NA",1110,1250,"HZB2-1250",1110,1250,"HZY2-1250"]
[null,null,"LOAD VOLTAGE REGULATION MODULES",{"$nulls":7}," "," ","Kg",null,null,222,"Chloride FCP",256,"FCP 17",17,"Hoppecke OSP.HC",250,"6 OSP.HC 210","NA","NA","NA","NA","NA","NA","NA","NA","NA","NA","NA","NA","NA","NA","NA",1115,1250,"HZB2-1250",1115,1250,"HZY2-1250"]
[null,null,"LOAD DISCONNECT MODULES",{"$nulls":7}," "," ","Kg",null,null,223,"Chloride FCP",256,"FCP 17",17,"Hoppecke OSP.HC",250,"6 OSP.HC 210","NA","NA","NA","NA","NA","NA","NA","NA","NA","NA","NA","NA","NA","NA","NA",1120,1250,"HZB2-1250",1120,1250,"HZY2-1250"]
[null,null,"SPARES & ACCESSORIES","Controller ",{"$nulls":6}," "," ","Kg",null,null,224,"Chloride FCP",256,"FCP 17",17,"Hoppecke OSP.HC",250,"6 OSP.HC 210","NA","NA","NA","NA","NA","NA","NA","NA","NA","NA","NA","NA","NA","NA","NA",1125,1250,"HZB2-1250",1125,1250,"HZY2-1250"]
[{"$nulls":3},"Modems / SMS monitor ",{"$nulls":6}," "," ","Kg",null,null,225,"Chloride FCP",256,"FCP 17",17,"Hoppecke OSP.HC",250,"6 OSP.HC 210","NA","NA","NA","NA","NA","NA","NA","NA","NA","NA","NA","NA","NA","NA","NA",1130,1250,"HZB2-1250",1130,1250,"HZY2-1250"]
[{"$nulls":3},"Relay extender card ",{"$nulls":6}," "," ","Kg",null,null,226,"Chloride FCP",256,"FCP 17",17,"Hoppecke OSP.HC",250,"6 OSP.HC 210","NA","NA","NA","NA","NA","NA","NA","NA","NA","NA","NA","NA","NA","NA","NA",1135,1250,"HZB2-1250",1135,1250,"HZY2-1250"]
[{"$nulls":3},"Sub-rack ",{"$nulls":6}," "," ","Kg",null,null,227,"Chloride FCP",256,"FCP 17",17,"Hoppecke OSP.HC",250,"6 OSP.HC 210","NA","NA","NA","NA","NA","NA","NA","NA","NA","NA","NA","NA","NA","NA","NA",1140,1250,"HZB2-1250",1140,1250,"HZY2-1250"]
[{"$nulls":3},"Expansion-rack ",{"$nulls":6}," "," ","Kg",null,null,228,"Chloride FCP",256,"FCP 17",17,"Hoppecke OSP.HC",250,"6 OSP.HC 210","NA","NA","NA","NA","NA","NA","NA","NA","NA","NA","NA","NA","NA","NA","NA",1145,1250,"HZB2-1250",1145,1250,"HZY2-1250"]
[{"$nulls":3},"Surge protection ",{"$nulls":6}," "," ","Kg",null,null,229,"Chloride FCP",256,"FCP 17",17,"Hoppecke OSP.HC",250,"6 OSP.HC 210","NA","NA","NA","NA","NA","NA","NA","NA","NA","NA","NA","NA","NA","NA","NA",1150,1250,"HZB2-1250",1150,1250,"HZY2-1250"]
[{"$nulls":3},"Temp sensor ",{"$nulls":6}," "," ","Kg",null,null,230,"Chloride FCP",256,"FCP 17",17,"Hoppecke OSP.HC",250,"6 OSP.HC 210","NA","NA","NA","NA","NA","NA","NA","NA","NA","NA","NA","NA","NA","NA","NA",1155,1250,"HZB2-1250",1155,1250,"HZY2-1250"]
[{"$nulls":3},"Panels ",{"$nulls":6}," "," ","Kg",null,null,231,"Chloride FCP",256,"FCP 17",17,"Hoppecke OSP.HC",250,"6 OSP.HC 210","NA","NA","NA","NA","NA","NA","NA","NA","NA","NA","NA","NA","NA","NA","NA",1160,1250,"HZB2-1250",1160,1250,"HZY2-1250"]
[{"$nulls":9},"Total Transport Weight",0,"Kg",{"$nulls":3},232,"Chloride FCP",256,"FCP 17",17,"Hoppecke OSP.HC",250,"6 OSP.HC 210","NA","NA","NA","NA","NA","NA","NA","NA","NA","NA","NA","NA","NA","NA","NA",1165,1250,"HZB2-1250",1165,1250,"HZY2-1250"]
[null,"Transport (Delivery to site / stores):",null,"Transport & Off-loading",null,null,"Km (one way)",{"$nulls":8},233,"Chloride FCP",256,"FCP 17",17,"Hoppecke OSP.HC",250,"6 OSP.HC 210","NA","NA","NA","NA","NA","NA","NA","NA","NA","NA","NA","NA","NA","NA","NA",1170,1250,"HZB2-1250",1170,1250,"HZY2-1250"]
[{"$nulls":15},234,"Chloride FCP",256,"FCP 17",17,"Hoppecke OSP.HC",250,"6 OSP.HC 210","NA","NA","NA","NA","NA","NA","NA","NA","NA","NA","NA","NA","NA","NA","NA",1175,1250,"HZB2-1250",1175,1250,"HZY2-1250"]
[{"$nulls":15},235,"Chloride FCP",256,"FCP 17",17,"Hoppecke OSP.HC",250,"6 OSP.HC 210","NA","NA","NA","NA","NA","NA","NA","NA","NA","NA","NA","NA","NA","NA","NA",1180,1250,"HZB2-1250",1180,1250,"HZY2-1250"]
[null,"Supplier Charger Installation / Commissioning:",null,"Labour",{"$nulls":11},236,"Chloride FCP",256,"FCP 17",17,"Hoppecke OSP.HC",250,"6 OSP.HC 210","NA","NA","NA","NA","NA","NA","NA","NA","NA","NA","NA","NA","NA","NA","NA",1185,1250,"HZB2-1250",1185,1250,"HZY2-1250"]
[{"$nulls":9},"Transmission applications only",{"$nulls":5},237,"Chloride FCP",256,"FCP 17",17,"Hoppecke OSP.HC",250,"6 OSP.HC 210","NA","NA","NA","NA","NA","NA","NA","NA","NA","NA","NA","NA","NA","NA","NA",1190,1250,"HZB2-1250",1190,1250,"HZY2-1250"]
[{"$nulls":3},"Travel (Round Trip)",null,"Km (Round trip) ",{"$nulls":3},"Single Battery Charger with Single DC Board",null,"Yes / No ",{"$nulls":3},238,"Chloride FCP",256,"FCP 17",17,"Hoppecke OSP.HC",250,"6 OSP.HC 210","NA","NA","NA","NA","NA","NA","NA","NA","NA","NA","NA","NA","NA","NA","NA",1195,1250,"HZB2-1250",1195,1250,"HZY2-1250"]
[{"$nulls":3},"Accommodation",null,"Yes / No",{"$nulls":3},"Dual Battery Charger with Single DC Board",null,"Yes / No ",{"$nulls":3},239,"Chloride FCP",256,"FCP 17",17,"Hoppecke OSP.HC",250,"6 OSP.HC 210","NA","NA","NA","NA","NA","NA","NA","NA","NA","NA","NA","NA","NA","NA","NA",1200,1250,"HZB2-1250",1200,1250,"HZY2-1250"]
[{"$nulls":3},"Number of systems",{"$nulls":5},"Dual Battery Charger with Dual DC Board",null,"Yes / No ",{"$nulls":3},240,"Chloride FCP",256,"FCP 17",17,"Hoppecke OSP.HC",250,"6 OSP.HC 210","NA","NA","NA","NA","NA","NA","NA","NA","NA","NA","NA","NA","NA","NA","NA",1205,1250,"HZB2-1250",1205,1250,"HZY2-1250"]
[{"$nulls":15},241,"Chloride FCP",256,"FCP 17",17,"Hoppecke OSP.HC",250,"6 OSP.HC 210","NA","NA","NA","NA","NA","NA","NA","NA","NA","NA","NA","NA","NA","NA","NA",1210,1250,"HZB2-1250",1210,1250,"HZY2-1250"]
[null,"EDFS Charger Labour Costs:",null,"Scope",null,null,"Number of systems",null,"Distance (Return)",{"$nulls":6},242,"Chloride FCP",256,"FCP 17",17,"Hoppecke OSP.HC",250,"6 OSP.HC 210","NA","NA","NA","NA","NA","NA","NA","NA","NA","NA","NA","NA","NA","NA","NA",1215,1250,"HZB2-1250",1215,1250,"HZY2-1250"]
[null,null,1,{"$nulls":6},"Km",{"$nulls":5},243,"Chloride FCP",256,"FCP 17",17,"Hoppecke OSP.HC",250,"6 OSP.HC 210","NA","NA","NA","NA","NA","NA","NA","NA","NA","NA","NA","NA","NA","NA","NA",1220,1250,"HZB2-1250",1220,1250,"HZY2-1250"]
[null,null,2,{"$nulls":6},"Km",{"$nulls":5},244,"Chloride FCP",256,"FCP 17",17,"Hoppecke OSP.HC",250,"6 OSP.HC 210","NA","NA","NA","NA","NA","NA","NA","NA","NA","NA","NA","NA","NA","NA","NA",1225,1250,"HZB2-1250",1225,1250,"HZY2-1250"]
[null,null,3,{"$nulls":6},"Km",{"$nulls":5},245,"Chloride FCP",256,"FCP 17",17,"Hoppecke OSP.HC",250,"6 OSP.HC 210","NA","NA","NA","NA","NA","NA","NA","NA","NA","NA","NA","NA","NA","NA","NA",1230,1250,"HZB2-1250",1230,1250,"HZY2-1250"]
[{"$nulls":15},246,"Chloride FCP",256,"FCP 17",17,"Hoppecke OSP.HC",250,"6 OSP.HC 210","NA","NA","NA","NA","NA","NA","NA","NA","NA","NA","NA","NA","NA","NA","NA",1235,1250,"HZB2-1250",1235,1250,"HZY2-1250"]
[{"$nulls":15},247,"Chloride FCP",256,"FCP 17",17,"Hoppecke OSP.HC",250,"6 OSP.HC 210","NA","NA","NA","NA","NA","NA","NA","NA","NA","NA","NA","NA","NA","NA","NA",1240,1250,"HZB2-1250",1240,1250,"HZY2-1250"]
[null,"System Performance Indicators",{"$nulls":13},248,"Chloride FCP",256,"FCP 17",17,"Hoppecke OSP.HC",250,"6 OSP.HC 210","NA","NA","NA","NA","NA","NA","NA","NA","NA","NA","NA","NA","NA","NA","NA",1245,1250,"HZB2-1250",1245,1250,"HZY2-1250"]
[{"$nulls":15},249,"Chloride FCP",256,"FCP 17",17,"Hoppecke OSP.HC",250,"6 OSP.HC 210","NA","NA","NA","NA","NA","NA","NA","NA","NA","NA","NA","NA","NA","NA","NA",1250,1250,"HZB2-1250",1250,1250,"HZY2-1250"]
[null,"Worst case momentary load",{"v":1.956,"d":"1.96"},"Amp","= Continious load + Emergency Lights + Spring rewind",{"$nulls":10},250,"Chloride FCP",256,"FCP 17",17,"Hoppecke OSP.HC",334,"  8 OSP.HC 280","NA","NA","NA","NA","NA","NA","NA","NA","NA","NA","NA","NA","NA","NA","NA",1255,1500,"HZB2-1500",1255,1500,"HZY2-1500"]
[null,"Average substation emergency load",{"v":2.282388888888889,"d":"2.28"},"Amp","= Continuous load + Non continuous Load, referenced to total standby period",{"$nulls":10},251,"Chloride FCP",256,"FCP 17",17,"Hoppecke OSP.HC",334,"  8 OSP.HC 280","NA","NA","NA","NA","NA","NA","NA","NA","NA","NA","NA","NA","NA","NA","NA",1260,1500,"HZB2-1500",1260,1500,"HZY2-1500"]
[null,"Total battery charging current available",{"v":-1.956,"d":"-1.96"},"Amp","= Available chargercurrent - Worst case momentary load current",{"$nulls":10},252,"Chloride FCP",256,"FCP 17",17,"Hoppecke OSP.HC",334,"  8 OSP.HC 280","NA","NA","NA","NA","NA","NA","NA","NA","NA","NA","NA","NA","NA","NA","NA",1265,1500,"HZB2-1500",1265,1500,"HZY2-1500"]
[null,"Confirmed recovery time",{"v":0,"d":"0.00"},"Hours","< 10Hrs to Cc according to DSP 34-1299 par 4.1.4 (Specification for minimum reliabillty...)",{"$nulls":10},253,"Chloride FCP",256,"FCP 17",17,"Hoppecke OSP.HC",334,"  8 OSP.HC 280","NA","NA","NA","NA","NA","NA","NA","NA","NA","NA","NA","NA","NA","NA","NA",1270,1500,"HZB2-1500",1270,1500,"HZY2-1500"]
[null,"Confirmed battery stand-by time",{"v":0,"d":"0.00"},"Hours","> Substation Stand-by time required",{"$nulls":10},254,"Chloride FCP",256,"FCP 17",17,"Hoppecke OSP.HC",334,"  8 OSP.HC 280","NA","NA","NA","NA","NA","NA","NA","NA","NA","NA","NA","NA","NA","NA","NA",1275,1500,"HZB2-1500",1275,1500,"HZY2-1500"]
[null,"Effective charging rate",{"v":0,"d":"0.00"},"C/? RATE","> 0 = Charging Batt,  < 0 = Discharging Batt",{"$nulls":10},255,"Chloride FCP",256,"FCP 17",17,"Hoppecke OSP.HC",334,"  8 OSP.HC 280","NA","NA","NA","NA","NA","NA","NA","NA","NA","NA","NA","NA","NA","NA","NA",1280,1500,"HZB2-1500",1280,1500,"HZY2-1500"]
[null,"System, spare battery capacity",{"v":0,"d":"0.00"},"Ah","= Specified Battery Ah - Corrected capacity",{"$nulls":10},256,"Chloride FCP",256,"FCP 17",17,"Hoppecke OSP.HC",334,"  8 OSP.HC 280","NA","NA","NA","NA","NA","NA","NA","NA","NA","NA","NA","NA","NA","NA","NA",1285,1500,"HZB2-1500",1285,1500,"HZY2-1500"]
[{"$nulls":15},257,"Chloride FCP",320,"FCP 21",21,"Hoppecke OSP.HC",334,"  8 OSP.HC 280","NA","NA","NA","NA","NA","NA","NA","NA","NA","NA","NA","NA","NA","NA","NA",1290,1500,"HZB2-1500",1290,1500,"HZY2-1500"]
[{"$nulls":15},258,"Chloride FCP",320,"FCP 21",21,"Hoppecke OSP.HC",334,"  8 OSP.HC 280","NA","NA","NA","NA","NA","NA","NA","NA","NA","NA","NA","NA","NA","NA","NA",1295,1500,"HZB2-1500",1295,1500,"HZY2-1500"]
[{"$nulls":15},259,"Chloride FCP",320,"FCP 21",21,"Hoppecke OSP.HC",334,"  8 OSP.HC 280","NA","NA","NA","NA","NA","NA","NA","NA","NA","NA","NA","NA","NA","NA","NA",1300,1500,"HZB2-1500",1300,1500,"HZY2-1500"]
[{"$nulls":15},260,"Chloride FCP",320,"FCP 21",21,"Hoppecke OSP.HC",334,"  8 OSP.HC 280","NA","NA","NA","NA","NA","NA","NA","NA","NA","NA","NA","NA","NA","NA","NA",1305,1500,"HZB2-1500",1305,1500,"HZY2-1500"]
[{"$nulls":15},261,"Chloride FCP",320,"FCP 21",21,"Hoppecke OSP.HC",334,"  8 OSP.HC 280","NA","NA","NA","NA","NA","NA","NA","NA","NA","NA","NA","NA","NA","NA","NA",1310,1500,"HZB2-1500",1310,1500,"HZY2-1500"]
[{"$nulls":15},262,"Chloride FCP",320,"FCP 21",21,"Hoppecke OSP.HC",334,"  8 OSP.HC 280","NA","NA","NA","NA","NA","NA","NA","NA","NA","NA","NA","NA","NA","NA","NA",1315,1500,"HZB2-1500",1315,1500,"HZY2-1500"]
[{"$nulls":15},263,"Chloride FCP",320,"FCP 21",21,"Hoppecke OSP.HC",334,"  8 OSP.HC 280","NA","NA","NA","NA","NA","NA","NA","NA","NA","NA","NA","NA","NA","NA","NA",1320,1500,"HZB2-1500",1320,1500,"HZY2-1500"]
[{"$nulls":15},264,"Chloride FCP",320,"FCP 21",21,"Hoppecke OSP.HC",334,"  8 OSP.HC 280","NA","NA","NA","NA","NA","NA","NA","NA","NA","NA","NA","NA","NA","NA","NA",1325,1500,"HZB2-1500",1325,1500,"HZY2-1500"]
[{"$nulls":15},265,"Chloride FCP",320,"FCP 21",21,"Hoppecke OSP.HC",334,"  8 OSP.HC 280","NA","NA","NA","NA","NA","NA","NA","NA","NA","NA","NA","NA","NA","NA","NA",1330,1500,"HZB2-1500",1330,1500,"HZY2-1500"]
[{"$nulls":15},266,"Chloride FCP",320,"FCP 21",21,"Hoppecke OSP.HC",334,"  8 OSP.HC 280","NA","NA","NA","NA","NA","NA","NA","NA","NA","NA","NA","NA","NA","NA","NA",1335,1500,"HZB2-1500",1335,1500,"HZY2-1500"]
[{"$nulls":15},267,"Chloride FCP",320,"FCP 21",21,"Hoppecke OSP.HC",334,"  8 OSP.HC 280","NA","NA","NA","NA","NA","NA","NA","NA","NA","NA","NA","NA","NA","NA","NA",1340,1500,"HZB2-1500",1340,1500,"HZY2-1500"]
[{"$nulls":15},268,"Chloride FCP",320,"FCP 21",21,"Hoppecke OSP.HC",334,"  8 OSP.HC 280","NA","NA","NA","NA","NA","NA","NA","NA","NA","NA","NA","NA","NA","NA","NA",1345,1500,"HZB2-1500",1345,1500,"HZY2-1500"]
[{"$nulls":15},269,"Chloride FCP",320,"FCP 21",21,"Hoppecke OSP.HC",334,"  8 OSP.HC 280","NA","NA","NA","NA","NA","NA","NA","NA","NA","NA","NA","NA","NA","NA","NA",1350,1500,"HZB2-1500",1350,1500,"HZY2-1500"]
[{"$nulls":15},270,"Chloride FCP",320,"FCP 21",21,"Hoppecke OSP.HC",334,"  8 OSP.HC 280","NA","NA","NA","NA","NA","NA","NA","NA","NA","NA","NA","NA","NA","NA","NA",1355,1500,"HZB2-1500",1355,1500,"HZY2-1500"]
[{"$nulls":15},271,"Chloride FCP",320,"FCP 21",21,"Hoppecke OSP.HC",334,"  8 OSP.HC 280","NA","NA","NA","NA","NA","NA","NA","NA","NA","NA","NA","NA","NA","NA","NA",1360,1500,"HZB2-1500",1360,1500,"HZY2-1500"]
[{"$nulls":15},272,"Chloride FCP",320,"FCP 21",21,"Hoppecke OSP.HC",334,"  8 OSP.HC 280","NA","NA","NA","NA","NA","NA","NA","NA","NA","NA","NA","NA","NA","NA","NA",1365,1500,"HZB2-1500",1365,1500,"HZY2-1500"]
[{"$nulls":15},273,"Chloride FCP",320,"FCP 21",21,"Hoppecke OSP.HC",334,"  8 OSP.HC 280","NA","NA","NA","NA","NA","NA","NA","NA","NA","NA","NA","NA","NA","NA","NA",1370,1500,"HZB2-1500",1370,1500,"HZY2-1500"]
[{"$nulls":15},274,"Chloride FCP",320,"FCP 21",21,"Hoppecke OSP.HC",334,"  8 OSP.HC 280","NA","NA","NA","NA","NA","NA","NA","NA","NA","NA","NA","NA","NA","NA","NA",1375,1500,"HZB2-1500",1375,1500,"HZY2-1500"]
[{"$nulls":15},275,"Chloride FCP",320,"FCP 21",21,"Hoppecke OSP.HC",334,"  8 OSP.HC 280","NA","NA","NA","NA","NA","NA","NA","NA","NA","NA","NA","NA","NA","NA","NA",1380,1500,"HZB2-1500",1380,1500,"HZY2-1500"]
[{"$nulls":15},276,"Chloride FCP",320,"FCP 21",21,"Hoppecke OSP.HC",334,"  8 OSP.HC 280","NA","NA","NA","NA","NA","NA","NA","NA","NA","NA","NA","NA","NA","NA","NA",1385,1500,"HZB2-1500",1385,1500,"HZY2-1500"]
[{"$nulls":15},277,"Chloride FCP",320,"FCP 21",21,"Hoppecke OSP.HC",334,"  8 OSP.HC 280","NA","NA","NA","NA","NA","NA","NA","NA","NA","NA","NA","NA","NA","NA","NA",1390,1500,"HZB2-1500",1390,1500,"HZY2-1500"]
[{"$nulls":15},278,"Chloride FCP",320,"FCP 21",21,"Hoppecke OSP.HC",334,"  8 OSP.HC 280","NA","NA","NA","NA","NA","NA","NA","NA","NA","NA","NA","NA","NA","NA","NA",1395,1500,"HZB2-1500",1395,1500,"HZY2-1500"]
[{"$nulls":15},279,"Chloride FCP",320,"FCP 21",21,"Hoppecke OSP.HC",334,"  8 OSP.HC 280","NA","NA","NA","NA","NA","NA","NA","NA","NA","NA","NA","NA","NA","NA","NA",1400,1500,"HZB2-1500",1400,1500,"HZY2-1500"]
[{"$nulls":15},280,"Chloride FCP",320,"FCP 21",21,"Hoppecke OSP.HC",334,"  8 OSP.HC 280","NA","NA","NA","NA","NA","NA","NA","NA","NA","NA","NA","NA","NA","NA","NA",1405,1500,"HZB2-1500",1405,1500,"HZY2-1500"]
[{"$nulls":15},281,"Chloride FCP",320,"FCP 21",21,"Hoppecke OSP.HC",334,"  8 OSP.HC 280","NA","NA","NA","NA","NA","NA","NA","NA","NA","NA","NA","NA","NA","NA","NA",1410,1500,"HZB2-1500",1410,1500,"HZY2-1500"]
[{"$nulls":15},282,"Chloride FCP",320,"FCP 21",21,"Hoppecke OSP.HC",334,"  8 OSP.HC 280","NA","NA","NA","NA","NA","NA","NA","NA","NA","NA","NA","NA","NA","NA","NA",1415,1500,"HZB2-1500",1415,1500,"HZY2-1500"]
[{"$nulls":15},283,"Chloride FCP",320,"FCP 21",21,"Hoppecke OSP.HC",334,"  8 OSP.HC 280","NA","NA","NA","NA","NA","NA","NA","NA","NA","NA","NA","NA","NA","NA","NA",1420,1500,"HZB2-1500",1420,1500,"HZY2-1500"]
[{"$nulls":15},284,"Chloride FCP",320,"FCP 21",21,"Hoppecke OSP.HC",334,"  8 OSP.HC 280","NA","NA","NA","NA","NA","NA","NA","NA","NA","NA","NA","NA","NA","NA","NA",1425,1500,"HZB2-1500",1425,1500,"HZY2-1500"]
[{"$nulls":15},285,"Chloride FCP",320,"FCP 21",21,"Hoppecke OSP.HC",334,"  8 OSP.HC 280","NA","NA","NA","NA","NA","NA","NA","NA","NA","NA","NA","NA","NA","NA","NA",1430,1500,"HZB2-1500",1430,1500,"HZY2-1500"]
[{"$nulls":15},286,"Chloride FCP",320,"FCP 21",21,"Hoppecke OSP.HC",334,"  8 OSP.HC 280","NA","NA","NA","NA","NA","NA","NA","NA","NA","NA","NA","NA","NA","NA","NA",1435,1500,"HZB2-1500",1435,1500,"HZY2-1500"]
[{"$nulls":15},287,"Chloride FCP",320,"FCP 21",21,"Hoppecke OSP.HC",334,"  8 OSP.HC 280","NA","NA","NA","NA","NA","NA","NA","NA","NA","NA","NA","NA","NA","NA","NA",1440,1500,"HZB2-1500",1440,1500,"HZY2-1500"]
[{"$nulls":15},288,"Chloride FCP",320,"FCP 21",21,"Hoppecke OSP.HC",334,"  8 OSP.HC 280","NA","NA","NA","NA","NA","NA","NA","NA","NA","NA","NA","NA","NA","NA","NA",1445,1500,"HZB2-1500",1445,1500,"HZY2-1500"]
[{"$nulls":15},289,"Chloride FCP",320,"FCP 21",21,"Hoppecke OSP.HC",334,"  8 OSP.HC 280","NA","NA","NA","NA","NA","NA","NA","NA","NA","NA","NA","NA","NA","NA","NA",1450,1500,"HZB2-1500",1450,1500,"HZY2-1500"]
[{"$nulls":15},290,"Chloride FCP",320,"FCP 21",21,"Hoppecke OSP.HC",334,"  8 OSP.HC 280","NA","NA","NA","NA","NA","NA","NA","NA","NA","NA","NA","NA","NA","NA","NA",1455,1500,"HZB2-1500",1455,1500,"HZY2-1500"]
[{"$nulls":15},291,"Chloride FCP",320,"FCP 21",21,"Hoppecke OSP.HC",334,"  8 OSP.HC 280","NA","NA","NA","NA","NA","NA","NA","NA","NA","NA","NA","NA","NA","NA","NA",1460,1500,"HZB2-1500",1460,1500,"HZY2-1500"]
[{"$nulls":15},292,"Chloride FCP",320,"FCP 21",21,"Hoppecke OSP.HC",334,"  8 OSP.HC 280","NA","NA","NA","NA","NA","NA","NA","NA","NA","NA","NA","NA","NA","NA","NA",1465,1500,"HZB2-1500",1465,1500,"HZY2-1500"]
[{"$nulls":15},293,"Chloride FCP",320,"FCP 21",21,"Hoppecke OSP.HC",334,"  8 OSP.HC 280","NA","NA","NA","NA","NA","NA","NA","NA","NA","NA","NA","NA","NA","NA","NA",1470,1500,"HZB2-1500",1470,1500,"HZY2-1500"]
[{"$nulls":15},294,"Chloride FCP",320,"FCP 21",21,"Hoppecke OSP.HC",334,"  8 OSP.HC 280","NA","NA","NA","NA","NA","NA","NA","NA","NA","NA","NA","NA","NA","NA","NA",1475,1500,"HZB2-1500",1475,1500,"HZY2-1500"]
[{"$nulls":15},295,"Chloride FCP",320,"FCP 21",21,"Hoppecke OSP.HC",334,"  8 OSP.HC 280","NA","NA","NA","NA","NA","NA","NA","NA","NA","NA","NA","NA","NA","NA","NA",1480,1500,"HZB2-1500",1480,1500,"HZY2-1500"]
[{"$nulls":15},296,"Chloride FCP",320,"FCP 21",21,"Hoppecke OSP.HC",334,"  8 OSP.HC 280","NA","NA","NA","NA","NA","NA","NA","NA","NA","NA","NA","NA","NA","NA","NA",1485,1500,"HZB2-1500",1485,1500,"HZY2-1500"]
[{"$nulls":15},297,"Chloride FCP",320,"FCP 21",21,"Hoppecke OSP.HC",334,"  8 OSP.HC 280","NA","NA","NA","NA","NA","NA","NA","NA","NA","NA","NA","NA","NA","NA","NA",1490,1500,"HZB2-1500",1490,1500,"HZY2-1500"]
[{"$nulls":15},298,"Chloride FCP",320,"FCP 21",21,"Hoppecke OSP.HC",334,"  8 OSP.HC 280","NA","NA","NA","NA","NA","NA","NA","NA","NA","NA","NA","NA","NA","NA","NA",1495,1500,"HZB2-1500",1495,1500,"HZY2-1500"]
[{"$nulls":15},299,"Chloride FCP",320,"FCP 21",21,"Hoppecke OSP.HC",334,"  8 OSP.HC 280","NA","NA","NA","NA","NA","NA","NA","NA","NA","NA","NA","NA","NA","NA","NA",1500,1500,"HZB2-1500",1500,1500,"HZY2-1500"]
[{"$nulls":15},300,"Chloride FCP",320,"FCP 21",21,"Hoppecke OSP.HC",334,"  8 OSP.HC 280","NA","NA","NA","NA","NA","NA","NA","NA","NA","NA","NA","NA","NA","NA","NA",1505,1875,"HZB2-1875",1505,1875,"HZY2-1875"]
[{"$nulls":15},301,"Chloride FCP",320,"FCP 21",21,"Hoppecke OSP.HC",334,"  8 OSP.HC 280","NA","NA","NA","NA","NA","NA","NA","NA","NA","NA","NA","NA","NA","NA","NA",1510,1875,"HZB2-1875",1510,1875,"HZY2-1875"]
[{"$nulls":15},302,"Chloride FCP",320,"FCP 21",21,"Hoppecke OSP.HC",334,"  8 OSP.HC 280","NA","NA","NA","NA","NA","NA","NA","NA","NA","NA","NA","NA","NA","NA","NA",1515,1875,"HZB2-1875",1515,1875,"HZY2-1875"]
[{"$nulls":15},303,"Chloride FCP",320,"FCP 21",21,"Hoppecke OSP.HC",334,"  8 OSP.HC 280","NA","NA","NA","NA","NA","NA","NA","NA","NA","NA","NA","NA","NA","NA","NA",1520,1875,"HZB2-1875",1520,1875,"HZY2-1875"]
[{"$nulls":15},304,"Chloride FCP",320,"FCP 21",21,"Hoppecke OSP.HC",334,"  8 OSP.HC 280","NA","NA","NA","NA","NA","NA","NA","NA","NA","NA","NA","NA","NA","NA","NA",1525,1875,"HZB2-1875",1525,1875,"HZY2-1875"]
[{"$nulls":15},305,"Chloride FCP",320,"FCP 21",21,"Hoppecke OSP.HC",334,"  8 OSP.HC 280","NA","NA","NA","NA","NA","NA","NA","NA","NA","NA","NA","NA","NA","NA","NA",1530,1875,"HZB2-1875",1530,1875,"HZY2-1875"]
[{"$nulls":15},306,"Chloride FCP",320,"FCP 21",21,"Hoppecke OSP.HC",334,"  8 OSP.HC 280","NA","NA","NA","NA","NA","NA","NA","NA","NA","NA","NA","NA","NA","NA","NA",1535,1875,"HZB2-1875",1535,1875,"HZY2-1875"]
[{"$nulls":15},307,"Chloride FCP",320,"FCP 21",21,"Hoppecke OSP.HC",334,"  8 OSP.HC 280","NA","NA","NA","NA","NA","NA","NA","NA","NA","NA","NA","NA","NA","NA","NA",1540,1875,"HZB2-1875",1540,1875,"HZY2-1875"]
[{"$nulls":15},308,"Chloride FCP",320,"FCP 21",21,"Hoppecke OSP.HC",334,"  8 OSP.HC 280","NA","NA","NA","NA","NA","NA","NA","NA","NA","NA","NA","NA","NA","NA","NA",1545,1875,"HZB2-1875",1545,1875,"HZY2-1875"]
[{"$nulls":15},309,"Chloride FCP",320,"FCP 21",21,"Hoppecke OSP.HC",334,"  8 OSP.HC 280","NA","NA","NA","NA","NA","NA","NA","NA","NA","NA","NA","NA","NA","NA","NA",1550,1875,"HZB2-1875",1550,1875,"HZY2-1875"]
[{"$nulls":15},310,"Chloride FCP",320,"FCP 21",21,"Hoppecke OSP.HC",334,"  8 OSP.HC 280","NA","NA","NA","NA","NA","NA","NA","NA","NA","NA","NA","NA","NA","NA","NA",1555,1875,"HZB2-1875",1555,1875,"HZY2-1875"]
[{"$nulls":15},311,"Chloride FCP",320,"FCP 21",21,"Hoppecke OSP.HC",334,"  8 OSP.HC 280","NA","NA","NA","NA","NA","NA","NA","NA","NA","NA","NA","NA","NA","NA","NA",1560,1875,"HZB2-1875",1560,1875,"HZY2-1875"]
[{"$nulls":15},312,"Chloride FCP",320,"FCP 21",21,"Hoppecke OSP.HC",334,"  8 OSP.HC 280","NA","NA","NA","NA","NA","NA","NA","NA","NA","NA","NA","NA","NA","NA","NA",1565,1875,"HZB2-1875",1565,1875,"HZY2-1875"]
[{"$nulls":15},313,"Chloride FCP",320,"FCP 21",21,"Hoppecke OSP.HC",334,"  8 OSP.HC 280","NA","NA","NA","NA","NA","NA","NA","NA","NA","NA","NA","NA","NA","NA","NA",1570,1875,"HZB2-1875",1570,1875,"HZY2-1875"]
[{"$nulls":15},314,"Chloride FCP",320,"FCP 21",21,"Hoppecke OSP.HC",334,"  8 OSP.HC 280","NA","NA","NA","NA","NA","NA","NA","NA","NA","NA","NA","NA","NA","NA","NA",1575,1875,"HZB2-1875",1575,1875,"HZY2-1875"]
[{"$nulls":15},315,"Chloride FCP",320,"FCP 21",21,"Hoppecke OSP.HC",334,"  8 OSP.HC 280","NA","NA","NA","NA","NA","NA","NA","NA","NA","NA","NA","NA","NA","NA","NA",1580,1875,"HZB2-1875",1580,1875,"HZY2-1875"]
[{"$nulls":15},316,"Chloride FCP",320,"FCP 21",21,"Hoppecke OSP.HC",334,"  8 OSP.HC 280","NA","NA","NA","NA","NA","NA","NA","NA","NA","NA","NA","NA","NA","NA","NA",1585,1875,"HZB2-1875",1585,1875,"HZY2-1875"]
[{"$nulls":15},317,"Chloride FCP",320,"FCP 21",21,"Hoppecke OSP.HC",334,"  8 OSP.HC 280","NA","NA","NA","NA","NA","NA","NA","NA","NA","NA","NA","NA","NA","NA","NA",1590,1875,"HZB2-1875",1590,1875,"HZY2-1875"]
[{"$nulls":15},318,"Chloride FCP",320,"FCP 21",21,"Hoppecke OSP.HC",334,"  8 OSP.HC 280","NA","NA","NA","NA","NA","NA","NA","NA","NA","NA","NA","NA","NA","NA","NA",1595,1875,"HZB2-1875",1595,1875,"HZY2-1875"]
[{"$nulls":15},319,"Chloride FCP",320,"FCP 21",21,"Hoppecke OSP.HC",334,"  8 OSP.HC 280","NA","NA","NA","NA","NA","NA","NA","NA","NA","NA","NA","NA","NA","NA","NA",1600,1875,"HZB2-1875",1600,1875,"HZY2-1875"]
[{"$nulls":15},320,"Chloride FCP",320,"FCP 21",21,"Hoppecke OSP.HC",334,"  8 OSP.HC 280","NA","NA","NA","NA","NA","NA","NA","NA","NA","NA","NA","NA","NA","NA","NA",1605,1875,"HZB2-1875",1605,1875,"HZY2-1875"]
[{"$nulls":15},321,"Chloride FCP",352,"FCP 23",23,"Hoppecke OSP.HC",334,"  8 OSP.HC 280","NA","NA","NA","NA","NA","NA","NA","NA","NA","NA","NA","NA","NA","NA","NA",1610,1875,"HZB2-1875",1610,1875,"HZY2-1875"]
[{"$nulls":15},322,"Chloride FCP",352,"FCP 23",23,"Hoppecke OSP.HC",334,"  8 OSP.HC 280","NA","NA","NA","NA","NA","NA","NA","NA","NA","NA","NA","NA","NA","NA","NA",1615,1875,"HZB2-1875",1615,1875,"HZY2-1875"]
[{"$nulls":15},323,"Chloride FCP",352,"FCP 23",23,"Hoppecke OSP.HC",334,"  8 OSP.HC 280","NA","NA","NA","NA","NA","NA","NA","NA","NA","NA","NA","NA","NA","NA","NA",1620,1875,"HZB2-1875",1620,1875,"HZY2-1875"]
[{"$nulls":15},324,"Chloride FCP",352,"FCP 23",23,"Hoppecke OSP.HC",334,"  8 OSP.HC 280","NA","NA","NA","NA","NA","NA","NA","NA","NA","NA","NA","NA","NA","NA","NA",1625,1875,"HZB2-1875",1625,1875,"HZY2-1875"]
[{"$nulls":15},325,"Chloride FCP",352,"FCP 23",23,"Hoppecke OSP.HC",334,"  8 OSP.HC 280","NA","NA","NA","NA","NA","NA","NA","NA","NA","NA","NA","NA","NA","NA","NA",1630,1875,"HZB2-1875",1630,1875,"HZY2-1875"]
[{"$nulls":15},326,"Chloride FCP",352,"FCP 23",23,"Hoppecke OSP.HC",334,"  8 OSP.HC 280","NA","NA","NA","NA","NA","NA","NA","NA","NA","NA","NA","NA","NA","NA","NA",1635,1875,"HZB2-1875",1635,1875,"HZY2-1875"]
[{"$nulls":15},327,"Chloride FCP",352,"FCP 23",23,"Hoppecke OSP.HC",334,"  8 OSP.HC 280","NA","NA","NA","NA","NA","NA","NA","NA","NA","NA","NA","NA","NA","NA","NA",1640,1875,"HZB2-1875",1640,1875,"HZY2-1875"]
[{"$nulls":15},328,"Chloride FCP",352,"FCP 23",23,"Hoppecke OSP.HC",334,"  8 OSP.HC 280","NA","NA","NA","NA","NA","NA","NA","NA","NA","NA","NA","NA","NA","NA","NA",1645,1875,"HZB2-1875",1645,1875,"HZY2-1875"]
[{"$nulls":15},329,"Chloride FCP",352,"FCP 23",23,"Hoppecke OSP.HC",334,"  8 OSP.HC 280","NA","NA","NA","NA","NA","NA","NA","NA","NA","NA","NA","NA","NA","NA","NA",1650,1875,"HZB2-1875",1650,1875,"HZY2-1875"]
[{"$nulls":15},330,"Chloride FCP",352,"FCP 23",23,"Hoppecke OSP.HC",334,"  8 OSP.HC 280","NA","NA","NA","NA","NA","NA","NA","NA","NA","NA","NA","NA","NA","NA","NA",1655,1875,"HZB2-1875",1655,1875,"HZY2-1875"]
[{"$nulls":15},331,"Chloride FCP",352,"FCP 23",23,"Hoppecke OSP.HC",334,"  8 OSP.HC 280","NA","NA","NA","NA","NA","NA","NA","NA","NA","NA","NA","NA","NA","NA","NA",1660,1875,"HZB2-1875",1660,1875,"HZY2-1875"]
[{"$nulls":15},332,"Chloride FCP",352,"FCP 23",23,"Hoppecke OSP.HC",334,"  8 OSP.HC 280","NA","NA","NA","NA","NA","NA","NA","NA","NA","NA","NA","NA","NA","NA","NA",1665,1875,"HZB2-1875",1665,1875,"HZY2-1875"]
[{"$nulls":15},333,"Chloride FCP",352,"FCP 23",23,"Hoppecke OSP.HC",334,"  8 OSP.HC 280","NA","NA","NA","NA","NA","NA","NA","NA","NA","NA","NA","NA","NA","NA","NA",1670,1875,"HZB2-1875",1670,1875,"HZY2-1875"]
[{"$nulls":15},334,"Chloride FCP",352,"FCP 23",23,"Hoppecke OSP.HC",334,"  8 OSP.HC 280","NA","NA","NA","NA","NA","NA","NA","NA","NA","NA","NA","NA","NA","NA","NA",1675,1875,"HZB2-1875",1675,1875,"HZY2-1875"]
[{"$nulls":15},335,"Chloride FCP",352,"FCP 23",23,"Hoppecke OSP.HC",361," 9 OSP.HC 315","NA","NA","NA","NA","NA","NA","NA","NA","NA","NA","NA","NA","NA","NA","NA",1680,1875,"HZB2-1875",1680,1875,"HZY2-1875"]
[{"$nulls":15},336,"Chloride FCP",352,"FCP 23",23,"Hoppecke OSP.HC",361," 9 OSP.HC 315","NA","NA","NA","NA","NA","NA","NA","NA","NA","NA","NA","NA","NA","NA","NA",1685,1875,"HZB2-1875",1685,1875,"HZY2-1875"]
[{"$nulls":15},337,"Chloride FCP",352,"FCP 23",23,"Hoppecke OSP.HC",361," 9 OSP.HC 315","NA","NA","NA","NA","NA","NA","NA","NA","NA","NA","NA","NA","NA","NA","NA",1690,1875,"HZB2-1875",1690,1875,"HZY2-1875"]
[{"$nulls":15},338,"Chloride FCP",352,"FCP 23",23,"Hoppecke OSP.HC",361," 9 OSP.HC 315","NA","NA","NA","NA","NA","NA","NA","NA","NA","NA","NA","NA","NA","NA","NA",1695,1875,"HZB2-1875",1695,1875,"HZY2-1875"]
[{"$nulls":15},339,"Chloride FCP",352,"FCP 23",23,"Hoppecke OSP.HC",361," 9 OSP.HC 315","NA","NA","NA","NA","NA","NA","NA","NA","NA","NA","NA","NA","NA","NA","NA",1700,1875,"HZB2-1875",1700,1875,"HZY2-1875"]
[{"$nulls":15},340,"Chloride FCP",352,"FCP 23",23,"Hoppecke OSP.HC",361," 9 OSP.HC 315","NA","NA","NA","NA","NA","NA","NA","NA","NA","NA","NA","NA","NA","NA","NA",1705,1875,"HZB2-1875",1705,1875,"HZY2-1875"]
[{"$nulls":15},341,"Chloride FCP",352,"FCP 23",23,"Hoppecke OSP.HC",361," 9 OSP.HC 315","NA","NA","NA","NA","NA","NA","NA","NA","NA","NA","NA","NA","NA","NA","NA",1710,1875,"HZB2-1875",1710,1875,"HZY2-1875"]
[{"$nulls":15},342,"Chloride FCP",352,"FCP 23",23,"Hoppecke OSP.HC",361," 9 OSP.HC 315","NA","NA","NA","NA","NA","NA","NA","NA","NA","NA","NA","NA","NA","NA","NA",1715,1875,"HZB2-1875",1715,1875,"HZY2-1875"]
[{"$nulls":15},343,"Chloride FCP",352,"FCP 23",23,"Hoppecke OSP.HC",361," 9 OSP.HC 315","NA","NA","NA","NA","NA","NA","NA","NA","NA","NA","NA","NA","NA","NA","NA",1720,1875,"HZB2-1875",1720,1875,"HZY2-1875"]
[{"$nulls":15},344,"Chloride FCP",352,"FCP 23",23,"Hoppecke OSP.HC",361," 9 OSP.HC 315","NA","NA","NA","NA","NA","NA","NA","NA","NA","NA","NA","NA","NA","NA","NA",1725,1875,"HZB2-1875",1725,1875,"HZY2-1875"]
[{"$nulls":15},345,"Chloride FCP",352,"FCP 23",23,"Hoppecke OSP.HC",361," 9 OSP.HC 315","NA","NA","NA","NA","NA","NA","NA","NA","NA","NA","NA","NA","NA","NA","NA",1730,1875,"HZB2-1875",1730,1875,"HZY2-1875"]
[{"$nulls":15},346,"Chloride FCP",352,"FCP 23",23,"Hoppecke OSP.HC",361," 9 OSP.HC 315","NA","NA","NA","NA","NA","NA","NA","NA","NA","NA","NA","NA","NA","NA","NA",1735,1875,"HZB2-1875",1735,1875,"HZY2-1875"]
[{"$nulls":15},347,"Chloride FCP",352,"FCP 23",23,"Hoppecke OSP.HC",361," 9 OSP.HC 315","NA","NA","NA","NA","NA","NA","NA","NA","NA","NA","NA","NA","NA","NA","NA",1740,1875,"HZB2-1875",1740,1875,"HZY2-1875"]
[{"$nulls":15},348,"Chloride FCP",352,"FCP 23",23,"Hoppecke OSP.HC",361," 9 OSP.HC 315","NA","NA","NA","NA","NA","NA","NA","NA","NA","NA","NA","NA","NA","NA","NA",1745,1875,"HZB2-1875",1745,1875,"HZY2-1875"]
[{"$nulls":15},349,"Chloride FCP",352,"FCP 23",23,"Hoppecke OSP.HC",361," 9 OSP.HC 315","NA","NA","NA","NA","NA","NA","NA","NA","NA","NA","NA","NA","NA","NA","NA",1750,1875,"HZB2-1875",1750,1875,"HZY2-1875"]
[{"$nulls":15},350,"Chloride FCP",352,"FCP 23",23,"Hoppecke OSP.HC",361," 9 OSP.HC 315","NA","NA","NA","NA","NA","NA","NA","NA","NA","NA","NA","NA","NA","NA","NA",1755,1875,"HZB2-1875",1755,1875,"HZY2-1875"]
[{"$nulls":15},351,"Chloride FCP",352,"FCP 23",23,"Hoppecke OSP.HC",361," 9 OSP.HC 315","NA","NA","NA","NA","NA","NA","NA","NA","NA","NA","NA","NA","NA","NA","NA",1760,1875,"HZB2-1875",1760,1875,"HZY2-1875"]
[{"$nulls":15},352,"Chloride FCP",352,"FCP 23",23,"Hoppecke OSP.HC",361," 9 OSP.HC 315","NA","NA","NA","NA","NA","NA","NA","NA","NA","NA","NA","NA","NA","NA","NA",1765,1875,"HZB2-1875",1765,1875,"HZY2-1875"]
[{"$nulls":15},353,"Chloride FCP",416,"FCP 27",27,"Hoppecke OSP.HC",361," 9 OSP.HC 315","NA","NA","NA","NA","NA","NA","NA","NA","NA","NA","NA","NA","NA","NA","NA",1770,1875,"HZB2-1875",1770,1875,"HZY2-1875"]
[{"$nulls":15},354,"Chloride FCP",416,"FCP 27",27,"Hoppecke OSP.HC",361," 9 OSP.HC 315","NA","NA","NA","NA","NA","NA","NA","NA","NA","NA","NA","NA","NA","NA","NA",1775,1875,"HZB2-1875",1775,1875,"HZY2-1875"]
[{"$nulls":15},355,"Chloride FCP",416,"FCP 27",27,"Hoppecke OSP.HC",361," 9 OSP.HC 315","NA","NA","NA","NA","NA","NA","NA","NA","NA","NA","NA","NA","NA","NA","NA",1780,1875,"HZB2-1875",1780,1875,"HZY2-1875"]
[{"$nulls":15},356,"Chloride FCP",416,"FCP 27",27,"Hoppecke OSP.HC",361," 9 OSP.HC 315","NA","NA","NA","NA","NA","NA","NA","NA","NA","NA","NA","NA","NA","NA","NA",1785,1875,"HZB2-1875",1785,1875,"HZY2-1875"]
[{"$nulls":15},357,"Chloride FCP",416,"FCP 27",27,"Hoppecke OSP.HC",361," 9 OSP.HC 315","NA","NA","NA","NA","NA","NA","NA","NA","NA","NA","NA","NA","NA","NA","NA",1790,1875,"HZB2-1875",1790,1875,"HZY2-1875"]
[{"$nulls":15},358,"Chloride FCP",416,"FCP 27",27,"Hoppecke OSP.HC",361," 9 OSP.HC 315","NA","NA","NA","NA","NA","NA","NA","NA","NA","NA","NA","NA","NA","NA","NA",1795,1875,"HZB2-1875",1795,1875,"HZY2-1875"]
[{"$nulls":15},359,"Chloride FCP",416,"FCP 27",27,"Hoppecke OSP.HC",361," 9 OSP.HC 315","NA","NA","NA","NA","NA","NA","NA","NA","NA","NA","NA","NA","NA","NA","NA",1800,1875,"HZB2-1875",1800,1875,"HZY2-1875"]
[{"$nulls":15},360,"Chloride FCP",416,"FCP 27",27,"Hoppecke OSP.HC",361," 9 OSP.HC 315","NA","NA","NA","NA","NA","NA","NA","NA","NA","NA","NA","NA","NA","NA","NA",1805,1875,"HZB2-1875",1805,1875,"HZY2-1875"]
[{"$nulls":15},361,"Chloride FCP",416,"FCP 27",27,"Hoppecke OSP.HC",401,"10 OSP.HC 350","NA","NA","NA","NA","NA","NA","NA","NA","NA","NA","NA","NA","NA","NA","NA",1810,1875,"HZB2-1875",1810,1875,"HZY2-1875"]
[{"$nulls":15},362,"Chloride FCP",416,"FCP 27",27,"Hoppecke OSP.HC",401," 9 OSP.HC 315","NA","NA","NA","NA","NA","NA","NA","NA","NA","NA","NA","NA","NA","NA","NA",1815,1875,"HZB2-1875",1815,1875,"HZY2-1875"]
[{"$nulls":15},363,"Chloride FCP",416,"FCP 27",27,"Hoppecke OSP.HC",401," 9 OSP.HC 315","NA","NA","NA","NA","NA","NA","NA","NA","NA","NA","NA","NA","NA","NA","NA",1820,1875,"HZB2-1875",1820,1875,"HZY2-1875"]
[{"$nulls":15},364,"Chloride FCP",416,"FCP 27",27,"Hoppecke OSP.HC",401," 9 OSP.HC 315","NA","NA","NA","NA","NA","NA","NA","NA","NA","NA","NA","NA","NA","NA","NA",1825,1875,"HZB2-1875",1825,1875,"HZY2-1875"]
[{"$nulls":15},365,"Chloride FCP",416,"FCP 27",27,"Hoppecke OSP.HC",401," 9 OSP.HC 315","NA","NA","NA","NA","NA","NA","NA","NA","NA","NA","NA","NA","NA","NA","NA",1830,1875,"HZB2-1875",1830,1875,"HZY2-1875"]
[{"$nulls":15},366,"Chloride FCP",416,"FCP 27",27,"Hoppecke OSP.HC",401," 9 OSP.HC 315","NA","NA","NA","NA","NA","NA","NA","NA","NA","NA","NA","NA","NA","NA","NA",1835,1875,"HZB2-1875",1835,1875,"HZY2-1875"]
[{"$nulls":15},367,"Chloride FCP",416,"FCP 27",27,"Hoppecke OSP.HC",401," 9 OSP.HC 315","NA","NA","NA","NA","NA","NA","NA","NA","NA","NA","NA","NA","NA","NA","NA",1840,1875,"HZB2-1875",1840,1875,"HZY2-1875"]
[{"$nulls":15},368,"Chloride FCP",416,"FCP 27",27,"Hoppecke OSP.HC",401," 9 OSP.HC 315","NA","NA","NA","NA","NA","NA","NA","NA","NA","NA","NA","NA","NA","NA","NA",1845,1875,"HZB2-1875",1845,1875,"HZY2-1875"]
[{"$nulls":15},369,"Chloride FCP",416,"FCP 27",27,"Hoppecke OSP.HC",401," 9 OSP.HC 315","NA","NA","NA","NA","NA","NA","NA","NA","NA","NA","NA","NA","NA","NA","NA",1850,1875,"HZB2-1875",1850,1875,"HZY2-1875"]
[{"$nulls":15},370,"Chloride FCP",416,"FCP 27",27,"Hoppecke OSP.HC",401," 9 OSP.HC 315","NA","NA","NA","NA","NA","NA","NA","NA","NA","NA","NA","NA","NA","NA","NA",1855,1875,"HZB2-1875",1855,1875,"HZY2-1875"]
[{"$nulls":15},371,"Chloride FCP",416,"FCP 27",27,"Hoppecke OSP.HC",401," 9 OSP.HC 315","NA","NA","NA","NA","NA","NA","NA","NA","NA","NA","NA","NA","NA","NA","NA",1860,1875,"HZB2-1875",1860,1875,"HZY2-1875"]
[{"$nulls":15},372,"Chloride FCP",416,"FCP 27",27,"Hoppecke OSP.HC",401," 9 OSP.HC 315","NA","NA","NA","NA","NA","NA","NA","NA","NA","NA","NA","NA","NA","NA","NA",1865,1875,"HZB2-1875",1865,1875,"HZY2-1875"]
[{"$nulls":15},373,"Chloride FCP",416,"FCP 27",27,"Hoppecke OSP.HC",401," 9 OSP.HC 315","NA","NA","NA","NA","NA","NA","NA","NA","NA","NA","NA","NA","NA","NA","NA",1870,1875,"HZB2-1875",1870,1875,"HZY2-1875"]
[{"$nulls":15},374,"Chloride FCP",416,"FCP 27",27,"Hoppecke OSP.HC",401," 9 OSP.HC 315","NA","NA","NA","NA","NA","NA","NA","NA","NA","NA","NA","NA","NA","NA","NA",1875,1875,"HZB2-1875",1875,1875,"HZY2-1875"]
[{"$nulls":15},375,"Chloride FCP",416,"FCP 27",27,"Hoppecke OSP.HC",401," 9 OSP.HC 315","NA","NA","NA","NA","NA","NA","NA","NA","NA","NA","NA","NA","NA","NA","NA",1880,2000,"HZB2-2000",1880,2000,"HZY2-2000"]
[{"$nulls":15},376,"Chloride FCP",416,"FCP 27",27,"Hoppecke OSP.HC",401,"10 OSP.HC 350","NA","NA","NA","NA","NA","NA","NA","NA","NA","NA","NA","NA","NA","NA","NA",1885,2000,"HZB2-2000",1885,2000,"HZY2-2000"]
[{"$nulls":15},377,"Chloride FCP",416,"FCP 27",27,"Hoppecke OSP.HC",401,"10 OSP.HC 350","NA","NA","NA","NA","NA","NA","NA","NA","NA","NA","NA","NA","NA","NA","NA",1890,2000,"HZB2-2000",1890,2000,"HZY2-2000"]
[{"$nulls":15},378,"Chloride FCP",416,"FCP 27",27,"Hoppecke OSP.HC",401,"10 OSP.HC 350","NA","NA","NA","NA","NA","NA","NA","NA","NA","NA","NA","NA","NA","NA","NA",1895,2000,"HZB2-2000",1895,2000,"HZY2-2000"]
[{"$nulls":15},379,"Chloride FCP",416,"FCP 27",27,"Hoppecke OSP.HC",401,"10 OSP.HC 350","NA","NA","NA","NA","NA","NA","NA","NA","NA","NA","NA","NA","NA","NA","NA",1900,2000,"HZB2-2000",1900,2000,"HZY2-2000"]
[{"$nulls":15},380,"Chloride FCP",416,"FCP 27",27,"Hoppecke OSP.HC",401,"10 OSP.HC 350","NA","NA","NA","NA","NA","NA","NA","NA","NA","NA","NA","NA","NA","NA","NA",1905,2000,"HZB2-2000",1905,2000,"HZY2-2000"]
[{"$nulls":15},381,"Chloride FCP",416,"FCP 27",27,"Hoppecke OSP.HC",401,"10 OSP.HC 350","NA","NA","NA","NA","NA","NA","NA","NA","NA","NA","NA","NA","NA","NA","NA",1910,2000,"HZB2-2000",1910,2000,"HZY2-2000"]
[{"$nulls":15},382,"Chloride FCP",416,"FCP 27",27,"Hoppecke OSP.HC",401,"10 OSP.HC 350","NA","NA","NA","NA","NA","NA","NA","NA","NA","NA","NA","NA","NA","NA","NA",1915,2000,"HZB2-2000",1915,2000,"HZY2-2000"]
[{"$nulls":15},383,"Chloride FCP",416,"FCP 27",27,"Hoppecke OSP.HC",401,"10 OSP.HC 350","NA","NA","NA","NA","NA","NA","NA","NA","NA","NA","NA","NA","NA","NA","NA",1920,2000,"HZB2-2000",1920,2000,"HZY2-2000"]
[{"$nulls":15},384,"Chloride FCP",416,"FCP 27",27,"Hoppecke OSP.HC",401,"10 OSP.HC 350","NA","NA","NA","NA","NA","NA","NA","NA","NA","NA","NA","NA","NA","NA","NA",1925,2000,"HZB2-2000",1925,2000,"HZY2-2000"]
[{"$nulls":15},385,"Chloride FCP",416,"FCP 27",27,"Hoppecke OSP.HC",401,"10 OSP.HC 350","NA","NA","NA","NA","NA","NA","NA","NA","NA","NA","NA","NA","NA","NA","NA",1930,2000,"HZB2-2000",1930,2000,"HZY2-2000"]
[{"$nulls":15},386,"Chloride FCP",416,"FCP 27",27,"Hoppecke OSP.HC",401,"10 OSP.HC 350","NA","NA","NA","NA","NA","NA","NA","NA","NA","NA","NA","NA","NA","NA","NA",1935,2000,"HZB2-2000",1935,2000,"HZY2-2000"]
[{"$nulls":15},387,"Chloride FCP",416,"FCP 27",27,"Hoppecke OSP.HC",401,"10 OSP.HC 350","NA","NA","NA","NA","NA","NA","NA","NA","NA","NA","NA","NA","NA","NA","NA",1940,2000,"HZB2-2000",1940,2000,"HZY2-2000"]
[{"$nulls":15},388,"Chloride FCP",416,"FCP 27",27,"Hoppecke OSP.HC",401,"10 OSP.HC 350","NA","NA","NA","NA","NA","NA","NA","NA","NA","NA","NA","NA","NA","NA","NA",1945,2000,"HZB2-2000",1945,2000,"HZY2-2000"]
[{"$nulls":15},389,"Chloride FCP",416,"FCP 27",27,"Hoppecke OSP.HC",401,"10 OSP.HC 350","NA","NA","NA","NA","NA","NA","NA","NA","NA","NA","NA","NA","NA","NA","NA",1950,2000,"HZB2-2000",1950,2000,"HZY2-2000"]
[{"$nulls":15},390,"Chloride FCP",416,"FCP 27",27,"Hoppecke OSP.HC",401,"10 OSP.HC 350","NA","NA","NA","NA","NA","NA","NA","NA","NA","NA","NA","NA","NA","NA","NA",1955,2000,"HZB2-2000",1955,2000,"HZY2-2000"]
[{"$nulls":15},391,"Chloride FCP",416,"FCP 27",27,"Hoppecke OSP.HC",401,"10 OSP.HC 350","NA","NA","NA","NA","NA","NA","NA","NA","NA","NA","NA","NA","NA","NA","NA",1960,2000,"HZB2-2000",1960,2000,"HZY2-2000"]
[{"$nulls":15},392,"Chloride FCP",416,"FCP 27",27,"Hoppecke OSP.HC",401,"10 OSP.HC 350","NA","NA","NA","NA","NA","NA","NA","NA","NA","NA","NA","NA","NA","NA","NA",1965,2000,"HZB2-2000",1965,2000,"HZY2-2000"]
[{"$nulls":15},393,"Chloride FCP",416,"FCP 27",27,"Hoppecke OSP.HC",401,"10 OSP.HC 350","NA","NA","NA","NA","NA","NA","NA","NA","NA","NA","NA","NA","NA","NA","NA",1970,2000,"HZB2-2000",1970,2000,"HZY2-2000"]
[{"$nulls":15},394,"Chloride FCP",416,"FCP 27",27,"Hoppecke OSP.HC",401,"10 OSP.HC 350","NA","NA","NA","NA","NA","NA","NA","NA","NA","NA","NA","NA","NA","NA","NA",1975,2000,"HZB2-2000",1975,2000,"HZY2-2000"]
[{"$nulls":15},395,"Chloride FCP",416,"FCP 27",27,"Hoppecke OSP.HC",401,"10 OSP.HC 350","NA","NA","NA","NA","NA","NA","NA","NA","NA","NA","NA","NA","NA","NA","NA",1980,2000,"HZB2-2000",1980,2000,"HZY2-2000"]
[{"$nulls":15},396,"Chloride FCP",416,"FCP 27",27,"Hoppecke OSP.HC",401,"10 OSP.HC 350","NA","NA","NA","NA","NA","NA","NA","NA","NA","NA","NA","NA","NA","NA","NA",1985,2000,"HZB2-2000",1985,2000,"HZY2-2000"]
[{"$nulls":15},397,"Chloride FCP",416,"FCP 27",27,"Hoppecke OSP.HC",401,"10 OSP.HC 350","NA","NA","NA","NA","NA","NA","NA","NA","NA","NA","NA","NA","NA","NA","NA",1990,2000,"HZB2-2000",1990,2000,"HZY2-2000"]
[{"$nulls":15},398,"Chloride FCP",416,"FCP 27",27,"Hoppecke OSP.HC",401,"10 OSP.HC 350","NA","NA","NA","NA","NA","NA","NA","NA","NA","NA","NA","NA","NA","NA","NA",1995,2000,"HZB2-2000",1995,2000,"HZY2-2000"]
[{"$nulls":15},399,"Chloride FCP",416,"FCP 27",27,"Hoppecke OSP.HC",401,"10 OSP.HC 350","NA","NA","NA","NA","NA","NA","NA","NA","NA","NA","NA","NA","NA","NA","NA",2000,2000,"HZB2-2000",2000,2000,"HZY2-2000"]
[{"$nulls":15},400,"Chloride FCP",416,"FCP 27",27,"Hoppecke OSP.HC",401,"10 OSP.HC 350","NA","NA","NA","NA","NA","NA","NA","NA","NA","NA","NA","NA","NA","NA","NA",2005,2500,"HZB2-2500",2005,2500,"HZY2-2500"]
[{"$nulls":15},401,"Chloride FCP",416,"FCP 27",27,"Hoppecke OSP.HC",448,"5 OSP.HC 425","NA","NA","NA","NA","NA","NA","NA","NA","NA","NA","NA","NA","NA","NA","NA",2010,2500,"HZB2-2500",2010,2500,"HZY2-2500"]
[{"$nulls":15},402,"Chloride FCP",416,"FCP 27",27,"Hoppecke OSP.HC",448,"5 OSP.HC 425","NA","NA","NA","NA","NA","NA","NA","NA","NA","NA","NA","NA","NA","NA","NA",2015,2500,"HZB2-2500",2015,2500,"HZY2-2500"]
[{"$nulls":15},403,"Chloride FCP",416,"FCP 27",27,"Hoppecke OSP.HC",448,"5 OSP.HC 425","NA","NA","NA","NA","NA","NA","NA","NA","NA","NA","NA","NA","NA","NA","NA",2020,2500,"HZB2-2500",2020,2500,"HZY2-2500"]
[{"$nulls":15},404,"Chloride FCP",416,"FCP 27",27,"Hoppecke OSP.HC",448,"5 OSP.HC 425","NA","NA","NA","NA","NA","NA","NA","NA","NA","NA","NA","NA","NA","NA","NA",2025,2500,"HZB2-2500",2025,2500,"HZY2-2500"]
[{"$nulls":15},405,"Chloride FCP",416,"FCP 27",27,"Hoppecke OSP.HC",448,"5 OSP.HC 425","NA","NA","NA","NA","NA","NA","NA","NA","NA","NA","NA","NA","NA","NA","NA",2030,2500,"HZB2-2500",2030,2500,"HZY2-2500"]
[{"$nulls":15},406,"Chloride FCP",416,"FCP 27",27,"Hoppecke OSP.HC",448,"5 OSP.HC 425","NA","NA","NA","NA","NA","NA","NA","NA","NA","NA","NA","NA","NA","NA","NA",2035,2500,"HZB2-2500",2035,2500,"HZY2-2500"]
[{"$nulls":15},407,"Chloride FCP",416,"FCP 27",27,"Hoppecke OSP.HC",448,"5 OSP.HC 425","NA","NA","NA","NA","NA","NA","NA","NA","NA","NA","NA","NA","NA","NA","NA",2040,2500,"HZB2-2500",2040,2500,"HZY2-2500"]
[{"$nulls":15},408,"Chloride FCP",416,"FCP 27",27,"Hoppecke OSP.HC",448,"5 OSP.HC 425","NA","NA","NA","NA","NA","NA","NA","NA","NA","NA","NA","NA","NA","NA","NA",2045,2500,"HZB2-2500",2045,2500,"HZY2-2500"]
[{"$nulls":15},409,"Chloride FCP",416,"FCP 27",27,"Hoppecke OSP.HC",448,"5 OSP.HC 425","NA","NA","NA","NA","NA","NA","NA","NA","NA","NA","NA","NA","NA","NA","NA",2050,2500,"HZB2-2500",2050,2500,"HZY2-2500"]
[{"$nulls":15},410,"Chloride FCP",416,"FCP 27",27,"Hoppecke OSP.HC",448,"5 OSP.HC 425","NA","NA","NA","NA","NA","NA","NA","NA","NA","NA","NA","NA","NA","NA","NA",2055,2500,"HZB2-2500",2055,2500,"HZY2-2500"]
[{"$nulls":15},411,"Chloride FCP",416,"FCP 27",27,"Hoppecke OSP.HC",448,"5 OSP.HC 425","NA","NA","NA","NA","NA","NA","NA","NA","NA","NA","NA","NA","NA","NA","NA",2060,2500,"HZB2-2500",2060,2500,"HZY2-2500"]
[{"$nulls":15},412,"Chloride FCP",416,"FCP 27",27,"Hoppecke OSP.HC",448,"5 OSP.HC 425","NA","NA","NA","NA","NA","NA","NA","NA","NA","NA","NA","NA","NA","NA","NA",2065,2500,"HZB2-2500",2065,2500,"HZY2-2500"]
[{"$nulls":15},413,"Chloride FCP",416,"FCP 27",27,"Hoppecke OSP.HC",448,"5 OSP.HC 425","NA","NA","NA","NA","NA","NA","NA","NA","NA","NA","NA","NA","NA","NA","NA",2070,2500,"HZB2-2500",2070,2500,"HZY2-2500"]
[{"$nulls":15},414,"Chloride FCP",416,"FCP 27",27,"Hoppecke OSP.HC",448,"5 OSP.HC 425","NA","NA","NA","NA","NA","NA","NA","NA","NA","NA","NA","NA","NA","NA","NA",2075,2500,"HZB2-2500",2075,2500,"HZY2-2500"]
[{"$nulls":15},415,"Chloride FCP",416,"FCP 27",27,"Hoppecke OSP.HC",448,"5 OSP.HC 425","NA","NA","NA","NA","NA","NA","NA","NA","NA","NA","NA","NA","NA","NA","NA",2080,2500,"HZB2-2500",2080,2500,"HZY2-2500"]
[{"$nulls":15},416,"Chloride FCP",416,"FCP 27",27,"Hoppecke OSP.HC",448,"5 OSP.HC 425","NA","NA","NA","NA","NA","NA","NA","NA","NA","NA","NA","NA","NA","NA","NA",2085,2500,"HZB2-2500",2085,2500,"HZY2-2500"]
[{"$nulls":15},417,"Chloride FCP",448,"FCP 29",29,"Hoppecke OSP.HC",448,"5 OSP.HC 425","NA","NA","NA","NA","NA","NA","NA","NA","NA","NA","NA","NA","NA","NA","NA",2090,2500,"HZB2-2500",2090,2500,"HZY2-2500"]
[{"$nulls":15},418,"Chloride FCP",448,"FCP 29",29,"Hoppecke OSP.HC",448,"5 OSP.HC 425","NA","NA","NA","NA","NA","NA","NA","NA","NA","NA","NA","NA","NA","NA","NA",2095,2500,"HZB2-2500",2095,2500,"HZY2-2500"]
[{"$nulls":15},419,"Chloride FCP",448,"FCP 29",29,"Hoppecke OSP.HC",448,"5 OSP.HC 425","NA","NA","NA","NA","NA","NA","NA","NA","NA","NA","NA","NA","NA","NA","NA",2100,2500,"HZB2-2500",2100,2500,"HZY2-2500"]
[{"$nulls":15},420,"Chloride FCP",448,"FCP 29",29,"Hoppecke OSP.HC",448,"5 OSP.HC 425","NA","NA","NA","NA","NA","NA","NA","NA","NA","NA","NA","NA","NA","NA","NA",2105,2500,"HZB2-2500",2105,2500,"HZY2-2500"]
[{"$nulls":15},421,"Chloride FCP",448,"FCP 29",29,"Hoppecke OSP.HC",448,"5 OSP.HC 425","NA","NA","NA","NA","NA","NA","NA","NA","NA","NA","NA","NA","NA","NA","NA",2110,2500,"HZB2-2500",2110,2500,"HZY2-2500"]
[{"$nulls":15},422,"Chloride FCP",448,"FCP 29",29,"Hoppecke OSP.HC",448,"5 OSP.HC 425","NA","NA","NA","NA","NA","NA","NA","NA","NA","NA","NA","NA","NA","NA","NA",2115,2500,"HZB2-2500",2115,2500,"HZY2-2500"]
[{"$nulls":15},423,"Chloride FCP",448,"FCP 29",29,"Hoppecke OSP.HC",448,"5 OSP.HC 425","NA","NA","NA","NA","NA","NA","NA","NA","NA","NA","NA","NA","NA","NA","NA",2120,2500,"HZB2-2500",2120,2500,"HZY2-2500"]
[{"$nulls":15},424,"Chloride FCP",448,"FCP 29",29,"Hoppecke OSP.HC",448,"5 OSP.HC 425","NA","NA","NA","NA","NA","NA","NA","NA","NA","NA","NA","NA","NA","NA","NA",2125,2500,"HZB2-2500",2125,2500,"HZY2-2500"]
[{"$nulls":15},425,"Chloride FCP",448,"FCP 29",29,"Hoppecke OSP.HC",448,"5 OSP.HC 425","NA","NA","NA","NA","NA","NA","NA","NA","NA","NA","NA","NA","NA","NA","NA",2130,2500,"HZB2-2500",2130,2500,"HZY2-2500"]
[{"$nulls":15},426,"Chloride FCP",448,"FCP 29",29,"Hoppecke OSP.HC",448,"5 OSP.HC 425","NA","NA","NA","NA","NA","NA","NA","NA","NA","NA","NA","NA","NA","NA","NA",2135,2500,"HZB2-2500",2135,2500,"HZY2-2500"]
[{"$nulls":15},427,"Chloride FCP",448,"FCP 29",29,"Hoppecke OSP.HC",448,"5 OSP.HC 425","NA","NA","NA","NA","NA","NA","NA","NA","NA","NA","NA","NA","NA","NA","NA",2140,2500,"HZB2-2500",2140,2500,"HZY2-2500"]
[{"$nulls":15},428,"Chloride FCP",448,"FCP 29",29,"Hoppecke OSP.HC",448,"5 OSP.HC 425","NA","NA","NA","NA","NA","NA","NA","NA","NA","NA","NA","NA","NA","NA","NA",2145,2500,"HZB2-2500",2145,2500,"HZY2-2500"]
[{"$nulls":15},429,"Chloride FCP",448,"FCP 29",29,"Hoppecke OSP.HC",448,"5 OSP.HC 425","NA","NA","NA","NA","NA","NA","NA","NA","NA","NA","NA","NA","NA","NA","NA",2150,2500,"HZB2-2500",2150,2500,"HZY2-2500"]
[{"$nulls":15},430,"Chloride FCP",448,"FCP 29",29,"Hoppecke OSP.HC",448,"5 OSP.HC 425","NA","NA","NA","NA","NA","NA","NA","NA","NA","NA","NA","NA","NA","NA","NA",2155,2500,"HZB2-2500",2155,2500,"HZY2-2500"]
[{"$nulls":15},431,"Chloride FCP",448,"FCP 29",29,"Hoppecke OSP.HC",448,"5 OSP.HC 425","NA","NA","NA","NA","NA","NA","NA","NA","NA","NA","NA","NA","NA","NA","NA",2160,2500,"HZB2-2500",2160,2500,"HZY2-2500"]
[{"$nulls":15},432,"Chloride FCP",448,"FCP 29",29,"Hoppecke OSP.HC",448,"5 OSP.HC 425","NA","NA","NA","NA","NA","NA","NA","NA","NA","NA","NA","NA","NA","NA","NA",2165,2500,"HZB2-2500",2165,2500,"HZY2-2500"]
[{"$nulls":15},433,"Chloride FCP",448,"FCP 29",29,"Hoppecke OSP.HC",448,"5 OSP.HC 425","NA","NA","NA","NA","NA","NA","NA","NA","NA","NA","NA","NA","NA","NA","NA",2170,2500,"HZB2-2500",2170,2500,"HZY2-2500"]
[{"$nulls":15},434,"Chloride FCP",448,"FCP 29",29,"Hoppecke OSP.HC",448,"5 OSP.HC 425","NA","NA","NA","NA","NA","NA","NA","NA","NA","NA","NA","NA","NA","NA","NA",2175,2500,"HZB2-2500",2175,2500,"HZY2-2500"]
[{"$nulls":15},435,"Chloride FCP",448,"FCP 29",29,"Hoppecke OSP.HC",448,"5 OSP.HC 425","NA","NA","NA","NA","NA","NA","NA","NA","NA","NA","NA","NA","NA","NA","NA",2180,2500,"HZB2-2500",2180,2500,"HZY2-2500"]
[{"$nulls":15},436,"Chloride FCP",448,"FCP 29",29,"Hoppecke OSP.HC",448,"5 OSP.HC 425","NA","NA","NA","NA","NA","NA","NA","NA","NA","NA","NA","NA","NA","NA","NA",2185,2500,"HZB2-2500",2185,2500,"HZY2-2500"]
[{"$nulls":15},437,"Chloride FCP",448,"FCP 29",29,"Hoppecke OSP.HC",448,"5 OSP.HC 425","NA","NA","NA","NA","NA","NA","NA","NA","NA","NA","NA","NA","NA","NA","NA",2190,2500,"HZB2-2500",2190,2500,"HZY2-2500"]
[{"$nulls":15},438,"Chloride FCP",448,"FCP 29",29,"Hoppecke OSP.HC",448,"5 OSP.HC 425","NA","NA","NA","NA","NA","NA","NA","NA","NA","NA","NA","NA","NA","NA","NA",2195,2500,"HZB2-2500",2195,2500,"HZY2-2500"]
[{"$nulls":15},439,"Chloride FCP",448,"FCP 29",29,"Hoppecke OSP.HC",448,"5 OSP.HC 425","NA","NA","NA","NA","NA","NA","NA","NA","NA","NA","NA","NA","NA","NA","NA",2200,2500,"HZB2-2500",2200,2500,"HZY2-2500"]
[{"$nulls":15},440,"Chloride FCP",448,"FCP 29",29,"Hoppecke OSP.HC",448,"5 OSP.HC 425","NA","NA","NA","NA","NA","NA","NA","NA","NA","NA","NA","NA","NA","NA","NA",2205,2500,"HZB2-2500",2205,2500,"HZY2-2500"]
[{"$nulls":15},441,"Chloride FCP",448,"FCP 29",29,"Hoppecke OSP.HC",448,"5 OSP.HC 425","NA","NA","NA","NA","NA","NA","NA","NA","NA","NA","NA","NA","NA","NA","NA",2210,2500,"HZB2-2500",2210,2500,"HZY2-2500"]
[{"$nulls":15},442,"Chloride FCP",448,"FCP 29",29,"Hoppecke OSP.HC",448,"5 OSP.HC 425","NA","NA","NA","NA","NA","NA","NA","NA","NA","NA","NA","NA","NA","NA","NA",2215,2500,"HZB2-2500",2215,2500,"HZY2-2500"]
[{"$nulls":15},443,"Chloride FCP",448,"FCP 29",29,"Hoppecke OSP.HC",448,"5 OSP.HC 425","NA","NA","NA","NA","NA","NA","NA","NA","NA","NA","NA","NA","NA","NA","NA",2220,2500,"HZB2-2500",2220,2500,"HZY2-2500"]
[{"$nulls":15},444,"Chloride FCP",448,"FCP 29",29,"Hoppecke OSP.HC",448,"5 OSP.HC 425","NA","NA","NA","NA","NA","NA","NA","NA","NA","NA","NA","NA","NA","NA","NA",2225,2500,"HZB2-2500",2225,2500,"HZY2-2500"]
[{"$nulls":15},445,"Chloride FCP",448,"FCP 29",29,"Hoppecke OSP.HC",448,"5 OSP.HC 425","NA","NA","NA","NA","NA","NA","NA","NA","NA","NA","NA","NA","NA","NA","NA",2230,2500,"HZB2-2500",2230,2500,"HZY2-2500"]
[{"$nulls":15},446,"Chloride FCP",448,"FCP 29",29,"Hoppecke OSP.HC",448,"5 OSP.HC 425","NA","NA","NA","NA","NA","NA","NA","NA","NA","NA","NA","NA","NA","NA","NA",2235,2500,"HZB2-2500",2235,2500,"HZY2-2500"]
[{"$nulls":15},447,"Chloride FCP",448,"FCP 29",29,"Hoppecke OSP.HC",448,"5 OSP.HC 425","NA","NA","NA","NA","NA","NA","NA","NA","NA","NA","NA","NA","NA","NA","NA",2240,2500,"HZB2-2500",2240,2500,"HZY2-2500"]
[{"$nulls":15},448,"Chloride FCP",448,"FCP 29",29,"Hoppecke OSP.HC",448,"5 OSP.HC 425","NA","NA","NA","NA","NA","NA","NA","NA","NA","NA","NA","NA","NA","NA","NA",2245,2500,"HZB2-2500",2245,2500,"HZY2-2500"]
[{"$nulls":15},449,"Chloride FCP",512,"FCP 33",33,"Hoppecke OSP.HC",538,"6 OSP.HC 510","NA","NA","NA","NA","NA","NA","NA","NA","NA","NA","NA","NA","NA","NA","NA",2250,2500,"HZB2-2500",2250,2500,"HZY2-2500"]
[{"$nulls":15},450,"Chloride FCP",512,"FCP 33",33,"Hoppecke OSP.HC",538,"6 OSP.HC 510","NA","NA","NA","NA","NA","NA","NA","NA","NA","NA","NA","NA","NA","NA","NA",2255,2500,"HZB2-2500",2255,2500,"HZY2-2500"]
[{"$nulls":15},451,"Chloride FCP",512,"FCP 33",33,"Hoppecke OSP.HC",538,"6 OSP.HC 510","NA","NA","NA","NA","NA","NA","NA","NA","NA","NA","NA","NA","NA","NA","NA",2260,2500,"HZB2-2500",2260,2500,"HZY2-2500"]
[{"$nulls":15},452,"Chloride FCP",512,"FCP 33",33,"Hoppecke OSP.HC",538,"6 OSP.HC 510","NA","NA","NA","NA","NA","NA","NA","NA","NA","NA","NA","NA","NA","NA","NA",2265,2500,"HZB2-2500",2265,2500,"HZY2-2500"]
[{"$nulls":15},453,"Chloride FCP",512,"FCP 33",33,"Hoppecke OSP.HC",538,"6 OSP.HC 510","NA","NA","NA","NA","NA","NA","NA","NA","NA","NA","NA","NA","NA","NA","NA",2270,2500,"HZB2-2500",2270,2500,"HZY2-2500"]
[{"$nulls":15},454,"Chloride FCP",512,"FCP 33",33,"Hoppecke OSP.HC",538,"6 OSP.HC 510","NA","NA","NA","NA","NA","NA","NA","NA","NA","NA","NA","NA","NA","NA","NA",2275,2500,"HZB2-2500",2275,2500,"HZY2-2500"]
[{"$nulls":15},455,"Chloride FCP",512,"FCP 33",33,"Hoppecke OSP.HC",538,"6 OSP.HC 510","NA","NA","NA","NA","NA","NA","NA","NA","NA","NA","NA","NA","NA","NA","NA",2280,2500,"HZB2-2500",2280,2500,"HZY2-2500"]
[{"$nulls":15},456,"Chloride FCP",512,"FCP 33",33,"Hoppecke OSP.HC",538,"6 OSP.HC 510","NA","NA","NA","NA","NA","NA","NA","NA","NA","NA","NA","NA","NA","NA","NA",2285,2500,"HZB2-2500",2285,2500,"HZY2-2500"]
[{"$nulls":15},457,"Chloride FCP",512,"FCP 33",33,"Hoppecke OSP.HC",538,"6 OSP.HC 510","NA","NA","NA","NA","NA","NA","NA","NA","NA","NA","NA","NA","NA","NA","NA",2290,2500,"HZB2-2500",2290,2500,"HZY2-2500"]
[{"$nulls":15},458,"Chloride FCP",512,"FCP 33",33,"Hoppecke OSP.HC",538,"6 OSP.HC 510","NA","NA","NA","NA","NA","NA","NA","NA","NA","NA","NA","NA","NA","NA","NA",2295,2500,"HZB2-2500",2295,2500,"HZY2-2500"]
[{"$nulls":15},459,"Chloride FCP",512,"FCP 33",33,"Hoppecke OSP.HC",538,"6 OSP.HC 510","NA","NA","NA","NA","NA","NA","NA","NA","NA","NA","NA","NA","NA","NA","NA",2300,2500,"HZB2-2500",2300,2500,"HZY2-2500"]
[{"$nulls":15},460,"Chloride FCP",512,"FCP 33",33,"Hoppecke OSP.HC",538,"6 OSP.HC 510","NA","NA","NA","NA","NA","NA","NA","NA","NA","NA","NA","NA","NA","NA","NA",2305,2500,"HZB2-2500",2305,2500,"HZY2-2500"]
[{"$nulls":15},461,"Chloride FCP",512,"FCP 33",33,"Hoppecke OSP.HC",538,"6 OSP.HC 510","NA","NA","NA","NA","NA","NA","NA","NA","NA","NA","NA","NA","NA","NA","NA",2310,2500,"HZB2-2500",2310,2500,"HZY2-2500"]
[{"$nulls":15},462,"Chloride FCP",512,"FCP 33",33,"Hoppecke OSP.HC",538,"6 OSP.HC 510","NA","NA","NA","NA","NA","NA","NA","NA","NA","NA","NA","NA","NA","NA","NA",2315,2500,"HZB2-2500",2315,2500,"HZY2-2500"]
[{"$nulls":15},463,"Chloride FCP",512,"FCP 33",33,"Hoppecke OSP.HC",538,"6 OSP.HC 510","NA","NA","NA","NA","NA","NA","NA","NA","NA","NA","NA","NA","NA","NA","NA",2320,2500,"HZB2-2500",2320,2500,"HZY2-2500"]
[{"$nulls":15},464,"Chloride FCP",512,"FCP 33",33,"Hoppecke OSP.HC",538,"6 OSP.HC 510","NA","NA","NA","NA","NA","NA","NA","NA","NA","NA","NA","NA","NA","NA","NA",2325,2500,"HZB2-2500",2325,2500,"HZY2-2500"]
[{"$nulls":15},465,"Chloride FCP",512,"FCP 33",33,"Hoppecke OSP.HC",538,"6 OSP.HC 510","NA","NA","NA","NA","NA","NA","NA","NA","NA","NA","NA","NA","NA","NA","NA",2330,2500,"HZB2-2500",2330,2500,"HZY2-2500"]
[{"$nulls":15},466,"Chloride FCP",512,"FCP 33",33,"Hoppecke OSP.HC",538,"6 OSP.HC 510","NA","NA","NA","NA","NA","NA","NA","NA","NA","NA","NA","NA","NA","NA","NA",2335,2500,"HZB2-2500",2335,2500,"HZY2-2500"]
[{"$nulls":15},467,"Chloride FCP",512,"FCP 33",33,"Hoppecke OSP.HC",538,"6 OSP.HC 510","NA","NA","NA","NA","NA","NA","NA","NA","NA","NA","NA","NA","NA","NA","NA",2340,2500,"HZB2-2500",2340,2500,"HZY2-2500"]
[{"$nulls":15},468,"Chloride FCP",512,"FCP 33",33,"Hoppecke OSP.HC",538,"6 OSP.HC 510","NA","NA","NA","NA","NA","NA","NA","NA","NA","NA","NA","NA","NA","NA","NA",2345,2500,"HZB2-2500",2345,2500,"HZY2-2500"]
[{"$nulls":15},469,"Chloride FCP",512,"FCP 33",33,"Hoppecke OSP.HC",538,"6 OSP.HC 510","NA","NA","NA","NA","NA","NA","NA","NA","NA","NA","NA","NA","NA","NA","NA",2350,2500,"HZB2-2500",2350,2500,"HZY2-2500"]
[{"$nulls":15},470,"Chloride FCP",512,"FCP 33",33,"Hoppecke OSP.HC",538,"6 OSP.HC 510","NA","NA","NA","NA","NA","NA","NA","NA","NA","NA","NA","NA","NA","NA","NA",2355,2500,"HZB2-2500",2355,2500,"HZY2-2500"]
[{"$nulls":15},471,"Chloride FCP",512,"FCP 33",33,"Hoppecke OSP.HC",538,"6 OSP.HC 510","NA","NA","NA","NA","NA","NA","NA","NA","NA","NA","NA","NA","NA","NA","NA",2360,2500,"HZB2-2500",2360,2500,"HZY2-2500"]
[{"$nulls":15},472,"Chloride FCP",512,"FCP 33",33,"Hoppecke OSP.HC",538,"6 OSP.HC 510","NA","NA","NA","NA","NA","NA","NA","NA","NA","NA","NA","NA","NA","NA","NA",2365,2500,"HZB2-2500",2365,2500,"HZY2-2500"]
[{"$nulls":15},473,"Chloride FCP",512,"FCP 33",33,"Hoppecke OSP.HC",538,"6 OSP.HC 510","NA","NA","NA","NA","NA","NA","NA","NA","NA","NA","NA","NA","NA","NA","NA",2370,2500,"HZB2-2500",2370,2500,"HZY2-2500"]
[{"$nulls":15},474,"Chloride FCP",512,"FCP 33",33,"Hoppecke OSP.HC",538,"6 OSP.HC 510","NA","NA","NA","NA","NA","NA","NA","NA","NA","NA","NA","NA","NA","NA","NA",2375,2500,"HZB2-2500",2375,2500,"HZY2-2500"]
[{"$nulls":15},475,"Chloride FCP",512,"FCP 33",33,"Hoppecke OSP.HC",538,"6 OSP.HC 510","NA","NA","NA","NA","NA","NA","NA","NA","NA","NA","NA","NA","NA","NA","NA",2380,2500,"HZB2-2500",2380,2500,"HZY2-2500"]
[{"$nulls":15},476,"Chloride FCP",512,"FCP 33",33,"Hoppecke OSP.HC",538,"6 OSP.HC 510","NA","NA","NA","NA","NA","NA","NA","NA","NA","NA","NA","NA","NA","NA","NA",2385,2500,"HZB2-2500",2385,2500,"HZY2-2500"]
[{"$nulls":15},477,"Chloride FCP",512,"FCP 33",33,"Hoppecke OSP.HC",538,"6 OSP.HC 510","NA","NA","NA","NA","NA","NA","NA","NA","NA","NA","NA","NA","NA","NA","NA",2390,2500,"HZB2-2500",2390,2500,"HZY2-2500"]
[{"$nulls":15},478,"Chloride FCP",512,"FCP 33",33,"Hoppecke OSP.HC",538,"6 OSP.HC 510","NA","NA","NA","NA","NA","NA","NA","NA","NA","NA","NA","NA","NA","NA","NA",2395,2500,"HZB2-2500",2395,2500,"HZY2-2500"]
[{"$nulls":15},479,"Chloride FCP",512,"FCP 33",33,"Hoppecke OSP.HC",538,"6 OSP.HC 510","NA","NA","NA","NA","NA","NA","NA","NA","NA","NA","NA","NA","NA","NA","NA",2400,2500,"HZB2-2500",2400,2500,"HZY2-2500"]
[{"$nulls":15},480,"Chloride FCP",512,"FCP 33",33,"Hoppecke OSP.HC",538,"6 OSP.HC 510","NA","NA","NA","NA","NA","NA","NA","NA","NA","NA","NA","NA","NA","NA","NA",2405,2500,"HZB2-2500",2405,2500,"HZY2-2500"]
[{"$nulls":15},481,"Chloride FCP",512,"FCP 33",33,"Hoppecke OSP.HC",538,"6 OSP.HC 510","NA","NA","NA","NA","NA","NA","NA","NA","NA","NA","NA","NA","NA","NA","NA",2410,2500,"HZB2-2500",2410,2500,"HZY2-2500"]
[{"$nulls":15},482,"Chloride FCP",512,"FCP 33",33,"Hoppecke OSP.HC",538,"6 OSP.HC 510","NA","NA","NA","NA","NA","NA","NA","NA","NA","NA","NA","NA","NA","NA","NA",2415,2500,"HZB2-2500",2415,2500,"HZY2-2500"]
[{"$nulls":15},483,"Chloride FCP",512,"FCP 33",33,"Hoppecke OSP.HC",538,"6 OSP.HC 510","NA","NA","NA","NA","NA","NA","NA","NA","NA","NA","NA","NA","NA","NA","NA",2420,2500,"HZB2-2500",2420,2500,"HZY2-2500"]
[{"$nulls":15},484,"Chloride FCP",512,"FCP 33",33,"Hoppecke OSP.HC",538,"6 OSP.HC 510","NA","NA","NA","NA","NA","NA","NA","NA","NA","NA","NA","NA","NA","NA","NA",2425,2500,"HZB2-2500",2425,2500,"HZY2-2500"]
[{"$nulls":15},485,"Chloride FCP",512,"FCP 33",33,"Hoppecke OSP.HC",538,"6 OSP.HC 510","NA","NA","NA","NA","NA","NA","NA","NA","NA","NA","NA","NA","NA","NA","NA",2430,2500,"HZB2-2500",2430,2500,"HZY2-2500"]
[{"$nulls":15},486,"Chloride FCP",512,"FCP 33",33,"Hoppecke OSP.HC",538,"6 OSP.HC 510","NA","NA","NA","NA","NA","NA","NA","NA","NA","NA","NA","NA","NA","NA","NA",2435,2500,"HZB2-2500",2435,2500,"HZY2-2500"]
[{"$nulls":15},487,"Chloride FCP",512,"FCP 33",33,"Hoppecke OSP.HC",538,"6 OSP.HC 510","NA","NA","NA","NA","NA","NA","NA","NA","NA","NA","NA","NA","NA","NA","NA",2440,2500,"HZB2-2500",2440,2500,"HZY2-2500"]
[{"$nulls":15},488,"Chloride FCP",512,"FCP 33",33,"Hoppecke OSP.HC",538,"6 OSP.HC 510","NA","NA","NA","NA","NA","NA","NA","NA","NA","NA","NA","NA","NA","NA","NA",2445,2500,"HZB2-2500",2445,2500,"HZY2-2500"]
[{"$nulls":15},489,"Chloride FCP",512,"FCP 33",33,"Hoppecke OSP.HC",538,"6 OSP.HC 510","NA","NA","NA","NA","NA","NA","NA","NA","NA","NA","NA","NA","NA","NA","NA",2450,2500,"HZB2-2500",2450,2500,"HZY2-2500"]
[{"$nulls":15},490,"Chloride FCP",512,"FCP 33",33,"Hoppecke OSP.HC",538,"6 OSP.HC 510","NA","NA","NA","NA","NA","NA","NA","NA","NA","NA","NA","NA","NA","NA","NA",2455,2500,"HZB2-2500",2455,2500,"HZY2-2500"]
[{"$nulls":15},491,"Chloride FCP",512,"FCP 33",33,"Hoppecke OSP.HC",538,"6 OSP.HC 510","NA","NA","NA","NA","NA","NA","NA","NA","NA","NA","NA","NA","NA","NA","NA",2460,2500,"HZB2-2500",2460,2500,"HZY2-2500"]
[{"$nulls":15},492,"Chloride FCP",512,"FCP 33",33,"Hoppecke OSP.HC",538,"6 OSP.HC 510","NA","NA","NA","NA","NA","NA","NA","NA","NA","NA","NA","NA","NA","NA","NA",2465,2500,"HZB2-2500",2465,2500,"HZY2-2500"]
[{"$nulls":15},493,"Chloride FCP",512,"FCP 33",33,"Hoppecke OSP.HC",538,"6 OSP.HC 510","NA","NA","NA","NA","NA","NA","NA","NA","NA","NA","NA","NA","NA","NA","NA",2470,2500,"HZB2-2500",2470,2500,"HZY2-2500"]
[{"$nulls":15},494,"Chloride FCP",512,"FCP 33",33,"Hoppecke OSP.HC",538,"6 OSP.HC 510","NA","NA","NA","NA","NA","NA","NA","NA","NA","NA","NA","NA","NA","NA","NA",2475,2500,"HZB2-2500",2475,2500,"HZY2-2500"]
[{"$nulls":15},495,"Chloride FCP",512,"FCP 33",33,"Hoppecke OSP.HC",538,"6 OSP.HC 510","NA","NA","NA","NA","NA","NA","NA","NA","NA","NA","NA","NA","NA","NA","NA",2480,2500,"HZB2-2500",2480,2500,"HZY2-2500"]
[{"$nulls":15},496,"Chloride FCP",512,"FCP 33",33,"Hoppecke OSP.HC",538,"6 OSP.HC 510","NA","NA","NA","NA","NA","NA","NA","NA","NA","NA","NA","NA","NA","NA","NA",2485,2500,"HZB2-2500",2485,2500,"HZY2-2500"]
[{"$nulls":15},497,"Chloride FCP",512,"FCP 33",33,"Hoppecke OSP.HC",538,"6 OSP.HC 510","NA","NA","NA","NA","NA","NA","NA","NA","NA","NA","NA","NA","NA","NA","NA",2490,2500,"HZB2-2500",2490,2500,"HZY2-2500"]
[{"$nulls":15},498,"Chloride FCP",512,"FCP 33",33,"Hoppecke OSP.HC",538,"6 OSP.HC 510","NA","NA","NA","NA","NA","NA","NA","NA","NA","NA","NA","NA","NA","NA","NA",2495,2500,"HZB2-2500",2495,2500,"HZY2-2500"]
[{"$nulls":15},499,"Chloride FCP",512,"FCP 33",33,"Hoppecke OSP.HC",538,"6 OSP.HC 510","NA","NA","NA","NA","NA","NA","NA","NA","NA","NA","NA","NA","NA","NA","NA",2500,2500,"HZB2-2500",2500,2500,"HZY2-2500"]
[{"$nulls":15},500,"Chloride FCP",512,"FCP 33",33,"Hoppecke OSP.HC",538,"6 OSP.HC 510","NA","NA","NA","NA","NA","NA","NA","NA","NA","NA","NA","NA","NA","NA","NA",2505,"NA","NA",2505,"NA","NA"]
[{"$nulls":15},501,"Chloride FCP",512,"FCP 33",33,"Hoppecke OSP.HC",538,"6 OSP.HC 510","NA","NA","NA","NA","NA","NA","NA","NA","NA","NA","NA","NA","NA","NA","NA",2510,"NA","NA",2510,"NA","NA"]
[{"$nulls":15},502,"Chloride FCP",512,"FCP 33",33,"Hoppecke OSP.HC",538,"6 OSP.HC 510","NA","NA","NA","NA","NA","NA","NA","NA","NA","NA","NA","NA","NA","NA","NA",2515,"NA","NA",2515,"NA","NA"]
[{"$nulls":15},503,"Chloride FCP",512,"FCP 33",33,"Hoppecke OSP.HC",538,"6 OSP.HC 510","NA","NA","NA","NA","NA","NA","NA","NA","NA","NA","NA","NA","NA","NA","NA",2520,"NA","NA",2520,"NA","NA"]
[{"$nulls":15},504,"Chloride FCP",512,"FCP 33",33,"Hoppecke OSP.HC",538,"6 OSP.HC 510","NA","NA","NA","NA","NA","NA","NA","NA","NA","NA","NA","NA","NA","NA","NA",2525,"NA","NA",2525,"NA","NA"]
[{"$nulls":15},505,"Chloride FCP",512,"FCP 33",33,"Hoppecke OSP.HC",538,"6 OSP.HC 510","NA","NA","NA","NA","NA","NA","NA","NA","NA","NA","NA","NA","NA","NA","NA",2530,"NA","NA",2530,"NA","NA"]
[{"$nulls":15},506,"Chloride FCP",512,"FCP 33",33,"Hoppecke OSP.HC",538,"6 OSP.HC 510","NA","NA","NA","NA","NA","NA","NA","NA","NA","NA","NA","NA","NA","NA","NA",2535,"NA","NA",2535,"NA","NA"]
[{"$nulls":15},507,"Chloride FCP",512,"FCP 33",33,"Hoppecke OSP.HC",538,"6 OSP.HC 510","NA","NA","NA","NA","NA","NA","NA","NA","NA","NA","NA","NA","NA","NA","NA",2540,"NA","NA",2540,"NA","NA"]
[{"$nulls":15},508,"Chloride FCP",512,"FCP 33",33,"Hoppecke OSP.HC",538,"6 OSP.HC 510","NA","NA","NA","NA","NA","NA","NA","NA","NA","NA","NA","NA","NA","NA","NA",2545,"NA","NA",2545,"NA","NA"]
[{"$nulls":15},509,"Chloride FCP",512,"FCP 33",33,"Hoppecke OSP.HC",538,"6 OSP.HC 510","NA","NA","NA","NA","NA","NA","NA","NA","NA","NA","NA","NA","NA","NA","NA",2550,"NA","NA",2550,"NA","NA"]
[{"$nulls":15},510,"Chloride FCP",512,"FCP 33",33,"Hoppecke OSP.HC",538,"6 OSP.HC 510","NA","NA","NA","NA","NA","NA","NA","NA","NA","NA","NA","NA","NA","NA","NA",2555,"NA","NA",2555,"NA","NA"]
[{"$nulls":15},511,"Chloride FCP",512,"FCP 33",33,"Hoppecke OSP.HC",538,"6 OSP.HC 510","NA","NA","NA","NA","NA","NA","NA","NA","NA","NA","NA","NA","NA","NA","NA",2560,"NA","NA",2560,"NA","NA"]
[{"$nulls":15},512,"Chloride FCP",512,"FCP 33",33,"Hoppecke OSP.HC",538,"6 OSP.HC 510","NA","NA","NA","NA","NA","NA","NA","NA","NA","NA","NA","NA","NA","NA","NA",2565,"NA","NA",2565,"NA","NA"]
[{"$nulls":15},513,"Chloride FCP",544,"FCP 35 ",35,"Hoppecke OSP.HC",538,"6 OSP.HC 510","NA","NA","NA","NA","NA","NA","NA","NA","NA","NA","NA","NA","NA","NA","NA",2570,"NA","NA",2570,"NA","NA"]
[{"$nulls":15},514,"Chloride FCP",544,"FCP 35 ",35,"Hoppecke OSP.HC",538,"6 OSP.HC 510","NA","NA","NA","NA","NA","NA","NA","NA","NA","NA","NA","NA","NA","NA","NA",2575,"NA","NA",2575,"NA","NA"]
[{"$nulls":15},515,"Chloride FCP",544,"FCP 35 ",35,"Hoppecke OSP.HC",538,"6 OSP.HC 510","NA","NA","NA","NA","NA","NA","NA","NA","NA","NA","NA","NA","NA","NA","NA",2580,"NA","NA",2580,"NA","NA"]
[{"$nulls":15},516,"Chloride FCP",544,"FCP 35 ",35,"Hoppecke OSP.HC",538,"6 OSP.HC 510","NA","NA","NA","NA","NA","NA","NA","NA","NA","NA","NA","NA","NA","NA","NA",2585,"NA","NA",2585,"NA","NA"]
[{"$nulls":15},517,"Chloride FCP",544,"FCP 35 ",35,"Hoppecke OSP.HC",538,"6 OSP.HC 510","NA","NA","NA","NA","NA","NA","NA","NA","NA","NA","NA","NA","NA","NA","NA",2590,"NA","NA",2590,"NA","NA"]
[{"$nulls":15},518,"Chloride FCP",544,"FCP 35 ",35,"Hoppecke OSP.HC",538,"6 OSP.HC 510","NA","NA","NA","NA","NA","NA","NA","NA","NA","NA","NA","NA","NA","NA","NA",2595,"NA","NA",2595,"NA","NA"]
[{"$nulls":15},519,"Chloride FCP",544,"FCP 35 ",35,"Hoppecke OSP.HC",538,"6 OSP.HC 510","NA","NA","NA","NA","NA","NA","NA","NA","NA","NA","NA","NA","NA","NA","NA",2600,"NA","NA",2600,"NA","NA"]
[{"$nulls":15},520,"Chloride FCP",544,"FCP 35 ",35,"Hoppecke OSP.HC",538,"6 OSP.HC 510","NA","NA","NA","NA","NA","NA","NA","NA","NA","NA","NA","NA","NA","NA","NA",2605,"NA","NA",2605,"NA","NA"]
[{"$nulls":15},521,"Chloride FCP",544,"FCP 35 ",35,"Hoppecke OSP.HC",538,"6 OSP.HC 510","NA","NA","NA","NA","NA","NA","NA","NA","NA","NA","NA","NA","NA","NA","NA",2610,"NA","NA",2610,"NA","NA"]
[{"$nulls":15},522,"Chloride FCP",544,"FCP 35 ",35,"Hoppecke OSP.HC",538,"6 OSP.HC 510","NA","NA","NA","NA","NA","NA","NA","NA","NA","NA","NA","NA","NA","NA","NA",2615,"NA","NA",2615,"NA","NA"]
[{"$nulls":15},523,"Chloride FCP",544,"FCP 35 ",35,"Hoppecke OSP.HC",538,"6 OSP.HC 510","NA","NA","NA","NA","NA","NA","NA","NA","NA","NA","NA","NA","NA","NA","NA",2620,"NA","NA",2620,"NA","NA"]
[{"$nulls":15},524,"Chloride FCP",544,"FCP 35 ",35,"Hoppecke OSP.HC",538,"6 OSP.HC 510","NA","NA","NA","NA","NA","NA","NA","NA","NA","NA","NA","NA","NA","NA","NA",2625,"NA","NA",2625,"NA","NA"]
[{"$nulls":15},525,"Chloride FCP",544,"FCP 35 ",35,"Hoppecke OSP.HC",538,"6 OSP.HC 510","NA","NA","NA","NA","NA","NA","NA","NA","NA","NA","NA","NA","NA","NA","NA",2630,"NA","NA",2630,"NA","NA"]
[{"$nulls":15},526,"Chloride FCP",544,"FCP 35 ",35,"Hoppecke OSP.HC",538,"6 OSP.HC 510","NA","NA","NA","NA","NA","NA","NA","NA","NA","NA","NA","NA","NA","NA","NA",2635,"NA","NA",2635,"NA","NA"]
[{"$nulls":15},527,"Chloride FCP",544,"FCP 35 ",35,"Hoppecke OSP.HC",538,"6 OSP.HC 510","NA","NA","NA","NA","NA","NA","NA","NA","NA","NA","NA","NA","NA","NA","NA",2640,"NA","NA",2640,"NA","NA"]
[{"$nulls":15},528,"Chloride FCP",544,"FCP 35 ",35,"Hoppecke OSP.HC",538,"6 OSP.HC 510","NA","NA","NA","NA","NA","NA","NA","NA","NA","NA","NA","NA","NA","NA","NA",2645,"NA","NA",2645,"NA","NA"]
[{"$nulls":15},529,"Chloride FCP",544,"FCP 35 ",35,"Hoppecke OSP.HC",538,"6 OSP.HC 510","NA","NA","NA","NA","NA","NA","NA","NA","NA","NA","NA","NA","NA","NA","NA",2650,"NA","NA",2650,"NA","NA"]
[{"$nulls":15},530,"Chloride FCP",544,"FCP 35 ",35,"Hoppecke OSP.HC",538,"6 OSP.HC 510","NA","NA","NA","NA","NA","NA","NA","NA","NA","NA","NA","NA","NA","NA","NA",2655,"NA","NA",2655,"NA","NA"]
[{"$nulls":15},531,"Chloride FCP",544,"FCP 35 ",35,"Hoppecke OSP.HC",538,"6 OSP.HC 510","NA","NA","NA","NA","NA","NA","NA","NA","NA","NA","NA","NA","NA","NA","NA",2660,"NA","NA",2660,"NA","NA"]
[{"$nulls":15},532,"Chloride FCP",544,"FCP 35 ",35,"Hoppecke OSP.HC",538,"6 OSP.HC 510","NA","NA","NA","NA","NA","NA","NA","NA","NA","NA","NA","NA","NA","NA","NA",2665,"NA","NA",2665,"NA","NA"]
[{"$nulls":15},533,"Chloride FCP",544,"FCP 35 ",35,"Hoppecke OSP.HC",538,"6 OSP.HC 510","NA","NA","NA","NA","NA","NA","NA","NA","NA","NA","NA","NA","NA","NA","NA",2670,"NA","NA",2670,"NA","NA"]
[{"$nulls":15},534,"Chloride FCP",544,"FCP 35 ",35,"Hoppecke OSP.HC",538,"6 OSP.HC 510","NA","NA","NA","NA","NA","NA","NA","NA","NA","NA","NA","NA","NA","NA","NA",2675,"NA","NA",2675,"NA","NA"]
[{"$nulls":15},535,"Chloride FCP",544,"FCP 35 ",35,"Hoppecke OSP.HC",538,"6 OSP.HC 510","NA","NA","NA","NA","NA","NA","NA","NA","NA","NA","NA","NA","NA","NA","NA",2680,"NA","NA",2680,"NA","NA"]
[{"$nulls":15},536,"Chloride FCP",544,"FCP 35 ",35,"Hoppecke OSP.HC",538,"6 OSP.HC 510","NA","NA","NA","NA","NA","NA","NA","NA","NA","NA","NA","NA","NA","NA","NA",2685,"NA","NA",2685,"NA","NA"]
[{"$nulls":15},537,"Chloride FCP",544,"FCP 35 ",35,"Hoppecke OSP.HC",538,"6 OSP.HC 510","NA","NA","NA","NA","NA","NA","NA","NA","NA","NA","NA","NA","NA","NA","NA",2690,"NA","NA",2690,"NA","NA"]
[{"$nulls":15},538,"Chloride FCP",544,"FCP 35 ",35,"Hoppecke OSP.HC",538,"6 OSP.HC 510","NA","NA","NA","NA","NA","NA","NA","NA","NA","NA","NA","NA","NA","NA","NA",2695,"NA","NA",2695,"NA","NA"]
[{"$nulls":15},539,"Chloride FCP",544,"FCP 35 ",35,"Hoppecke OSP.HC",628,"7 OSP.HC 595","NA","NA","NA","NA","NA","NA","NA","NA","NA","NA","NA","NA","NA","NA","NA",2700,"NA","NA",2700,"NA","NA"]
[{"$nulls":15},540,"Chloride FCP",544,"FCP 35 ",35,"Hoppecke OSP.HC",628,"7 OSP.HC 595","NA","NA","NA","NA","NA","NA","NA","NA","NA","NA","NA","NA","NA","NA","NA",2705,"NA","NA",2705,"NA","NA"]
[{"$nulls":15},541,"Chloride FCP",544,"FCP 35 ",35,"Hoppecke OSP.HC",628,"7 OSP.HC 595","NA","NA","NA","NA","NA","NA","NA","NA","NA","NA","NA","NA","NA","NA","NA",2710,"NA","NA",2710,"NA","NA"]
[{"$nulls":15},542,"Chloride FCP",544,"FCP 35 ",35,"Hoppecke OSP.HC",628,"7 OSP.HC 595","NA","NA","NA","NA","NA","NA","NA","NA","NA","NA","NA","NA","NA","NA","NA",2715,"NA","NA",2715,"NA","NA"]
[{"$nulls":15},543,"Chloride FCP",544,"FCP 35 ",35,"Hoppecke OSP.HC",628,"7 OSP.HC 595","NA","NA","NA","NA","NA","NA","NA","NA","NA","NA","NA","NA","NA","NA","NA",2720,"NA","NA",2720,"NA","NA"]
[{"$nulls":15},544,"Chloride FCP",544,"FCP 35 ",35,"Hoppecke OSP.HC",628,"7 OSP.HC 595","NA","NA","NA","NA","NA","NA","NA","NA","NA","NA","NA","NA","NA","NA","NA",2725,"NA","NA",2725,"NA","NA"]
[{"$nulls":15},545,"Chloride FCP",608,"FCP 39 ",39,"Hoppecke OSP.HC",628,"7 OSP.HC 595","NA","NA","NA","NA","NA","NA","NA","NA","NA","NA","NA","NA","NA","NA","NA",2730,"NA","NA",2730,"NA","NA"]
[{"$nulls":15},546,"Chloride FCP",608,"FCP 39 ",39,"Hoppecke OSP.HC",628,"7 OSP.HC 595","NA","NA","NA","NA","NA","NA","NA","NA","NA","NA","NA","NA","NA","NA","NA",2735,"NA","NA",2735,"NA","NA"]
[{"$nulls":15},547,"Chloride FCP",608,"FCP 39 ",39,"Hoppecke OSP.HC",628,"7 OSP.HC 595","NA","NA","NA","NA","NA","NA","NA","NA","NA","NA","NA","NA","NA","NA","NA",2740,"NA","NA",2740,"NA","NA"]
[{"$nulls":15},548,"Chloride FCP",608,"FCP 39 ",39,"Hoppecke OSP.HC",628,"7 OSP.HC 595","NA","NA","NA","NA","NA","NA","NA","NA","NA","NA","NA","NA","NA","NA","NA",2745,"NA","NA",2745,"NA","NA"]
[{"$nulls":15},549,"Chloride FCP",608,"FCP 39 ",39,"Hoppecke OSP.HC",628,"7 OSP.HC 595","NA","NA","NA","NA","NA","NA","NA","NA","NA","NA","NA","NA","NA","NA","NA",2750,"NA","NA",2750,"NA","NA"]
[{"$nulls":15},550,"Chloride FCP",608,"FCP 39 ",39,"Hoppecke OSP.HC",628,"7 OSP.HC 595","NA","NA","NA","NA","NA","NA","NA","NA","NA","NA","NA","NA","NA","NA","NA",2755,"NA","NA",2755,"NA","NA"]
[{"$nulls":15},551,"Chloride FCP",608,"FCP 39 ",39,"Hoppecke OSP.HC",628,"7 OSP.HC 595","NA","NA","NA","NA","NA","NA","NA","NA","NA","NA","NA","NA","NA","NA","NA",2760,"NA","NA",2760,"NA","NA"]
[{"$nulls":15},552,"Chloride FCP",608,"FCP 39 ",39,"Hoppecke OSP.HC",628,"7 OSP.HC 595","NA","NA","NA","NA","NA","NA","NA","NA","NA","NA","NA","NA","NA","NA","NA",2765,"NA","NA",2765,"NA","NA"]
[{"$nulls":15},553,"Chloride FCP",608,"FCP 39 ",39,"Hoppecke OSP.HC",628,"7 OSP.HC 595","NA","NA","NA","NA","NA","NA","NA","NA","NA","NA","NA","NA","NA","NA","NA",2770,"NA","NA",2770,"NA","NA"]
[{"$nulls":15},554,"Chloride FCP",608,"FCP 39 ",39,"Hoppecke OSP.HC",628,"7 OSP.HC 595","NA","NA","NA","NA","NA","NA","NA","NA","NA","NA","NA","NA","NA","NA","NA",2775,"NA","NA",2775,"NA","NA"]
[{"$nulls":15},555,"Chloride FCP",608,"FCP 39 ",39,"Hoppecke OSP.HC",628,"7 OSP.HC 595","NA","NA","NA","NA","NA","NA","NA","NA","NA","NA","NA","NA","NA","NA","NA",2780,"NA","NA",2780,"NA","NA"]
[{"$nulls":15},556,"Chloride FCP",608,"FCP 39 ",39,"Hoppecke OSP.HC",628,"7 OSP.HC 595","NA","NA","NA","NA","NA","NA","NA","NA","NA","NA","NA","NA","NA","NA","NA",2785,"NA","NA",2785,"NA","NA"]
[{"$nulls":15},557,"Chloride FCP",608,"FCP 39 ",39,"Hoppecke OSP.HC",628,"7 OSP.HC 595","NA","NA","NA","NA","NA","NA","NA","NA","NA","NA","NA","NA","NA","NA","NA",2790,"NA","NA",2790,"NA","NA"]
[{"$nulls":15},558,"Chloride FCP",608,"FCP 39 ",39,"Hoppecke OSP.HC",628,"7 OSP.HC 595","NA","NA","NA","NA","NA","NA","NA","NA","NA","NA","NA","NA","NA","NA","NA",2795,"NA","NA",2795,"NA","NA"]
[{"$nulls":15},559,"Chloride FCP",608,"FCP 39 ",39,"Hoppecke OSP.HC",628,"7 OSP.HC 595","NA","NA","NA","NA","NA","NA","NA","NA","NA","NA","NA","NA","NA","NA","NA",2800,"NA","NA",2800,"NA","NA"]
[{"$nulls":15},560,"Chloride FCP",608,"FCP 39 ",39,"Hoppecke OSP.HC",628,"7 OSP.HC 595","NA","NA","NA","NA","NA","NA","NA","NA","NA","NA","NA","NA","NA","NA","NA",2805,"NA","NA",2805,"NA","NA"]
[{"$nulls":15},561,"Chloride FCP",608,"FCP 39 ",39,"Hoppecke OSP.HC",628,"7 OSP.HC 595","NA","NA","NA","NA","NA","NA","NA","NA","NA","NA","NA","NA","NA","NA","NA",2810,"NA","NA",2810,"NA","NA"]
[{"$nulls":15},562,"Chloride FCP",608,"FCP 39 ",39,"Hoppecke OSP.HC",628,"7 OSP.HC 595","NA","NA","NA","NA","NA","NA","NA","NA","NA","NA","NA","NA","NA","NA","NA",2815,"NA","NA",2815,"NA","NA"]
[{"$nulls":15},563,"Chloride FCP",608,"FCP 39 ",39,"Hoppecke OSP.HC",628,"7 OSP.HC 595","NA","NA","NA","NA","NA","NA","NA","NA","NA","NA","NA","NA","NA","NA","NA",2820,"NA","NA",2820,"NA","NA"]
[{"$nulls":15},564,"Chloride FCP",608,"FCP 39 ",39,"Hoppecke OSP.HC",628,"7 OSP.HC 595","NA","NA","NA","NA","NA","NA","NA","NA","NA","NA","NA","NA","NA","NA","NA",2825,"NA","NA",2825,"NA","NA"]
[{"$nulls":15},565,"Chloride FCP",608,"FCP 39 ",39,"Hoppecke OSP.HC",628,"7 OSP.HC 595","NA","NA","NA","NA","NA","NA","NA","NA","NA","NA","NA","NA","NA","NA","NA",2830,"NA","NA",2830,"NA","NA"]
[{"$nulls":15},566,"Chloride FCP",608,"FCP 39 ",39,"Hoppecke OSP.HC",628,"7 OSP.HC 595","NA","NA","NA","NA","NA","NA","NA","NA","NA","NA","NA","NA","NA","NA","NA",2835,"NA","NA",2835,"NA","NA"]
[{"$nulls":15},567,"Chloride FCP",608,"FCP 39 ",39,"Hoppecke OSP.HC",628,"7 OSP.HC 595","NA","NA","NA","NA","NA","NA","NA","NA","NA","NA","NA","NA","NA","NA","NA",2840,"NA","NA",2840,"NA","NA"]
[{"$nulls":15},568,"Chloride FCP",608,"FCP 39 ",39,"Hoppecke OSP.HC",628,"7 OSP.HC 595","NA","NA","NA","NA","NA","NA","NA","NA","NA","NA","NA","NA","NA","NA","NA",2845,"NA","NA",2845,"NA","NA"]
[{"$nulls":15},569,"Chloride FCP",608,"FCP 39 ",39,"Hoppecke OSP.HC",628,"7 OSP.HC 595","NA","NA","NA","NA","NA","NA","NA","NA","NA","NA","NA","NA","NA","NA","NA",2850,"NA","NA",2850,"NA","NA"]
[{"$nulls":15},570,"Chloride FCP",608,"FCP 39 ",39,"Hoppecke OSP.HC",628,"7 OSP.HC 595","NA","NA","NA","NA","NA","NA","NA","NA","NA","NA","NA","NA","NA","NA","NA",2855,"NA","NA",2855,"NA","NA"]
[{"$nulls":15},571,"Chloride FCP",608,"FCP 39 ",39,"Hoppecke OSP.HC",628,"7 OSP.HC 595","NA","NA","NA","NA","NA","NA","NA","NA","NA","NA","NA","NA","NA","NA","NA",2860,"NA","NA",2860,"NA","NA"]
[{"$nulls":15},572,"Chloride FCP",608,"FCP 39 ",39,"Hoppecke OSP.HC",628,"7 OSP.HC 595","NA","NA","NA","NA","NA","NA","NA","NA","NA","NA","NA","NA","NA","NA","NA",2865,"NA","NA",2865,"NA","NA"]
[{"$nulls":15},573,"Chloride FCP",608,"FCP 39 ",39,"Hoppecke OSP.HC",628,"7 OSP.HC 595","NA","NA","NA","NA","NA","NA","NA","NA","NA","NA","NA","NA","NA","NA","NA",2870,"NA","NA",2870,"NA","NA"]
[{"$nulls":15},574,"Chloride FCP",608,"FCP 39 ",39,"Hoppecke OSP.HC",628,"7 OSP.HC 595","NA","NA","NA","NA","NA","NA","NA","NA","NA","NA","NA","NA","NA","NA","NA",2875,"NA","NA",2875,"NA","NA"]
[{"$nulls":15},575,"Chloride FCP",608,"FCP 39 ",39,"Hoppecke OSP.HC",628,"7 OSP.HC 595","NA","NA","NA","NA","NA","NA","NA","NA","NA","NA","NA","NA","NA","NA","NA",2880,"NA","NA",2880,"NA","NA"]
[{"$nulls":15},576,"Chloride FCP",608,"FCP 39 ",39,"Hoppecke OSP.HC",628,"7 OSP.HC 595","NA","NA","NA","NA","NA","NA","NA","NA","NA","NA","NA","NA","NA","NA","NA",2885,"NA","NA",2885,"NA","NA"]
[{"$nulls":15},577,"Chloride FCP",608,"FCP 39 ",39,"Hoppecke OSP.HC",628,"7 OSP.HC 595","NA","NA","NA","NA","NA","NA","NA","NA","NA","NA","NA","NA","NA","NA","NA",2890,"NA","NA",2890,"NA","NA"]
[{"$nulls":15},578,"Chloride FCP",608,"FCP 39 ",39,"Hoppecke OSP.HC",628,"7 OSP.HC 595","NA","NA","NA","NA","NA","NA","NA","NA","NA","NA","NA","NA","NA","NA","NA",2895,"NA","NA",2895,"NA","NA"]
[{"$nulls":15},579,"Chloride FCP",608,"FCP 39 ",39,"Hoppecke OSP.HC",628,"7 OSP.HC 595","NA","NA","NA","NA","NA","NA","NA","NA","NA","NA","NA","NA","NA","NA","NA",2900,"NA","NA",2900,"NA","NA"]
[{"$nulls":15},580,"Chloride FCP",608,"FCP 39 ",39,"Hoppecke OSP.HC",628,"7 OSP.HC 595","NA","NA","NA","NA","NA","NA","NA","NA","NA","NA","NA","NA","NA","NA","NA",2905,"NA","NA",2905,"NA","NA"]
[{"$nulls":15},581,"Chloride FCP",608,"FCP 39 ",39,"Hoppecke OSP.HC",628,"7 OSP.HC 595","NA","NA","NA","NA","NA","NA","NA","NA","NA","NA","NA","NA","NA","NA","NA",2910,"NA","NA",2910,"NA","NA"]
[{"$nulls":15},582,"Chloride FCP",608,"FCP 39 ",39,"Hoppecke OSP.HC",628,"7 OSP.HC 595","NA","NA","NA","NA","NA","NA","NA","NA","NA","NA","NA","NA","NA","NA","NA",2915,"NA","NA",2915,"NA","NA"]
[{"$nulls":15},583,"Chloride FCP",608,"FCP 39 ",39,"Hoppecke OSP.HC",628,"7 OSP.HC 595","NA","NA","NA","NA","NA","NA","NA","NA","NA","NA","NA","NA","NA","NA","NA",2920,"NA","NA",2920,"NA","NA"]
[{"$nulls":15},584,"Chloride FCP",608,"FCP 39 ",39,"Hoppecke OSP.HC",628,"7 OSP.HC 595","NA","NA","NA","NA","NA","NA","NA","NA","NA","NA","NA","NA","NA","NA","NA",2925,"NA","NA",2925,"NA","NA"]
[{"$nulls":15},585,"Chloride FCP",608,"FCP 39 ",39,"Hoppecke OSP.HC",628,"7 OSP.HC 595","NA","NA","NA","NA","NA","NA","NA","NA","NA","NA","NA","NA","NA","NA","NA",2930,"NA","NA",2930,"NA","NA"]
[{"$nulls":15},586,"Chloride FCP",608,"FCP 39 ",39,"Hoppecke OSP.HC",628,"7 OSP.HC 595","NA","NA","NA","NA","NA","NA","NA","NA","NA","NA","NA","NA","NA","NA","NA",2935,"NA","NA",2935,"NA","NA"]
[{"$nulls":15},587,"Chloride FCP",608,"FCP 39 ",39,"Hoppecke OSP.HC",628,"7 OSP.HC 595","NA","NA","NA","NA","NA","NA","NA","NA","NA","NA","NA","NA","NA","NA","NA",2940,"NA","NA",2940,"NA","NA"]
[{"$nulls":15},588,"Chloride FCP",608,"FCP 39 ",39,"Hoppecke OSP.HC",628,"7 OSP.HC 595","NA","NA","NA","NA","NA","NA","NA","NA","NA","NA","NA","NA","NA","NA","NA",2945,"NA","NA",2945,"NA","NA"]
[{"$nulls":15},589,"Chloride FCP",608,"FCP 39 ",39,"Hoppecke OSP.HC",628,"7 OSP.HC 595","NA","NA","NA","NA","NA","NA","NA","NA","NA","NA","NA","NA","NA","NA","NA",2950,"NA","NA",2950,"NA","NA"]
[{"$nulls":15},590,"Chloride FCP",608,"FCP 39 ",39,"Hoppecke OSP.HC",628,"7 OSP.HC 595","NA","NA","NA","NA","NA","NA","NA","NA","NA","NA","NA","NA","NA","NA","NA",2955,"NA","NA",2955,"NA","NA"]
[{"$nulls":15},591,"Chloride FCP",608,"FCP 39 ",39,"Hoppecke OSP.HC",628,"7 OSP.HC 595","NA","NA","NA","NA","NA","NA","NA","NA","NA","NA","NA","NA","NA","NA","NA",2960,"NA","NA",2960,"NA","NA"]
[{"$nulls":15},592,"Chloride FCP",608,"FCP 39 ",39,"Hoppecke OSP.HC",628,"7 OSP.HC 595","NA","NA","NA","NA","NA","NA","NA","NA","NA","NA","NA","NA","NA","NA","NA",2965,"NA","NA",2965,"NA","NA"]
[{"$nulls":15},593,"Chloride FCP",608,"FCP 39 ",39,"Hoppecke OSP.HC",628,"7 OSP.HC 595","NA","NA","NA","NA","NA","NA","NA","NA","NA","NA","NA","NA","NA","NA","NA",2970,"NA","NA",2970,"NA","NA"]
[{"$nulls":15},594,"Chloride FCP",608,"FCP 39 ",39,"Hoppecke OSP.HC",628,"7 OSP.HC 595","NA","NA","NA","NA","NA","NA","NA","NA","NA","NA","NA","NA","NA","NA","NA",2975,"NA","NA",2975,"NA","NA"]
[{"$nulls":15},595,"Chloride FCP",608,"FCP 39 ",39,"Hoppecke OSP.HC",628,"7 OSP.HC 595","NA","NA","NA","NA","NA","NA","NA","NA","NA","NA","NA","NA","NA","NA","NA",2980,"NA","NA",2980,"NA","NA"]
[{"$nulls":15},596,"Chloride FCP",608,"FCP 39 ",39,"Hoppecke OSP.HC",628,"7 OSP.HC 595","NA","NA","NA","NA","NA","NA","NA","NA","NA","NA","NA","NA","NA","NA","NA",2985,"NA","NA",2985,"NA","NA"]
[{"$nulls":15},597,"Chloride FCP",608,"FCP 39 ",39,"Hoppecke OSP.HC",628,"7 OSP.HC 595","NA","NA","NA","NA","NA","NA","NA","NA","NA","NA","NA","NA","NA","NA","NA",2990,"NA","NA",2990,"NA","NA"]
[{"$nulls":15},598,"Chloride FCP",608,"FCP 39 ",39,"Hoppecke OSP.HC",628,"7 OSP.HC 595","NA","NA","NA","NA","NA","NA","NA","NA","NA","NA","NA","NA","NA","NA","NA",2995,"NA","NA",2995,"NA","NA"]
[{"$nulls":15},599,"Chloride FCP",608,"FCP 39 ",39,"Hoppecke OSP.HC",628,"7 OSP.HC 595","NA","NA","NA","NA","NA","NA","NA","NA","NA","NA","NA","NA","NA","NA","NA",3000,"NA","NA",3000,"NA","NA"]
[{"$nulls":15},600,"Chloride FCP",608,"FCP 39 ",39,"Hoppecke OSP.HC",628,"7 OSP.HC 595","NA","NA","NA","NA","NA","NA","NA","NA","NA","NA","NA","NA","NA","NA","NA",3005,"NA","NA",3005,"NA","NA"]
[{"$nulls":15},601,"Chloride FCP",608,"FCP 39 ",39,"Hoppecke OSP.HC",628,"7 OSP.HC 595","NA","NA","NA","NA","NA","NA","NA","NA","NA","NA","NA","NA","NA","NA","NA",3010,"NA","NA",3010,"NA","NA"]
[{"$nulls":15},602,"Chloride FCP",608,"FCP 39 ",39,"Hoppecke OSP.HC",628,"7 OSP.HC 595","NA","NA","NA","NA","NA","NA","NA","NA","NA","NA","NA","NA","NA","NA","NA",3015,"NA","NA",3015,"NA","NA"]
[{"$nulls":15},603,"Chloride FCP",608,"FCP 39 ",39,"Hoppecke OSP.HC",628,"7 OSP.HC 595","NA","NA","NA","NA","NA","NA","NA","NA","NA","NA","NA","NA","NA","NA","NA",3020,"NA","NA",3020,"NA","NA"]
[{"$nulls":15},604,"Chloride FCP",608,"FCP 39 ",39,"Hoppecke OSP.HC",628,"7 OSP.HC 595","NA","NA","NA","NA","NA","NA","NA","NA","NA","NA","NA","NA","NA","NA","NA",3025,"NA","NA",3025,"NA","NA"]
[{"$nulls":15},605,"Chloride FCP",608,"FCP 39 ",39,"Hoppecke OSP.HC",628,"7 OSP.HC 595","NA","NA","NA","NA","NA","NA","NA","NA","NA","NA","NA","NA","NA","NA","NA",3030,"NA","NA",3030,"NA","NA"]
[{"$nulls":15},606,"Chloride FCP",608,"FCP 39 ",39,"Hoppecke OSP.HC",628,"7 OSP.HC 595","NA","NA","NA","NA","NA","NA","NA","NA","NA","NA","NA","NA","NA","NA","NA",3035,"NA","NA",3035,"NA","NA"]
[{"$nulls":15},607,"Chloride FCP",608,"FCP 39 ",39,"Hoppecke OSP.HC",628,"7 OSP.HC 595","NA","NA","NA","NA","NA","NA","NA","NA","NA","NA","NA","NA","NA","NA","NA",3040,"NA","NA",3040,"NA","NA"]
[{"$nulls":15},608,"Chloride FCP",608,"FCP 39 ",39,"Hoppecke OSP.HC",628,"7 OSP.HC 595","NA","NA","NA","NA","NA","NA","NA","NA","NA","NA","NA","NA","NA","NA","NA",3045,"NA","NA",3045,"NA","NA"]
[{"$nulls":15},609,"Chloride FCP",640,"FCP 41",41,"Hoppecke OSP.HC",628,"7 OSP.HC 595","NA","NA","NA","NA","NA","NA","NA","NA","NA","NA","NA","NA","NA","NA","NA",3050,"NA","NA",3050,"NA","NA"]
[{"$nulls":15},610,"Chloride FCP",640,"FCP 41",41,"Hoppecke OSP.HC",628,"7 OSP.HC 595","NA","NA","NA","NA","NA","NA","NA","NA","NA","NA","NA","NA","NA","NA","NA",3055,"NA","NA",3055,"NA","NA"]
[{"$nulls":15},611,"Chloride FCP",640,"FCP 41",41,"Hoppecke OSP.HC",628,"7 OSP.HC 595","NA","NA","NA","NA","NA","NA","NA","NA","NA","NA","NA","NA","NA","NA","NA",3060,"NA","NA",3060,"NA","NA"]
[{"$nulls":15},612,"Chloride FCP",640,"FCP 41",41,"Hoppecke OSP.HC",628,"7 OSP.HC 595","NA","NA","NA","NA","NA","NA","NA","NA","NA","NA","NA","NA","NA","NA","NA",3065,"NA","NA",3065,"NA","NA"]
[{"$nulls":15},613,"Chloride FCP",640,"FCP 41",41,"Hoppecke OSP.HC",628,"7 OSP.HC 595","NA","NA","NA","NA","NA","NA","NA","NA","NA","NA","NA","NA","NA","NA","NA",3070,"NA","NA",3070,"NA","NA"]
[{"$nulls":15},614,"Chloride FCP",640,"FCP 41",41,"Hoppecke OSP.HC",628,"7 OSP.HC 595","NA","NA","NA","NA","NA","NA","NA","NA","NA","NA","NA","NA","NA","NA","NA",3075,"NA","NA",3075,"NA","NA"]
[{"$nulls":15},615,"Chloride FCP",640,"FCP 41",41,"Hoppecke OSP.HC",628,"7 OSP.HC 595","NA","NA","NA","NA","NA","NA","NA","NA","NA","NA","NA","NA","NA","NA","NA",3080,"NA","NA",3080,"NA","NA"]
[{"$nulls":15},616,"Chloride FCP",640,"FCP 41",41,"Hoppecke OSP.HC",628,"7 OSP.HC 595","NA","NA","NA","NA","NA","NA","NA","NA","NA","NA","NA","NA","NA","NA","NA",3085,"NA","NA",3085,"NA","NA"]
[{"$nulls":15},617,"Chloride FCP",640,"FCP 41",41,"Hoppecke OSP.HC",628,"7 OSP.HC 595","NA","NA","NA","NA","NA","NA","NA","NA","NA","NA","NA","NA","NA","NA","NA",3090,"NA","NA",3090,"NA","NA"]
[{"$nulls":15},618,"Chloride FCP",640,"FCP 41",41,"Hoppecke OSP.HC",628,"7 OSP.HC 595","NA","NA","NA","NA","NA","NA","NA","NA","NA","NA","NA","NA","NA","NA","NA",3095,"NA","NA",3095,"NA","NA"]
[{"$nulls":15},619,"Chloride FCP",640,"FCP 41",41,"Hoppecke OSP.HC",628,"7 OSP.HC 595","NA","NA","NA","NA","NA","NA","NA","NA","NA","NA","NA","NA","NA","NA","NA",3100,"NA","NA",3100,"NA","NA"]
[{"$nulls":15},620,"Chloride FCP",640,"FCP 41",41,"Hoppecke OSP.HC",628,"7 OSP.HC 595","NA","NA","NA","NA","NA","NA","NA","NA","NA","NA","NA","NA","NA","NA","NA",3105,"NA","NA",3105,"NA","NA"]
[{"$nulls":15},621,"Chloride FCP",640,"FCP 41",41,"Hoppecke OSP.HC",628,"7 OSP.HC 595","NA","NA","NA","NA","NA","NA","NA","NA","NA","NA","NA","NA","NA","NA","NA",3110,"NA","NA",3110,"NA","NA"]
[{"$nulls":15},622,"Chloride FCP",640,"FCP 41",41,"Hoppecke OSP.HC",628,"7 OSP.HC 595","NA","NA","NA","NA","NA","NA","NA","NA","NA","NA","NA","NA","NA","NA","NA",3115,"NA","NA",3115,"NA","NA"]
[{"$nulls":15},623,"Chloride FCP",640,"FCP 41",41,"Hoppecke OSP.HC",628,"7 OSP.HC 595","NA","NA","NA","NA","NA","NA","NA","NA","NA","NA","NA","NA","NA","NA","NA",3120,"NA","NA",3120,"NA","NA"]
[{"$nulls":15},624,"Chloride FCP",640,"FCP 41",41,"Hoppecke OSP.HC",628,"7 OSP.HC 595","NA","NA","NA","NA","NA","NA","NA","NA","NA","NA","NA","NA","NA","NA","NA",3125,"NA","NA",3125,"NA","NA"]
[{"$nulls":15},625,"Chloride FCP",640,"FCP 41",41,"Hoppecke OSP.HC",628,"7 OSP.HC 595","NA","NA","NA","NA","NA","NA","NA","NA","NA","NA","NA","NA","NA","NA","NA",3130,"NA","NA",3130,"NA","NA"]
[{"$nulls":15},626,"Chloride FCP",640,"FCP 41",41,"Hoppecke OSP.HC",628,"7 OSP.HC 595","NA","NA","NA","NA","NA","NA","NA","NA","NA","NA","NA","NA","NA","NA","NA",3135,"NA","NA",3135,"NA","NA"]
[{"$nulls":15},627,"Chloride FCP",640,"FCP 41",41,"Hoppecke OSP.HC",628,"7 OSP.HC 595","NA","NA","NA","NA","NA","NA","NA","NA","NA","NA","NA","NA","NA","NA","NA",3140,"NA","NA",3140,"NA","NA"]
[{"$nulls":15},628,"Chloride FCP",640,"FCP 41",41,"Hoppecke OSP.HC",628,"7 OSP.HC 595","NA","NA","NA","NA","NA","NA","NA","NA","NA","NA","NA","NA","NA","NA","NA",3145,"NA","NA",3145,"NA","NA"]
[{"$nulls":15},629,"Chloride FCP",640,"FCP 41",41,"NA","NA","NA","NA","NA","NA","NA","NA","NA","NA","NA","NA","NA","NA","NA","NA","NA","NA",3150,"NA","NA",3150,"NA","NA"]
[{"$nulls":15},630,"Chloride FCP",640,"FCP 41",41,"NA","NA","NA","NA","NA","NA","NA","NA","NA","NA","NA","NA","NA","NA","NA","NA","NA","NA",3155,"NA","NA",3155,"NA","NA"]
[{"$nulls":15},631,"Chloride FCP",640,"FCP 41",41,"NA","NA","NA","NA","NA","NA","NA","NA","NA","NA","NA","NA","NA","NA","NA","NA","NA","NA",3160,"NA","NA",3160,"NA","NA"]
[{"$nulls":15},632,"Chloride FCP",640,"FCP 41",41,"NA","NA","NA","NA","NA","NA","NA","NA","NA","NA","NA","NA","NA","NA","NA","NA","NA","NA",3165,"NA","NA",3165,"NA","NA"]
[{"$nulls":15},633,"Chloride FCP",640,"FCP 41",41,"NA","NA","NA","NA","NA","NA","NA","NA","NA","NA","NA","NA","NA","NA","NA","NA","NA","NA",3170,"NA","NA",3170,"NA","NA"]
[{"$nulls":15},634,"Chloride FCP",640,"FCP 41",41,"NA","NA","NA","NA","NA","NA","NA","NA","NA","NA","NA","NA","NA","NA","NA","NA","NA","NA",3175,"NA","NA",3175,"NA","NA"]
[{"$nulls":15},635,"Chloride FCP",640,"FCP 41",41,"NA","NA","NA","NA","NA","NA","NA","NA","NA","NA","NA","NA","NA","NA","NA","NA","NA","NA",3180,"NA","NA",3180,"NA","NA"]
[{"$nulls":15},636,"Chloride FCP",640,"FCP 41",41,"NA","NA","NA","NA","NA","NA","NA","NA","NA","NA","NA","NA","NA","NA","NA","NA","NA","NA",3185,"NA","NA",3185,"NA","NA"]
[{"$nulls":15},637,"Chloride FCP",640,"FCP 41",41,"NA","NA","NA","NA","NA","NA","NA","NA","NA","NA","NA","NA","NA","NA","NA","NA","NA","NA",3190,"NA","NA",3190,"NA","NA"]
[{"$nulls":15},638,"Chloride FCP",640,"FCP 41",41,"NA","NA","NA","NA","NA","NA","NA","NA","NA","NA","NA","NA","NA","NA","NA","NA","NA","NA",3195,"NA","NA",3195,"NA","NA"]
[{"$nulls":15},639,"Chloride FCP",640,"FCP 41",41,"NA","NA","NA","NA","NA","NA","NA","NA","NA","NA","NA","NA","NA","NA","NA","NA","NA","NA",3200,"NA","NA",3200,"NA","NA"]
[{"$nulls":15},640,"Chloride FCP",640,"FCP 41",41,"NA","NA","NA","NA","NA","NA","NA","NA","NA","NA","NA","NA","NA","NA","NA","NA","NA","NA",3205,"NA","NA",3205,"NA","NA"]
[{"$nulls":15},641,"Chloride FCP",672,"FCP 43",43,"NA","NA","NA","NA","NA","NA","NA","NA","NA","NA","NA","NA","NA","NA","NA","NA","NA","NA",3210,"NA","NA",3210,"NA","NA"]
[{"$nulls":15},642,"Chloride FCP",672,"FCP 43",43,"NA","NA","NA","NA","NA","NA","NA","NA","NA","NA","NA","NA","NA","NA","NA","NA","NA","NA",3215,"NA","NA",3215,"NA","NA"]
[{"$nulls":15},643,"Chloride FCP",672,"FCP 43",43,"NA","NA","NA","NA","NA","NA","NA","NA","NA","NA","NA","NA","NA","NA","NA","NA","NA","NA",3220,"NA","NA",3220,"NA","NA"]
[{"$nulls":15},644,"Chloride FCP",672,"FCP 43",43,"NA","NA","NA","NA","NA","NA","NA","NA","NA","NA","NA","NA","NA","NA","NA","NA","NA","NA",3225,"NA","NA",3225,"NA","NA"]
[{"$nulls":15},645,"Chloride FCP",672,"FCP 43",43,"NA","NA","NA","NA","NA","NA","NA","NA","NA","NA","NA","NA","NA","NA","NA","NA","NA","NA",3230,"NA","NA",3230,"NA","NA"]
[{"$nulls":15},646,"Chloride FCP",672,"FCP 43",43,"NA","NA","NA","NA","NA","NA","NA","NA","NA","NA","NA","NA","NA","NA","NA","NA","NA","NA",3235,"NA","NA",3235,"NA","NA"]
[{"$nulls":15},647,"Chloride FCP",672,"FCP 43",43,"NA","NA","NA","NA","NA","NA","NA","NA","NA","NA","NA","NA","NA","NA","NA","NA","NA","NA",3240,"NA","NA",3240,"NA","NA"]
[{"$nulls":15},648,"Chloride FCP",672,"FCP 43",43,"NA","NA","NA","NA","NA","NA","NA","NA","NA","NA","NA","NA","NA","NA","NA","NA","NA","NA",3245,"NA","NA",3245,"NA","NA"]
[{"$nulls":15},649,"Chloride FCP",672,"FCP 43",43,"NA","NA","NA","NA","NA","NA","NA","NA","NA","NA","NA","NA","NA","NA","NA","NA","NA","NA",3250,"NA","NA",3250,"NA","NA"]
[{"$nulls":15},650,"Chloride FCP",672,"FCP 43",43,"NA","NA","NA","NA","NA","NA","NA","NA","NA","NA","NA","NA","NA","NA","NA","NA","NA","NA",3255,"NA","NA",3255,"NA","NA"]
[{"$nulls":15},651,"Chloride FCP",672,"FCP 43",43,"NA","NA","NA","NA","NA","NA","NA","NA","NA","NA","NA","NA","NA","NA","NA","NA","NA","NA",3260,"NA","NA",3260,"NA","NA"]
[{"$nulls":15},652,"Chloride FCP",672,"FCP 43",43,"NA","NA","NA","NA","NA","NA","NA","NA","NA","NA","NA","NA","NA","NA","NA","NA","NA","NA",3265,"NA","NA",3265,"NA","NA"]
[{"$nulls":15},653,"Chloride FCP",672,"FCP 43",43,"NA","NA","NA","NA","NA","NA","NA","NA","NA","NA","NA","NA","NA","NA","NA","NA","NA","NA",3270,"NA","NA",3270,"NA","NA"]
[{"$nulls":15},654,"Chloride FCP",672,"FCP 43",43,"NA","NA","NA","NA","NA","NA","NA","NA","NA","NA","NA","NA","NA","NA","NA","NA","NA","NA",3275,"NA","NA",3275,"NA","NA"]
[{"$nulls":15},655,"Chloride FCP",672,"FCP 43",43,"NA","NA","NA","NA","NA","NA","NA","NA","NA","NA","NA","NA","NA","NA","NA","NA","NA","NA",3280,"NA","NA",3280,"NA","NA"]
[{"$nulls":15},656,"Chloride FCP",672,"FCP 43",43,"NA","NA","NA","NA","NA","NA","NA","NA","NA","NA","NA","NA","NA","NA","NA","NA","NA","NA",3285,"NA","NA",3285,"NA","NA"]
[{"$nulls":15},657,"Chloride FCP",672,"FCP 43",43,"NA","NA","NA","NA","NA","NA","NA","NA","NA","NA","NA","NA","NA","NA","NA","NA","NA","NA",3290,"NA","NA",3290,"NA","NA"]
[{"$nulls":15},658,"Chloride FCP",672,"FCP 43",43,"NA","NA","NA","NA","NA","NA","NA","NA","NA","NA","NA","NA","NA","NA","NA","NA","NA","NA",3295,"NA","NA",3295,"NA","NA"]
[{"$nulls":15},659,"Chloride FCP",672,"FCP 43",43,"NA","NA","NA","NA","NA","NA","NA","NA","NA","NA","NA","NA","NA","NA","NA","NA","NA","NA",3300,"NA","NA",3300,"NA","NA"]
[{"$nulls":15},660,"Chloride FCP",672,"FCP 43",43,"NA","NA","NA","NA","NA","NA","NA","NA","NA","NA","NA","NA","NA","NA","NA","NA","NA","NA",3305,"NA","NA",3305,"NA","NA"]
[{"$nulls":15},661,"Chloride FCP",672,"FCP 43",43,"NA","NA","NA","NA","NA","NA","NA","NA","NA","NA","NA","NA","NA","NA","NA","NA","NA","NA",3310,"NA","NA",3310,"NA","NA"]
[{"$nulls":15},662,"Chloride FCP",672,"FCP 43",43,"NA","NA","NA","NA","NA","NA","NA","NA","NA","NA","NA","NA","NA","NA","NA","NA","NA","NA",3315,"NA","NA",3315,"NA","NA"]
[{"$nulls":15},663,"Chloride FCP",672,"FCP 43",43,"NA","NA","NA","NA","NA","NA","NA","NA","NA","NA","NA","NA","NA","NA","NA","NA","NA","NA",3320,"NA","NA",3320,"NA","NA"]
[{"$nulls":15},664,"Chloride FCP",672,"FCP 43",43,"NA","NA","NA","NA","NA","NA","NA","NA","NA","NA","NA","NA","NA","NA","NA","NA","NA","NA",3325,"NA","NA",3325,"NA","NA"]
[{"$nulls":15},665,"Chloride FCP",672,"FCP 43",43,"NA","NA","NA","NA","NA","NA","NA","NA","NA","NA","NA","NA","NA","NA","NA","NA","NA","NA",3330,"NA","NA",3330,"NA","NA"]
[{"$nulls":15},666,"Chloride FCP",672,"FCP 43",43,"NA","NA","NA","NA","NA","NA","NA","NA","NA","NA","NA","NA","NA","NA","NA","NA","NA","NA",3335,"NA","NA",3335,"NA","NA"]
[{"$nulls":15},667,"Chloride FCP",672,"FCP 43",43,"NA","NA","NA","NA","NA","NA","NA","NA","NA","NA","NA","NA","NA","NA","NA","NA","NA","NA",3340,"NA","NA",3340,"NA","NA"]
[{"$nulls":15},668,"Chloride FCP",672,"FCP 43",43,"NA","NA","NA","NA","NA","NA","NA","NA","NA","NA","NA","NA","NA","NA","NA","NA","NA","NA",3345,"NA","NA",3345,"NA","NA"]
[{"$nulls":15},669,"Chloride FCP",672,"FCP 43",43,"NA","NA","NA","NA","NA","NA","NA","NA","NA","NA","NA","NA","NA","NA","NA","NA","NA","NA",3350,"NA","NA",3350,"NA","NA"]
[{"$nulls":15},670,"Chloride FCP",672,"FCP 43",43,"NA","NA","NA","NA","NA","NA","NA","NA","NA","NA","NA","NA","NA","NA","NA","NA","NA","NA",3355,"NA","NA",3355,"NA","NA"]
[{"$nulls":15},671,"NA","NA","NA","NA","NA","NA","NA","NA","NA","NA","NA","NA","NA","NA","NA","NA","NA","NA","NA","NA","NA","NA",3360,"NA","NA",3360,"NA","NA"]
[]
[{"$nulls":15},"Table 2 - Cells Kt factors"]
[{"$nulls":17},"Min","2V AGM ","2V Gel ","12V AGM FA","12V GEL FA","12V GEL ","12V AGM ","VTX1 L 15-75","VTX - L 95 - 1700","VTX1 M 15-75","VTX - M 95 - 1700","FCP","FCP","FHP","OSP.HC 125-441","OSP.HC 359-3809","VRPP 12-45","VRPP 50-166"," Kt (Alcad VN) ","Kt (Alcad L range)"]
[{"$nulls":29},"Rt"]
[{"$nulls":15},"Minutes",1,1,{"v":0.3850869994346191,"d":"0.385"},{"v":0.4447617186398237,"d":"0.445"},{"v":0.2696960886150943,"d":"0.270"},{"v":0.3079422756982897,"d":"0.308"},{"v":0.43349698428913513,"d":"0.433"},{"v":0.3502224790980713,"d":"0.350"},{"v":0.8333333333333334,"d":"0.833"},{"v":1.095853101762172,"d":"1.096"},{"v":0.460197420578932,"d":"0.460"},{"v":0.5481273816890071,"d":"0.548"},{"v":0.7898598033750043,"d":"0.790"},{"v":38.25999999999999,"d":"38.260"},{"v":0.9023374706280742,"d":"0.902"},{"v":0.3549599026949578,"d":"0.355"},{"v":0.829044647470564,"d":"0.829"},{"v":0.5875378731637203,"d":"0.588"},{"v":0.6705666142859076,"d":"0.671"},{"v":0.49,"d":"0.490"},{"v":0.79,"d":"0.790"}]
[{"$nulls":16},5,5,{"v":0.481654407715656,"d":"0.482"},{"v":0.5412540413980976,"d":"0.541"},{"v":0.34586537411197793,"d":"0.346"},{"v":0.386271772187219,"d":"0.386"},{"v":0.5041151921816573,"d":"0.504"},{"v":0.42912214017276895,"d":"0.429"},{"v":0.9052906255602554,"d":"0.905"},{"v":1.0685153668136742,"d":"1.069"},{"v":0.4743094760559624,"d":"0.474"},{"v":0.5560157735257613,"d":"0.556"},{"v":0.8771305308039778,"d":"0.877"},{"v":35.3,"d":"35.300"},{"v":0.9787029770035004,"d":"0.979"},{"v":0.47219623337367306,"d":"0.472"},{"v":0.8868850044442204,"d":"0.887"},{"v":0.6531952156133947,"d":"0.653"},{"v":0.7081324804003469,"d":"0.708"},{"v":0.66,"d":"0.660"},{"v":0.95,"d":"0.950"}]
[{"$nulls":16},10,10,{"v":0.6023636680669521,"d":"0.602"},{"v":0.66186944484594,"d":"0.662"},{"v":0.44107698098308246,"d":"0.441"},{"v":0.4841836427983806,"d":"0.484"},{"v":0.5923879520473101,"d":"0.592"},{"v":0.527746716516141,"d":"0.528"},{"v":1.016086457719296,"d":"1.016"},{"v":1.225601083438835,"d":"1.226"},{"v":0.5576413676090943,"d":"0.558"},{"v":0.6373829501933423,"d":"0.637"},{"v":0.9862189400901948,"d":"0.986"},{"v":31.6,"d":"31.600"},{"v":1.074159859972783,"d":"1.074"},{"v":0.6187416467220671,"d":"0.619"},{"v":0.9591854506612909,"d":"0.959"},{"v":0.7352668936754876,"d":"0.735"},{"v":0.7550898130433962,"d":"0.755"},{"v":0.73,"d":"0.730"},{"v":1.07,"d":"1.070"}]
[{"$nulls":16},15,15,{"v":0.7060610615654165,"d":"0.706"},{"v":0.7674839345725201,"d":"0.767"},{"v":0.536288587854187,"d":"0.536"},{"v":0.5820955134095422,"d":"0.582"},{"v":0.7093320421843952,"d":"0.709"},{"v":0.6401971038281334,"d":"0.640"},{"v":1.1164427023392878,"d":"1.116"},{"v":1.3589209921268937,"d":"1.359"},{"v":0.6187528874058067,"d":"0.619"},{"v":0.6762054661115342,"d":"0.676"},{"v":1.0619110307945103,"d":"1.062"},{"v":27.5,"d":"27.500"},{"v":1.1839743593608483,"d":"1.184"},{"v":0.754978990144974,"d":"0.755"},{"v":1.0346960762516695,"d":"1.035"},{"v":0.9338167234188719,"d":"0.934"},{"v":0.9402241442104394,"d":"0.940"},{"v":0.81,"d":"0.810"},{"v":1.1516666666666668,"d":"1.152"}]
[{"$nulls":16},20,20,{"v":0.8015271462881022,"d":"0.802"},{"v":0.8673524320824144,"d":"0.867"},{"v":0.6364101748670149,"d":"0.636"},{"v":0.6812865282020527,"d":"0.681"},{"v":0.7985546120461064,"d":"0.799"},{"v":0.7335386409418525,"d":"0.734"},{"v":1.210261992850017,"d":"1.210"},{"v":1.4191177052775243,"d":"1.419"},{"v":0.6917841649825949,"d":"0.692"},{"v":0.7242724945270648,"d":"0.724"},{"v":1.1547357499251498,"d":"1.155"},{"v":24.9,"d":"24.900"},{"v":1.3186221643122928,"d":"1.319"},{"v":0.8847315044756597,"d":"0.885"},{"v":1.1121867605586002,"d":"1.112"},{"v":0.9558778156125812,"d":"0.956"},{"v":0.960794625451222,"d":"0.961"},{"v":0.8900000000000001,"d":"0.890"},{"v":1.2333333333333334,"d":"1.233"}]
[{"$nulls":16},25,25,{"v":0.8969932310107879,"d":"0.897"},{"v":0.9672209295923089,"d":"0.967"},{"v":0.7395521680074323,"d":"0.740"},{"v":0.7772863542293287,"d":"0.777"},{"v":0.8948734519404599,"d":"0.895"},{"v":0.8286931024776649,"d":"0.829"},{"v":1.2747291318708762,"d":"1.275"},{"v":1.4624327728315025,"d":"1.462"},{"v":0.7545742917944191,"d":"0.755"},{"v":0.7739217610199549,"d":"0.774"},{"v":1.238453763565242,"d":"1.238"},23.325,{"v":1.4083207636367834,"d":"1.408"},{"v":1.0194971516875828,"d":"1.019"},{"v":1.2033381542307175,"d":"1.203"},{"v":0.9779389078062906,"d":"0.978"},{"v":0.9813651066920046,"d":"0.981"},{"v":0.9450000000000001,"d":"0.945"},{"v":1.2816666666666667,"d":"1.282"}]
[{"$nulls":16},30,30,{"v":0.9924593157334736,"d":"0.992"},{"v":1.0670894271022033,"d":"1.067"},{"v":0.8408902025887142,"d":"0.841"},{"v":0.8692986723728297,"d":"0.869"},{"v":0.9849835080310005,"d":"0.985"},{"v":0.9223685517281638,"d":"0.922"},{"v":1.3391962708917353,"d":"1.339"},{"v":1.505747840385481,"d":"1.506"},{"v":0.8173644186062435,"d":"0.817"},{"v":0.8235710275128452,"d":"0.824"},{"v":1.3221717772053339,"d":"1.322"},{"v":21.75,"d":"21.750"},{"v":1.4980193629612741,"d":"1.498"},{"v":1.1542627988995058,"d":"1.154"},{"v":1.2944895479028349,"d":"1.294"},{"v":1,"d":"1.000"},{"v":1.0019355879327871,"d":"1.002"},{"v":1,"d":"1.000"},{"v":1.33,"d":"1.330"}]
[{"$nulls":16},35,35,{"v":1.0853881375144243,"d":"1.085"},{"v":1.162160465586085,"d":"1.162"},{"v":0.940382335144044,"d":"0.940"},{"v":0.9609572866769295,"d":"0.961"},{"v":1.0747178371094932,"d":"1.075"},{"v":1.015658783508672,"d":"1.016"},{"v":1.4145539966394212,"d":"1.415"},{"v":1.5653994381477174,"d":"1.565"},{"v":0.8820937305773356,"d":"0.882"},{"v":0.884086398392539,"d":"0.884"},{"v":1.4115682916733865,"d":"1.412"},{"v":20.80833333333333,"d":"20.808"},{"v":1.5858848569894066,"d":"1.586"},{"v":1.2665631582738976,"d":"1.267"},{"v":1.378663178312437,"d":"1.379"},{"v":1.0536091177712115,"d":"1.054"},{"v":1.0529099381708296,"d":"1.053"},1.055,{"v":1.3783333333333334,"d":"1.378"}]
[{"$nulls":16},40,40,{"v":1.1783169592953748,"d":"1.178"},{"v":1.2572315040699669,"d":"1.257"},{"v":1.040514827637151,"d":"1.041"},{"v":1.0533274868570117,"d":"1.053"},{"v":1.16519940297204,"d":"1.165"},{"v":1.1075483759871017,"d":"1.108"},{"v":1.4899117223871068,"d":"1.490"},{"v":1.6250510359099541,"d":"1.625"},{"v":0.9468230425484276,"d":"0.947"},{"v":0.9446017692722328,"d":"0.945"},{"v":1.5009648061414391,"d":"1.501"},{"v":19.866666666666664,"d":"19.867"},{"v":1.673750351017539,"d":"1.674"},{"v":1.3788635176482897,"d":"1.379"},{"v":1.4628368087220391,"d":"1.463"},{"v":1.107218235542423,"d":"1.107"},{"v":1.103884288408872,"d":"1.104"},{"v":1.1099999999999999,"d":"1.110"},{"v":1.4266666666666667,"d":"1.427"}]
[{"$nulls":16},45,45,{"v":1.2712457810763256,"d":"1.271"},{"v":1.3523025425538486,"d":"1.352"},{"v":1.1396861978259059,"d":"1.140"},{"v":1.1498595655829453,"d":"1.150"},{"v":1.2451254518760648,"d":"1.245"},{"v":1.196948984387217,"d":"1.197"},{"v":1.5652694481347926,"d":"1.565"},{"v":1.6847026336721906,"d":"1.685"},{"v":1.0115523545195197,"d":"1.012"},{"v":1.0051171401519268,"d":"1.005"},{"v":1.590361320609492,"d":"1.590"},{"v":18.9,"d":"18.900"},{"v":1.7616158450456718,"d":"1.762"},{"v":1.4880722006636748,"d":"1.488"},{"v":1.5463098749417044,"d":"1.546"},{"v":1.1608273533136346,"d":"1.161"},{"v":1.1548586386469144,"d":"1.155"},{"v":1.16,"d":"1.160"},{"v":1.48,"d":"1.480"}]
[{"$nulls":16},50,50,{"v":1.3613110068481182,"d":"1.361"},{"v":1.4422562062303788,"d":"1.442"},{"v":1.2378497822702559,"d":"1.238"},{"v":1.2505927082714299,"d":"1.251"},{"v":1.3465244144644073,"d":"1.347"},{"v":1.2900384843013686,"d":"1.290"},{"v":1.6445856328466706,"d":"1.645"},{"v":1.7451706538602347,"d":"1.745"},{"v":1.0779209320420065,"d":"1.078"},{"v":1.06876638259969,"d":"1.069"},{"v":1.7269075470729947,"d":"1.727"},{"v":17.933333333333334,"d":"17.933"},{"v":1.8614342574465501,"d":"1.861"},{"v":1.5972808836790597,"d":"1.597"},{"v":1.6297829411613696,"d":"1.630"},{"v":1.2092890155452454,"d":"1.209"},{"v":1.2051960347731279,"d":"1.205"},{"v":1.21,"d":"1.210"},{"v":1.5333333333333332,"d":"1.533"}]
[{"$nulls":16},60,60,{"v":1.5414414583917035,"d":"1.541"},{"v":1.6221635335834392,"d":"1.622"},{"v":1.4341769511589557,"d":"1.434"},{"v":1.452058993648399,"d":"1.452"},{"v":1.5377830857672252,"d":"1.538"},{"v":1.4763145310681751,"d":"1.476"},{"v":1.8032180022704267,"d":"1.803"},{"v":1.8661066942363227,"d":"1.866"},{"v":1.21065808708698,"d":"1.211"},{"v":1.1960648674952166,"d":"1.196"},{"v":2,"d":"2.000"},{"v":16,"d":"16.000"},{"v":2.061071082248307,"d":"2.061"},{"v":1.7654689651618236,"d":"1.765"},{"v":1.7956718238192027,"d":"1.796"},{"v":1.306212340008467,"d":"1.306"},{"v":1.305870827025555,"d":"1.306"},{"v":1.31,"d":"1.310"},{"v":1.64,"d":"1.640"}]
[{"$nulls":16},90,90,{"v":2.22031917886585,"d":"2.220"},{"v":2.324440000689217,"d":"2.324"},{"v":1.9934755954921148,"d":"1.993"},{"v":2.0331329491003913,"d":"2.033"},{"v":2.1793389072800835,"d":"2.179"},{"v":2.1154878817843334,"d":"2.115"},{"v":2.206774848979208,"d":"2.207"},{"v":2.2083557044579867,"d":"2.208"},{"v":1.7163222437441996,"d":"1.716"},{"v":1.7360979025070804,"d":"1.736"},{"v":2.57707549001116,"d":"2.577"},{"v":13.05,"d":"13.050"},{"v":2.5596692781991193,"d":"2.560"},{"v":2.3722599992651747,"d":"2.372"},{"v":2.285668503144089,"d":"2.286"},{"v":1.701524923151106,"d":"1.702"},{"v":1.7006873883102958,"d":"1.701"},{"v":1.7,"d":"1.700"},{"v":1.97,"d":"1.970"}]
[{"$nulls":15},"Hours",2,120,{"v":2.7715434453307806,"d":"2.772"},{"v":2.8860128781996846,"d":"2.886"},{"v":2.5129190342255523,"d":"2.513"},{"v":2.5923375619664566,"d":"2.592"},{"v":2.8071172788040593,"d":"2.807"},{"v":2.750610013576971,"d":"2.751"},{"v":2.5408681951599257,"d":"2.541"},{"v":2.5111367225789394,"d":"2.511"},{"v":2.1495579001860095,"d":"2.150"},{"v":2.1743143296412617,"d":"2.174"},{"v":3.1541509800223198,"d":"3.154"},{"v":10.1,"d":"10.100"},{"v":3.058267474149931,"d":"3.058"},{"v":2.979051033368526,"d":"2.979"},{"v":2.775665182468975,"d":"2.776"},{"v":2.1199106406203203,"d":"2.120"},{"v":2.094687715048813,"d":"2.095"},{"v":2.11,"d":"2.110"},{"v":2.32,"d":"2.320"}]
[{"$nulls":16},3,180,{"v":3.742342419312299,"d":"3.742"},{"v":3.8558028760063974,"d":"3.856"},{"v":3.482587390471648,"d":"3.483"},{"v":3.6339312929380627,"d":"3.634"},{"v":4.05592536738962,"d":"4.056"},{"v":4.016818472308329,"d":"4.017"},{"v":3.239938574186497,"d":"3.240"},{"v":3.1557368078281147,"d":"3.156"},{"v":3.0774438831310866,"d":"3.077"},{"v":3.092251874809596,"d":"3.092"},{"v":4.1818051093819815,"d":"4.182"},{"v":7.65,"d":"7.650"},{"v":3.970531487738317,"d":"3.971"},{"v":4.109005223691632,"d":"4.109"},{"v":3.7429507236393453,"d":"3.743"},{"v":3.1174038785680596,"d":"3.117"},{"v":3.0599526074126158,"d":"3.060"},{"v":3.08,"d":"3.080"},{"v":3.14,"d":"3.140"}]
[{"$nulls":16},4,240,{"v":4.805780138459549,"d":"4.806"},{"v":4.903512101680887,"d":"4.904"},{"v":4.393617474250171,"d":"4.394"},{"v":4.593159701591814,"d":"4.593"},{"v":5.21831321894582,"d":"5.218"},{"v":5.21831321894582,"d":"5.218"},{"v":4.119969287093248,"d":"4.120"},{"v":4.077868403914057,"d":"4.078"},{"v":4.0387219415655435,"d":"4.039"},{"v":4.046125937404798,"d":"4.046"},{"v":5.080003457153868,"d":"5.080"},{"v":6.3,"d":"6.300"},{"v":4.80913335358767,"d":"4.809"},{"v":5.168666246942468,"d":"5.169"},{"v":4.7041551906697,"d":"4.704"},{"v":4.058701939284029,"d":"4.059"},{"v":4.029976303706308,"d":"4.030"},{"v":4,"d":"4.000"},{"v":4.07,"d":"4.070"}]
[{"$nulls":16},5,300,{"v":5.793120366736441,"d":"5.793"},{"v":5.851766865126292,"d":"5.852"},{"v":5.289938546287914,"d":"5.290"},{"v":5.48057824998176,"d":"5.481"},{"v":6.34557607226991,"d":"6.346"},{"v":6.34557607226991,"d":"6.346"},{"v":5,"d":"5.000"},{"v":5,"d":"5.000"},{"v":5,"d":"5.000"},{"v":5,"d":"5.000"},{"v":5.978201804925755,"d":"5.978"},{"v":5.35,"d":"5.350"},{"v":5.647735219437024,"d":"5.648"},{"v":6.174190651312579,"d":"6.174"},{"v":5.657399212237436,"d":"5.657"},{"v":5,"d":"5.000"},{"v":5,"d":"5.000"},{"v":5,"d":"5.000"},{"v":5,"d":"5.000"}]
[{"$nulls":16},6,360,{"v":6.502156994692956,"d":"6.502"},{"v":6.541917398333588,"d":"6.542"},{"v":6.144731262533451,"d":"6.145"},{"v":6.3289609609824655,"d":"6.329"},{"v":7.389554531362511,"d":"7.390"},{"v":7.389554531362511,"d":"7.390"},{"v":5.923069013751751,"d":"5.923"},{"v":5.922512669830889,"d":"5.923"},{"v":5.947599787804144,"d":"5.948"},{"v":5.947384289170948,"d":"5.947"},{"v":6.820774519082695,"d":"6.821"},{"v":4.7,"d":"4.700"},{"v":6.4004409344023525,"d":"6.400"},{"v":7.130334404794701,"d":"7.130"},{"v":6.526440792672433,"d":"6.526"},{"v":6,"d":"6.000"},{"v":5.971865776671254,"d":"5.972"},{"v":6,"d":"6.000"},{"v":6,"d":"6.000"}]
[{"$nulls":16},7,420,{"v":7.21119362264947,"d":"7.211"},{"v":7.232067931540884,"d":"7.232"},{"v":6.989200834968696,"d":"6.989"},{"v":7.157102988726033,"d":"7.157"},{"v":8.414365167065283,"d":"8.414"},{"v":8.414365167065283,"d":"8.414"},{"v":6.8461380275035015,"d":"6.846"},{"v":6.8450253396617775,"d":"6.845"},{"v":6.895199575608289,"d":"6.895"},{"v":6.894768578341896,"d":"6.895"},{"v":7.657939183254915,"d":"7.658"},{"v":3.75,"d":"3.750"},{"v":7.188292923967555,"d":"7.188"},{"v":8.040963680589279,"d":"8.041"},{"v":7.385851724148385,"d":"7.386"},{"v":7,"d":"7.000"},{"v":6.9437315533425075,"d":"6.944"},{"v":7,"d":"7.000"},{"v":7,"d":"7.000"}]
[{"$nulls":16},8,480,{"v":7.920230250605985,"d":"7.920"},{"v":7.92221846474818,"d":"7.922"},{"v":7.826076260449993,"d":"7.826"},{"v":7.960640527382561,"d":"7.961"},{"v":9.433870921915451,"d":"9.434"},{"v":9.433870921915451,"d":"9.434"},{"v":7.769207041255252,"d":"7.769"},{"v":7.767538009492665,"d":"7.768"},{"v":7.842799363412434,"d":"7.843"},{"v":7.842152867512845,"d":"7.842"},{"v":8.495103847427135,"d":"8.495"},{"v":3.6075,"d":"3.608"},{"v":7.976144913532757,"d":"7.976"},{"v":8.882173117678477,"d":"8.882"},{"v":8.234925249020712,"d":"8.235"},{"v":8,"d":"8.000"},{"v":7.915597330013762,"d":"7.916"},{"v":8,"d":"8.000"},{"v":8,"d":"8.000"}]
[{"$nulls":16},9,540,{"v":8.756376104827451,"d":"8.756"},{"v":8.75715029092935,"d":"8.757"},{"v":8.67478868244325,"d":"8.675"},{"v":8.758601633330416,"d":"8.759"},{"v":10.42919176211536,"d":"10.429"},{"v":10.42919176211536,"d":"10.429"},{"v":8.691604409594559,"d":"8.692"},{"v":8.692644556504591,"d":"8.693"},{"v":8.778075805768568,"d":"8.778"},{"v":8.775084342247094,"d":"8.775"},{"v":9.247551923713567,"d":"9.248"},{"v":3.4650000000000003,"d":"3.465"},{"v":8.615029127703696,"d":"8.615"},{"v":9.650232209113808,"d":"9.650"},{"v":9.070966536017387,"d":"9.071"},{"v":9,"d":"9.000"},{"v":8.85866827450401,"d":"8.859"},{"v":9,"d":"9.000"},{"v":9,"d":"9.000"}]
[{"$nulls":16},10,600,{"v":9.592521959048918,"d":"9.593"},{"v":9.592082117110518,"d":"9.592"},{"v":9.523501104436507,"d":"9.524"},{"v":9.556562739278272,"d":"9.557"},{"v":11.364773243430166,"d":"11.365"},{"v":11.364773243430166,"d":"11.365"},{"v":9.614001777933865,"d":"9.614"},{"v":9.617751103516518,"d":"9.618"},{"v":9.713352248124702,"d":"9.713"},{"v":9.708015816981343,"d":"9.708"},{"v":10,"d":"10.000"},{"v":3.2,"d":"3.200"},{"v":9.253913341874634,"d":"9.254"},{"v":10,"d":"10.000"},{"v":9.884558257542725,"d":"9.885"},{"v":10,"d":"10.000"},{"v":9.801739218994257,"d":"9.802"},{"v":10,"d":"10.000"},{"v":10,"d":"10.000"}]
[{"$nulls":16},12,720,{"v":11.292940383372924,"d":"11.293"},{"v":11.284779860280398,"d":"11.285"},{"v":11.191939702812366,"d":"11.192"},{"v":11.201276988707551,"d":"11.201"},{"v":13.361768606669397,"d":"13.362"},{"v":13.361768606669397,"d":"13.362"},{"v":12,"d":"12.000"},{"v":12,"d":"12.000"},{"v":12,"d":"12.000"},{"v":12,"d":"12.000"},{"v":12,"d":"12.000"},{"v":2.67,"d":"2.670"},{"v":12,"d":"12.000"},{"v":12,"d":"12.000"},{"v":12,"d":"12.000"},{"v":12,"d":"12.000"},{"v":12,"d":"12.000"},{"v":12,"d":"12.000"},{"v":12,"d":"12.000"}]
[{"$nulls":16},18,1080,{"v":15.979092236913841,"d":"15.98"},{"v":15.974963828990834,"d":"15.97"},{"v":16.057200760398924,"d":"16.06"},{"v":16.019486494023845,"d":"16.02"},{"v":18.659607687709475,"d":"18.66"},{"v":18.68281828435821,"d":"18.68"},{"v":18,"d":"18.00"},{"v":18,"d":"18.00"},{"v":18,"d":"18.00"},{"v":18,"d":"18.00"},{"v":18,"d":"18.00"},{"v":2,"d":"2.00"},{"v":18,"d":"18.00"},{"v":18,"d":"18.00"},{"v":18,"d":"18.00"},{"v":18,"d":"18.00"},{"v":18,"d":"18.00"},{"v":18,"d":"18.00"},{"v":18,"d":"18.00"}]
[{"$nulls":16},20,1200,{"v":17.541142854760814,"d":"17.541"},{"v":17.538358485227647,"d":"17.538"},{"v":17.67895444626111,"d":"17.679"},{"v":17.625556329129278,"d":"17.626"},{"v":20.425554048056167,"d":"20.426"},{"v":20.45650151025448,"d":"20.457"},{"v":20,"d":"20.000"},{"v":20,"d":"20.000"},{"v":20,"d":"20.000"},{"v":20,"d":"20.000"},{"v":20,"d":"20.000"},{"v":1.7766666666666666,"d":"1.777"},{"v":20,"d":"20.000"},{"v":20,"d":"20.000"},{"v":20,"d":"20.000"},{"v":20,"d":"20.000"},{"v":20,"d":"20.000"},{"v":20,"d":"20.000"},{"v":20,"d":"20.000"}]
[{"$nulls":16},24,1440,{"v":20.665244090454756,"d":"20.665"},{"v":20.665147797701273,"d":"20.665"},{"v":20.898969207126395,"d":"20.899"},{"v":20.87037402408155,"d":"20.870"},{"v":24,"d":"24.000"},{"v":24,"d":"24.000"},{"v":24,"d":"24.000"},{"v":24,"d":"24.000"},{"v":24,"d":"24.000"},{"v":24,"d":"24.000"},{"v":24,"d":"24.000"},{"v":1.33,"d":"1.330"},{"v":24,"d":"24.000"},{"v":24,"d":"24.000"},{"v":24,"d":"24.000"},{"v":24,"d":"24.000"},{"v":24,"d":"24.000"},{"v":24,"d":"24.000"},{"v":24,"d":"24.000"}]
[{"$nulls":15},"Days",10,14400,{"v":240,"d":"240.000"},{"v":240,"d":"240.000"},{"v":240,"d":"240.000"},{"v":240,"d":"240.000"},{"v":240,"d":"240.000"},{"v":240,"d":"240.000"},{"v":240,"d":"240.000"},{"v":240,"d":"240.000"},{"v":240,"d":"240.000"},{"v":240,"d":"240.000"},{"v":240,"d":"240.000"},{"v":1,"d":"1.000"},{"v":240,"d":"240.000"},{"v":240,"d":"240.000"},{"v":240,"d":"240.000"},{"v":240,"d":"240.000"},{"v":240,"d":"240.000"},{"v":240,"d":"240.000"},{"v":240,"d":"240.000"}]
[]
[]
[{"$nulls":15},"Table 3 - NiCad Temperature derating factors (Kt) for 5h discharge rate (Derived from DST 34-478 Annex C)"]
[{"$nulls":15},"Temperature [°C] ","Vantex L",null,"Vantex M",null,"HBL VRPP (5min)",null,"HBL VRPP (5hrs)"]
[{"$nulls":16},"Multiplying Factor","Derating factor","Multiplying Factor","Derating factor","Multiplying Factor","Derating factor","Multiplying Factor","Derating factor"]
[]
[{"$nulls":15},0,{"v":1.1111111111111112,"d":"1.111"},0.9,{"v":1.0869565217391304,"d":"1.087"},0.92,{"v":1.3157894736842106,"d":"1.316"},0.76,{"v":1.0869565217391304,"d":"1.087"},0.92]
[{"$nulls":15},5,{"v":1.0526315789473684,"d":"1.053"},0.95,{"v":1.0526315789473684,"d":"1.053"},0.95,{"v":1.2195121951219512,"d":"1.220"},0.82,{"v":1.0526315789473684,"d":"1.053"},0.95]
[{"$nulls":15},10,{"v":1.0204081632653061,"d":"1.020"},0.98,{"v":1.0309278350515465,"d":"1.031"},0.97,{"v":1.1363636363636365,"d":"1.136"},0.88,{"v":1.0204081632653061,"d":"1.020"},0.98]
[{"$nulls":15},15,{"v":1,"d":"1.000"},1,{"v":1.015228426395939,"d":"1.015"},0.985,{"v":1.0526315789473684,"d":"1.053"},0.95,{"v":1,"d":"1.000"},1]
[{"$nulls":15},20,{"v":1,"d":"1.000"},1,{"v":1,"d":"1.000"},1,{"v":1,"d":"1.000"},1,{"v":1,"d":"1.000"},1]
[{"$nulls":15},25,{"v":1,"d":"1.000"},1,{"v":1,"d":"1.000"},1,{"v":1,"d":"1.000"},1,{"v":1,"d":"1.000"},1]
[{"$nulls":15},30,{"v":1,"d":"1.000"},1,{"v":1,"d":"1.000"},1,{"v":1,"d":"1.000"},1,{"v":1,"d":"1.000"},1]
[{"$nulls":15},35,{"v":1,"d":"1.000"},1,{"v":1,"d":"1.000"},1,{"v":1,"d":"1.000"},1,{"v":1,"d":"1.000"},1]
[{"$nulls":15},40,{"v":1,"d":"1.000"},1,{"v":1,"d":"1.000"},1,{"v":1,"d":"1.000"},1,{"v":1,"d":"1.000"},1]
[]
[{"$nulls":15},"Table 4 a - Lead acid Temperature correction factors for Hoppecke range lead acid cells @ 20deg C (Kt Factors at 20deg C)"]
[{"$nulls":15},"Temperature",null,0,5,10,15,20,25,30,35,40]
[{"$nulls":15},"temperature correction",null,1.354,1.231,1.127,1.051,{"v":1,"d":"1.000"},0.947,0.905,0.881,0.843]
[]
[{"$nulls":15},"Table 4 b - Lead acid Temperature correction factors for FCP range lead acid cells @25deg C"]
[{"$nulls":15},"Discharge Rate (Duration)"," Temperature correction factor to be applied to 25°C at:"]
[]
[{"$nulls":16},0,5,10,15,20,25,30,35,40]
[{"$nulls":15},"3 s to 4.9 m",{"v":1.27,"d":"1.270"},{"v":1.2,"d":"1.200"},{"v":1.1400000000000001,"d":"1.140"},{"v":1.0899999999999999,"d":"1.090"},{"v":1.04,"d":"1.040"},{"v":1,"d":"1.000"},{"v":0.97,"d":"0.970"},{"v":0.95,"d":"0.950"},{"v":0.9299999999999999,"d":"0.930"}]
[{"$nulls":15},"5 m to 59 m",{"v":1.23,"d":"1.230"},{"v":1.17,"d":"1.170"},{"v":1.12,"d":"1.120"},{"v":1.0699999999999998,"d":"1.070"},{"v":1.04,"d":"1.040"},{"v":1,"d":"1.000"},{"v":0.97,"d":"0.970"},{"v":0.95,"d":"0.950"},{"v":0.94,"d":"0.940"}]
[{"$nulls":15},"1 h to 24 h",{"v":1.1600000000000001,"d":"1.160"},{"v":1.12,"d":"1.120"},{"v":1.1,"d":"1.100"},{"v":1.06,"d":"1.060"},{"v":1.03,"d":"1.030"},{"v":1,"d":"1.000"},{"v":0.98,"d":"0.980"},{"v":0.97,"d":"0.970"},{"v":0.96,"d":"0.960"}]
[]
[{"$nulls":15},"Table 4 c - VRLA Capacity temperature correction factor to be applied to Data at 20 Degrees c"]
[{"$nulls":15},"2V AGM, 2V Gel, 12V AGM, 12V Gel & 12V Gel AGM FA"]
[{"$nulls":15},"Discharge time",0,5,10,15,20,25,30,35,40]
[{"$nulls":15},"5min - 59min",{"v":0.8,"d":"0.800"},{"v":0.86,"d":"0.860"},{"v":0.91,"d":"0.910"},{"v":0.96,"d":"0.960"},{"v":1,"d":"1.000"},1.037,1.063,1.085,{"v":1.1,"d":"1.100"}]
[{"$nulls":15},"Multiplying factor",{"v":1.2,"d":"1.200"},{"v":1.1400000000000001,"d":"1.140"},{"v":1.0899999999999999,"d":"1.090"},{"v":1.04,"d":"1.040"},{"v":1,"d":"1.000"},{"v":0.9630000000000001,"d":"0.963"},0.937,0.915,{"v":0.8999999999999999,"d":"0.900"}]
[{"$nulls":15},"1hr - 100hrs",{"v":0.86,"d":"0.860"},{"v":0.9,"d":"0.900"},{"v":0.93,"d":"0.930"},{"v":0.97,"d":"0.970"},{"v":1,"d":"1.000"},1.028,{"v":1.05,"d":"1.050"},1.063,{"v":1.07,"d":"1.070"}]
[{"$nulls":15},"Multiplying factor",{"v":1.1400000000000001,"d":"1.140"},{"v":1.1,"d":"1.100"},{"v":1.0699999999999998,"d":"1.070"},{"v":1.03,"d":"1.030"},{"v":1,"d":"1.000"},0.972,{"v":0.95,"d":"0.950"},0.937,{"v":0.9299999999999999,"d":"0.930"}]
[]
[{"$nulls":15},"Table 4d - NiCad Temperature derating factors (Kt) for 5h discharge rate (Derived from DST 34-478 Annex C)"]
[{"$nulls":15},"Temperature [°C] ",null,"Vantage Cells ",null,"L-range Cells",null,"FNC"]
[{"$nulls":17},"Multiplying Factor","Derating factor","Multiplying Factor","Derating factor","Derating"]
[{"$nulls":15},0,null,1.075,0.925,{"v":1.1,"d":"1.100"},0.9,1]
[{"$nulls":15},5,null,{"v":1.05,"d":"1.050"},0.95,{"v":1.05,"d":"1.050"},0.95,1]
[{"$nulls":15},10,null,1.025,0.975,{"v":1.03,"d":"1.030"},0.97,1]
[{"$nulls":15},15,null,1.012,0.988,{"v":1,"d":"1.000"},1,1]
[{"$nulls":15},"≥ 20 ",null,{"v":1,"d":"1.000"},1,{"v":1,"d":"1.000"},1,1]
[]
[{"$nulls":15},"Table 5 - Voltage ranges and typical no. of cells used in Distribution"]
[{"$nulls":18},"Lead acid batteries ",null,null,"Nickel cadmium cells",null,null,"Valve regulated"]
[{"$nulls":15},"Vnom","Vmin","Vmax","No cells","Vmin/cell","Vmax/cell","No cells","Vmin/cell","Vmax/cell","No cells"]
[{"$nulls":15},12,9.6,14.4,6,1.6,2.4,10,0.96,1.44,1]
[{"$nulls":15},24,19.2,28.8,12,1.6,2.4,20,0.96,1.44,2]
[{"$nulls":15},36,28.8,43.2,18,1.6,2.4,30,0.96,1.44,3]
[{"$nulls":15},50,38.4,57.6,25,1.6,2.4,38,0.96,1.44,4]
[{"$nulls":15},110,88,132,52,1.69,2.54,85,1.04,1.55,9]
[{"$nulls":15},220,176,264,104,1.69,2.54,170,1.04,1.55,18]
[]
[{"$nulls":15},"Table 6 - Charger capacities"]
[{"$nulls":16},"50&110V","220V","Charger Amp"]
[{"$nulls":15},0,10,5]
[{"$nulls":15},1,10,5,5]
[{"$nulls":15},2,10,5,10]
[{"$nulls":15},3,10,5,15]
[{"$nulls":15},4,10,5,20]
[{"$nulls":15},5,10,10,25]
[{"$nulls":15},6,10,10,30]
[{"$nulls":15},7,10,10,35]
[{"$nulls":15},8,10,10,40]
[{"$nulls":15},9,10,10,45]
[{"$nulls":15},10,20,15,50]
[{"$nulls":15},11,20,15,55]
[{"$nulls":15},12,20,15,60]
[{"$nulls":15},13,20,15,65]
[{"$nulls":15},14,20,15,70]
[{"$nulls":15},15,20,20,75]
[{"$nulls":15},16,20,20,80]
[{"$nulls":15},17,20,20,85]
[{"$nulls":15},18,20,20,90]
[{"$nulls":15},19,20,20,95]
[{"$nulls":15},20,30,25]
[{"$nulls":15},21,30,25]
[{"$nulls":15},22,30,25]
[{"$nulls":15},23,30,25]
[{"$nulls":15},24,30,25]
[{"$nulls":15},25,30,30]
[{"$nulls":15},26,30,30]
[{"$nulls":15},27,30,30]
[{"$nulls":15},28,30,30]
[{"$nulls":15},29,30,30]
[{"$nulls":15},30,40,35]
[{"$nulls":15},31,40,35]
[{"$nulls":15},32,40,35]
[{"$nulls":15},33,40,35]
[{"$nulls":15},34,40,35]
[{"$nulls":15},35,40,40]
[{"$nulls":15},36,40,40]
[{"$nulls":15},37,40,40]
[{"$nulls":15},38,40,40]
[{"$nulls":15},39,40,40]
[{"$nulls":15},40,50,45]
[{"$nulls":15},41,50,45]
[{"$nulls":15},42,50,45]
[{"$nulls":15},43,50,45]
[{"$nulls":15},44,50,45]
[{"$nulls":15},45,50,50]
[{"$nulls":15},46,50,50]
[{"$nulls":15},47,50,50]
[{"$nulls":15},48,50,50]
[{"$nulls":15},49,50,50]
[{"$nulls":15},50,60,55]
[{"$nulls":15},51,60,55]
[{"$nulls":15},52,60,55]
[{"$nulls":15},53,60,55]
[{"$nulls":15},54,60,55]
[{"$nulls":15},55,60,60]
[{"$nulls":15},56,60,60]
[{"$nulls":15},57,60,60]
[{"$nulls":15},58,60,60]
[{"$nulls":15},59,60,60]
[{"$nulls":15},60,70,65]
[{"$nulls":15},61,70,65]
[{"$nulls":15},62,70,65]
[{"$nulls":15},63,70,65]
[{"$nulls":15},64,70,65]
[{"$nulls":15},65,70,70]
[{"$nulls":15},66,70,70]
[{"$nulls":15},67,70,70]
[{"$nulls":15},68,70,70]
[{"$nulls":15},69,70,70]
[{"$nulls":15},70,80,75]
[{"$nulls":15},71,80,75]
[{"$nulls":15},72,80,75]
[{"$nulls":15},73,80,75]
[{"$nulls":15},74,80,75]
[{"$nulls":15},75,80,75]
[{"$nulls":15},76,80,80]
[{"$nulls":15},77,80,80]
[{"$nulls":15},78,80,80]
[{"$nulls":15},79,80,80]
[{"$nulls":15},80,90,80]
[]
[]
[{"$nulls":15},"Table 7 - Battery configuration"]
[{"$nulls":15},"Ah","Type","Make","Cells 50V",null,"Cells 110V",null,"Cells 220V"]
[{"$nulls":15},64,"Lead acid","Chloride -","25 * FCP 05",null,"52 * FCP 05",null,"104 * FCP 05"]
[{"$nulls":15},96,"Lead acid","Chloride -","25 * FCP 07",null,"52 * FCP 07",null,"104 * FCP 07"]
[{"$nulls":15},128,"Lead acid","Chloride -","25 * FCP 09",null,"52 * FCP 09",null,"104 * FCP 09"]
[{"$nulls":15},160,"Lead acid","Chloride -","25 * FCP 11",null,"52 * FCP 11",null,"104 * FCP 11"]
[{"$nulls":15},190,"Lead acid","Chloride -","25 * FCP 13",null,"52 * FCP 13",null,"104 * FCP 13"]
[{"$nulls":15},255,"Lead acid","Chloride -","25 * FCP 17",null,"52 * FCP 17",null,"104 * FCP 17"]
[{"$nulls":15},320,"Lead acid","Chloride -","25 * FCP 21",null,"52 * FCP 21",null,"104 * FCP 21"]
[{"$nulls":15},384,"Lead acid","Chloride -","25 * FCP 25",null,"52 * FCP 25",null,"104 * FCP 25"]
[{"$nulls":15},608,"Lead acid","Chloride -","25 * FCP 39",null,"52 * FCP 39",null,"104 * FCP 39"]
[{"$nulls":15},750,"Lead acid","Chloride -","25 * FHP 15",null,"52 * FHP 15",null,"104 * FHP 15"]
[{"$nulls":15},125,"Lead acid","Hoppecke -","25 * 3OSP.HC105",null,"52 * 3OSP.HC105",null,"104 * 3OSP.HC105"]
[{"$nulls":15},167,"Lead acid","Hoppecke -","25 * 4OSP.HC140",null,"52 * 4OSP.HC140",null,"104 * 4OSP.HC140"]
[{"$nulls":15},209,"Lead acid","Hoppecke -","25 * 5OSP.HC175",null,"52 * 5OSP.HC175",null,"104 * 5OSP.HC175"]
[{"$nulls":15},250,"Lead acid","Hoppecke -","25 * 6OSP.HC210",null,"52 * 6OSP.HC210",null,"104 * 6OSP.HC210"]
[{"$nulls":15},334,"Lead acid","Hoppecke -","25 * 8OSP.HC280",null,"52 * 8OSP.HC280",null,"104 * 8OSP.HC280"]
[{"$nulls":15},361,"Lead acid","Hoppecke -","25 * 9OSP.HC315",null,"52 * 9OSP.HC315",null,"104 * 9OSP.HC315"]
[{"$nulls":15},401,"Lead acid","Hoppecke -","25 * 10OSP.HC350",null,"52 * 10OSP.HC350",null,"104 * 10OSP.HC350"]
[{"$nulls":15},448,"Lead acid","Hoppecke -","25 * 5OSP.HC.425",null,"52 * 5OSP.HC.425",null,"104 * 5OSP.HC.425"]
[{"$nulls":15},538,"Lead acid","Hoppecke -","25 * 6OSP.HC510",null,"52 * 6OSP.HC510",null,"104 * 6OSP.HC510"]
[{"$nulls":15},628,"Lead acid","Hoppecke -","25 * 7OSP.HC595",null,"52 * 7OSP.HC595",null,"104 * 7OSP.HC595"]
[{"$nulls":15},16,"NiCad","Alcad - ","38 * VTX1 M16",null,"85 * VTX1 M16",null,"170 * VTX1 M16"]
[{"$nulls":15},24,"NiCad","Alcad - ","38 * VTX1 M24",null,"85 * VTX1 M24",null,"170 * VTX1 M24"]
[{"$nulls":15},32,"NiCad","Alcad - ","38 * VTX1 M32",null,"85 * VTX1 M32",null,"170 * VTX1 M32"]
[{"$nulls":15},40,"NiCad","Alcad - ","38 * VTX1 M40",null,"85 * VTX1 M40",null,"170 * VTX1 M40"]
[{"$nulls":15},48,"NiCad","Alcad - ","38 * VTX1 M48",null,"85 * VTX1 M48",null,"170 * VTX1 M48"]
[{"$nulls":15},65,"NiCad","Alcad - ","38 * VTX1 M65",null,"85 * VTX1 M65",null,"170 * VTX1 M65"]
[{"$nulls":15},75,"NiCad","Alcad - ","38 * VTX1 M75",null,"85 * VTX1 M75",null,"170 * VTX1 M75"]
[{"$nulls":15},100,"NiCad","Alcad - ","38 * VTX1 M100",null,"85 * VTX1 M100",null,"170 * VTX1 M100"]
[{"$nulls":15},125,"NiCad","Alcad - ","38 * VTX1 M125",null,"85 * VTX1 M125",null,"170 * VTX1 M125"]
[{"$nulls":15},150,"NiCad","Alcad - ","38 * VTX1 M150",null,"85 * VTX1 M150",null,"170 * VTX1 M150"]
[{"$nulls":15},170,"NiCad","Alcad - ","38 * VTX1 M170",null,"85 * VTX1 M170",null,"170 * VTX1 M170"]
[{"$nulls":15},15,"NiCad","Alcad - ","38 * VTX1 L15",null,"85 * VTX1 L15",null,"170 * VTX1 L15"]
[{"$nulls":15},30,"NiCad","Alcad - ","38 * VTX1 L30",null,"85 * VTX1 L30",null,"170 * VTX1 L30"]
[{"$nulls":15},47,"NiCad","Alcad - ","38 * VTX1 L47",null,"85 * VTX1 L47",null,"170 * VTX1 L47"]
[{"$nulls":15},62,"NiCad","Alcad - ","38 * VTX1 L62",null,"85 * VTX1 L62",null,"107 * VTX1 L62"]
[{"$nulls":15},75,"NiCad","Alcad - ","38 * VTX1 L75",null,"85 * VTX1 L75",null,"170 * VTX1 L75"]
[{"$nulls":15},95,"NiCad","Alcad - ","38 * VTX1 L95",null,"85 * VTX1 L95",null,"170 * VTX1 L95"]
[{"$nulls":15},110,"NiCad","Alcad - ","38 * VTX1 L110",null,"85 * VTX1 L110",null,"170 * VTX1 L110"]
[{"$nulls":15},140,"NiCad","Alcad - ","38 * VTX1 L140",null,"85 * VTX1 L140",null,"170 * VTX1 L140"]
[{"$nulls":15},185,"NiCad","Alcad - ","38 * VTX1 L185",null,"85 * VTX1 L185",null,"170 * VTX1 L185"]
[{"$nulls":15},12,"NiCad","HBL - ","38 * VRPP12",null,"85 * VRPP12",null,"170 * VRPP12"]
[{"$nulls":15},24,"NiCad","HBL - ","38 * VRPP24",null,"85 * VRPP24",null,"170 * VRPP24"]
[{"$nulls":15},32,"NiCad","HBL - ","38 * VRPP32",null,"85 * VRPP32",null,"170 * VRPP32"]
[{"$nulls":15},40,"NiCad","HBL - ","38 * VRPP40",null,"85 * VRPP40",null,"170 * VRPP40"]
[{"$nulls":15},50,"NiCad","HBL - ","38 * VRPP50",null,"85 * VRPP50",null,"170 * VRPP50"]
[{"$nulls":15},66,"NiCad","HBL - ","38 * VRPP66",null,"85 * VRPP66",null,"170 * VRPP66"]
[{"$nulls":15},82,"NiCad","HBL - ","38 * VRPP82",null,"85 * VRPP82",null,"170 * VRPP82"]
[{"$nulls":15},103,"NiCad","HBL - ","38 * VRPP103",null,"85 * VRPP103",null,"170 * VRPP103"]
[{"$nulls":15},133,"NiCad","HBL - ","38 * VRPP133",null,"85 * VRPP133",null,"170 * VRPP133"]
[{"$nulls":15},142,"NiCad","HBL - ","38 * VRPP142",null,"85 * VRPP142",null,"170 * VRPP142"]
[{"$nulls":15},166,"NiCad","HBL - ","38 * VRPP166",null,"85 * VRPP166",null,"170 * VRPP166"]
[{"$nulls":15},100,"Valve regulated","Haze-","4 * HZY 100",null,"9 * HZY 100",null,"18 * HZY 100"]
[{"$nulls":15},150,"Valve regulated","Haze-","4 * HZY 150",null,"9 * HZY 150",null,"18 * HZY 150"]
[{"$nulls":15},170,"Valve regulated","Haze-","4 * HZY 170",null,"9 * HZY 170",null,"18 * HZY 170"]
[]
[{"$nulls":15},"Table 8 - Charger configurations"]
[{"$nulls":15},"Amp","50V",{"$nulls":5},"110V",{"$nulls":5},"220V",null,"50V"]
[{"$nulls":16},"Intgrated",null,"Sub-rack Battery Charger",null,"Drawer",null,"Integrated",null,"Sub-rack Battery Charger",null,"Drawer",null,"Sub-rack Battery Charger",null,"Telecomms integrated"]
[{"$nulls":15},5,"Cordex 50V 40A Integrated",null,"Cordex 50V 40A Sub-rack",null,"Cordex 50V 40A Top Drawer",null,"Cordex 110V 20A Integrated",null,"Cordex 110V 20A Sub-rack Charger",null,"Cordex 110V 20A Drawer",null,"Cordex 220V 10A Sub-rack Charger",null,"Cordex 50V 26A: Telecomms Integrated"]
[{"$nulls":15},10,"Cordex 50V 40A Integrated",null,"Cordex 50V 40A Sub-rack",null,"Cordex 50V 40A Top Drawer",null,"Cordex 110V 20A Integrated",null,"Cordex 110V 20A Sub-rack Charger",null,"Cordex 110V 20A Drawer",null,"Cordex 220V 10A Sub-rack Charger",null,"Cordex 50V 26A: Telecomms Integrated"]
[{"$nulls":15},15,"Cordex 50V 40A Integrated",null,"Cordex 50V 40A Sub-rack",null,"Cordex 50V 40A Top Drawer",null,"Cordex 110V 20A Integrated",null,"Cordex 110V 20A Sub-rack Charger",null,"Cordex 110V 20A Drawer",null,"Cordex 220V 15A: 10A Sub-rack Charger & 1 extra rectifier",null,"Cordex 50V 26A: Telecomms Integrated"]
[{"$nulls":15},20,"Cordex 50V 40A Integrated",null,"Cordex 50V 40A Sub-rack",null,"Cordex 50V 40A Top Drawer",null,"Cordex 110V 20A Integrated",null,"Cordex 110V 20A Sub-rack Charger",null,"Cordex 110V 20A Drawer",null,"Cordex 220V 20A Sub-rack Charger",null,"Cordex 50V 26A: Telecomms Integrated"]
[{"$nulls":15},25,"Cordex 50V 40A Integrated",null,"Cordex 50V 40A Sub-rack",null,"Cordex 50V 40A Top Drawer",null,"Cordex 110V 30A: 20A Integrated & 1 extra rectifier",null,"Cordex 110V 30A: 20A Sub-rack Charger & 1 extra rectifier",null,"Cordex 110V 30A: 20A Drawer & 1 extra rectifier",null,"Cordex 220V 25A: 20A Sub-rack  Charger & 1 extra rectifier",null,"Cordex 50V 26A: Telecomms Integrated"]
[{"$nulls":15},30,"Cordex 50V 40A Integrated",null,"Cordex 50V 40A Sub-rack",null,"Cordex 50V 40A Top Drawer",null,"Cordex 110V 30A: 20A Integrated & 1 extra rectifier",null,"Cordex 110V 30A: 20A Sub-rack Charger & 1 extra rectifier",null,"Cordex 110V 30A: 20A Drawer & 1 extra rectifier",null,"Cordex 220V 30A: 20A Sub-rack Charger & 2 extra rectifiers",null,"Cordex 50V 39A: Telecomms Integrated"]
[{"$nulls":15},35,"Cordex 50V 40A Integrated",null,"Cordex 50V 40A Sub-rack",null,"Cordex 50V 40A Top Drawer",null,"Cordex 110V 40A: 20A Integrated & 2 extra rectifiers",null,"Cordex 110V 40A Sub-rack Charger",null,"Cordex 110V 40A: 20A Drawer & 2 extra rectifiers",null,"Cordex 220V 40A Sub-rack Charger",null,"Cordex 50V 39A: Telecomms Integrated"]
[{"$nulls":15},40,"Cordex 50V 40A Integrated",null,"Cordex 50V 40A Sub-rack",null,"Cordex 50V 40A Top Drawer",null,"Cordex 110V 40A: 20A Integrated & 2 extra rectifiers",null,"Cordex 110V 40A Sub-rack Charger",null,"Cordex 110V 40A: 20A Drawer & 2 extra rectifiers",null,"Cordex 220V 40A Sub-rack Charger",null,"Cordex 50V 52A: Telecomms Integrated"]
[{"$nulls":15},45,"Cordex 50V 60A: 40A Integrated & 1 extra rectifiers",null,"Cordex 50V 60A: 40A Sub-rack  Charger & 1 extra rectifier",null,"Cordex 50V 50A: 40A Top Drawer & 1 extra rectifier",null,"Cordex 110V 50A: 20A Integrated & 3 extra rectifiers",null,"Cordex 110V 50A: 40A Sub-rack Charger & 1 extra rectifier",null,"Cordex 110V 50A: 20A Drawer & 3 extra rectifiers",null,"Cordex 220V 40A Sub-rack Charger + 1 extra rectifier",null,"Cordex 50V 52A: Telecomms Integrated"]
[{"$nulls":15},50,"Cordex 50V 60A: 40A Integrated & 1 extra rectifiers",null,"Cordex 50V 60A: 40A Sub-rack  Charger & 1 extra rectifier",null,"Cordex 50V 50A: 40A Top Drawer & 1 extra rectifier",null,"Cordex 110V 50A: 20A Integrated & 3 extra rectifiers",null,"Cordex 110V 50A: 40A Sub-rack Charger & 1 extra rectifier",null,"Cordex 110V 50A: 20A Drawer & 3 extra rectifiers",null,"Cordex 220V 40A Sub-rack Charger + 2 extra rectifier",null,"Cordex 50V 52A: Telecomms Integrated"]
[{"$nulls":15},55,"Cordex 50V 60A: 40A Integrated & 1 extra rectifiers",null,"Cordex 50V 60A: 40A Sub-rack Charger & 1 extra rectifiers",null,"Cordex 50V 60A: 40A Top Drawer & 1 extra rectifiers",null,"Cordex 110V 60A: 20A Integrated & 4 extra rectifiers",null,"Cordex 110V 60A Sub-rack Charger",null,"Cordex 110V 60A: 20A Drawer & 4 extra rectifiers",null,"Cordex 220V 40A Sub-rack Charger + 3 extra rectifier",null,"Exceeding charger size"]
[{"$nulls":15},60,"Cordex 50V 60A: 40A Integrated & 1 extra rectifiers",null,"Cordex 50V 60A: 40A Sub-rack Charger & 1 extra rectifiers",null,"Cordex 50V 60A: 40A Top Drawer & 1 extra rectifiers",null,"Cordex 110V 60A: 20A Integrated & 4 extra rectifiers",null,"Cordex 110V 60A Sub-rack Charger",null,"Cordex 110V 60A: 20A Drawer & 4 extra rectifiers",null,"Cordex 220V 40A Sub-rack Charger + 4 extra rectifier",null,"Exceeding charger size"]
[{"$nulls":15},65,"Cordex 50V 80A: 40A Integrated with 2 extra rectifiers",null,"Cordex 50V 80A: 40A Sub-rack Charger & 2 extra rectifiers",null,"Cordex 50V 60A: 40A Top Drawer & 2 extra rectifiers",null,"Cordex 110V 70A: Integrated with 6 rectifiers + Expansion rack with 1 Rectifier",null,"Exceeding max Charger rating",null,"Exceeding max Charger rating",null,"Exceeding max Charger rating",null,"Exceeding charger size"]
[{"$nulls":15},70,"Cordex 50V 80A: 40A Integrated with 2 extra rectifiers",null,"Cordex 50V 80A: 40A Sub-rack Charger & 2 extra rectifiers",null,"Cordex 50V 60A: 40A Top Drawer & 2 extra rectifiers",null,"Cordex 110V 70A: Integrated with 6 rectifiers + Expansion rack with 1 Rectifier",null,"Exceeding max Charger rating",null,"Exceeding max Charger rating",null,"Exceeding max Charger rating",null,"Exceeding charger size"]
[{"$nulls":15},75,"Cordex 50V 80A: 40A Integrated with 2 extra rectifiers",null,"Cordex 50V 80A: 40A Sub-rack Charger & 2 extra rectifiers",null,"Cordex 50V 60A: 40A Top Drawer & 2 extra rectifiers",null,"Cordex 110V 80A: Integrated with 6 rectifiers + Expansion rack with 2 Rectifiers",null,"Exceeding max Charger rating",null,"Exceeding max Charger rating",null,"Exceeding max Charger rating",null,"Exceeding charger size"]
[{"$nulls":15},80,"Cordex 50V 80A: 40A Integrated with 2 extra rectifiers ",null,"Cordex 50V 80A: 40A Sub-rack Charger & 2 extra rectifiers",null,"Cordex 50V 60A: 40A Top Drawer & 2 extra rectifiers",null,"Cordex 110V 80A: Integrated with 6 rectifiers + Expansion rack with 2 Rectifiers",null,"Exceeding max Charger rating",null,"Exceeding max Charger rating",null,"Exceeding max Charger rating",null,"Exceeding charger size"]
[{"$nulls":15},85,"Cordex 50V 100A: 40A Integrated with 3 extra rectifiers",null,"Cordex 50V 100A: 40A Sub-rack Charger & 3 extra rectifiers",null,"Cordex 50V 60A: 40A Top Drawer & 3 extra rectifiers",null,"Cordex 110V 80A: Integrated with 6 rectifiers + Expansion rack with 3 Rectifiers",null,"Exceeding max Charger rating",null,"Exceeding max Charger rating",null,"Exceeding max Charger rating",null,"Exceeding charger size"]
[{"$nulls":15},90,"Cordex 50V 100A: 40A Integrated with 3 extra rectifiers ",null,"Cordex 50V 100A: 40A Sub-rack Charger & 3 extra rectifiers",null,"Cordex 50V 60A: 40A Top Drawer & 3 extra rectifiers",null,"Cordex 110V 80A: Integrated with 6 rectifiers + Expansion rack with 3 Rectifiers",null,"Exceeding max Charger rating",null,"Exceeding max Charger rating",null,"Exceeding max Charger rating",null,"Exceeding charger size"]
[{"$nulls":15},91,"Cordex 50V 100A: 40A Integrated with 4 extra rectifiers ",null,"Cordex 50V 100A: 40A Sub-rack Charger & 3 extra rectifiers",null,"Cordex 50V 60A: 40A Top Drawer & 3 extra rectifiers",null,"Cordex 110V 80A: Integrated with 6 rectifiers + Expansion rack with 4 Rectifiers",null,"Exceeding max Charger rating",null,"Exceeding max Charger rating",null,"Exceeding max Charger rating",null,"Exceeding charger size"]
[]
[{"$nulls":15},"Table 9: Available Existing Ah"]
[{"$nulls":15},75]
[]
[{"$nulls":15},"Table 10 - Cell Ah ranges"]
[{"$nulls":15},"Chloride FCP","Alcad VN Ah","Alcad L Ah","Hoppecke LA","Vantex L","Vantex M","HBL VRPP",null,"VRLA"]
[]
[{"$nulls":15},64,8,10,125,15,16,12,null,50]
[{"$nulls":15},96,16,11,167,30,24,24,null,55]
[{"$nulls":15},128,24,29,209,47,32,32,null,70]
[{"$nulls":15},160,32,39,250,62,40,40,null,80]
[{"$nulls":15},192,40,60,334,75,48,50,null,90]
[{"$nulls":15},256,48,null,375,95,65,66,null,95]
[{"$nulls":15},288,71,null,417,110,75,82,null,100]
[{"$nulls":15},320,95,null,448,140,100,103,null,125]
[{"$nulls":15},352,119,null,538,185,125,133,null,150]
[{"$nulls":15},385,142,null,628,null,150,142,null,160]
[{"$nulls":15},416,{"$nulls":4},170,166,null,170]
[{"$nulls":15},448,{"$nulls":7},180]
[{"$nulls":15},512,{"$nulls":7},200]
[{"$nulls":15},544,{"$nulls":7},230]
[{"$nulls":15},608,{"$nulls":7},250]
[{"$nulls":15},640,{"$nulls":7},300]
[{"$nulls":15},672,{"$nulls":7},375]
[{"$nulls":23},400]
[{"$nulls":15},"Table 11 - Stand-by time hrs",{"$nulls":7},450]
[{"$nulls":15},"Standby time hrs","Application",{"$nulls":6},500]
[{"$nulls":15},240,"Substation without supervisory",{"$nulls":6},575]
[{"$nulls":15},12,"Substations with supervisory < 200km from local DC TSS",{"$nulls":6},600]
[{"$nulls":15},18,"Substations with supervisory > 200Km from Local DC TSS",{"$nulls":6},625]
[{"$nulls":15},24,"Tellecomms site, grid connected, remote, with generator connection facility. ",{"$nulls":6},750]
[{"$nulls":15},2,"Tellecomms site, grid connected, with easy access, generator connection facility.",{"$nulls":6},800]
[{"$nulls":15},72,"Tellecomms site, not grid connected, easy access, with generator connection facility.",{"$nulls":6},1000]
[{"$nulls":15},120,"Tellecomms site, not grid connected, remote, with generator connection facility.",{"$nulls":6},1250]
[{"$nulls":15},4,"TSC / WIC terminal units & UPS",{"$nulls":6},1500]
[{"$nulls":15},4,"UPS NMC's",{"$nulls":6},1875]
[{"$nulls":23},2000]
[{"$nulls":15},"Table 12 - Hoppeckke NC range Ah",{"$nulls":7},2500]
[{"$nulls":15},0]
[{"$nulls":15},22]
[{"$nulls":15},45]
[{"$nulls":15},66]
[{"$nulls":15},90]
[{"$nulls":15},110]
[{"$nulls":15},132]
[{"$nulls":15},154]
[]
[{"$nulls":15},"Table 13a - Battery cabinet configuration (alcad)",{"$nulls":3},"Table 13b - Battery cabinet configuration (HBL)"]
[{"$nulls":15},"CABINET, BATT NICD 88C SA TYPE 1\nStandalone Cabinet with fixed steps\nSuitable for 88 of the following cells:\nVTX1 L: 15 - 47Ah\nVTX1 M: 16 - 32Ah\nSafety sign DCSS 2 (0186196) included",null,null,1,"CABINET, BATT NICD 88C SA TYPE 1\nStandalone Cabinet with fixed steps\nSuitable for 88 of the following cells:\nVRPP: 12 - 24Ah\nSafety sign DCSS 2 (0186196) included",null,null,1]
[{"$nulls":15},"CABINET, BATT NICD 88C SA TYPE 2\nStandalone Cabinet with fixed steps\nSuitable for 88 of the following cells:\nVTX1 L: 62 - 75Ah\nVTX1 M: 40 - 65Ah\nSafety sign DCSS 2 (0186196) included",null,null,2,"CABINET, BATT NICD 88C SA TYPE 2\nStandalone Cabinet with fixed steps\nSuitable for 88 of the following cells:\nVRPP: 32 - 40Ah\nSafety sign DCSS 2 (0186196) included",null,null,2]
[{"$nulls":15},"CABINET, BATT NICD 88C SA TYPE 3\nStandalone Cabinet with fixed steps\nSuitable for 88 of the following cells:\nVTX1 L: 95 - 185Ah\nVTX1 M: 75 - 170Ah\nSafety sign DCSS 2 (0186196) included",null,null,3,"CABINET, BATT NICD 88C SA TYPE 3\nStandalone Cabinet with fixed steps\nSuitable for 88 of the following cells:\nVRPP: 50 - 142Ah\nSafety sign DCSS 2 (0186196) included",null,null,3]
[{"$nulls":15},0,null,null,"VTX (L)","CABINET, BATT NICD 88C SA TYPE 4\nStandalone Cabinet with fixed steps\nSuitable for 88 of the following cells:\nVRPP: 166Ah\nSafety sign DCSS 2 (0186196) included",null,null,4]
[{"$nulls":15},0,null,null,"VTX (M)",false,null,null,"HBL - VRPP"]
[]
[{"$nulls":15},"Table 14 - Link set (Alcad)"]
[{"$nulls":15},"CONNECTORS, VTX BATT LINK SET 1 \nSuitable for connecting 85 - 88 of the following cells in a Standalone Battery Cabinet:\nVTX1 L: 15 - 62Ah\nVTX1 M: 16 - 48Ah",{"$nulls":5},1]
[{"$nulls":15},"CONNECTORS, VTX BATT LINK SET 2 \nSuitable for connecting 85 - 88 of the following cells in a Standalone Battery Cabinet:\nVTX1 L: 75Ah\nVTX1 M: 65Ah",{"$nulls":5},2]
[{"$nulls":15},"CONNECTORS, VTX BATT LINK SET 3 \nSuitable for connecting 85 - 88 of the following cells in a Standalone Battery Cabinet:\nVTX1 L: 95 - 110Ah\nVTX1 M: 75 - 100Ah",{"$nulls":5},3]
[{"$nulls":15},"CONNECTORS, VTX BATT LINK SET 4 \nSuitable for connecting 85 - 88 of the following cells in a Standalone Battery Cabinet:\nVTX1 L: 140 - 185Ah\nVTX1 M: 125 - 170Ah",{"$nulls":5},4]
[{"$nulls":15},0,{"$nulls":5},"VTX (L)"]
[{"$nulls":15},0]
[{"$nulls":15},0]
[{"$nulls":15},0,{"$nulls":5},"VTX (M)"]
[{"$nulls":15},0]
[{"$nulls":15},0]
[]
[{"$nulls":15},"Table 15 - Stand configurations"]
[{"$nulls":20},"Hoppecke stand Nr"]
[{"$nulls":15},"SINGLE ROW, SINGLE TIER (SRST) BATTERY STANDS",{"$nulls":4},1,"SRST"]
[{"$nulls":15},"DOUBLE ROW, SINGLE TIER (DRST) BATTERY STANDS",{"$nulls":4},2,"DRST"]
[{"$nulls":15},"THREE ROW, CENTER TERRACED (TRCT) BATTERY STANDS",{"$nulls":4},3,"TRCT"]
[{"$nulls":15},"FOUR ROW, CENTER TERRACED (FRCT) BATTERY STANDS",{"$nulls":4},4,"FRCT"]
[{"$nulls":15},"DOUBLE ROW, SINGLE TIER, STEPPED (DRSTS) BATTERY STANDS",{"$nulls":4},5,"DRSTS"]
[]
[{"$nulls":15},"Table 16 - EDFS labour",{"$nulls":3},"Table 17 - labour"]
[{"$nulls":15},0]
[{"$nulls":15},0,{"$nulls":3},"Not Applicable"]
[{"$nulls":15},0,{"$nulls":3},"Decommissioning Only"]
[{"$nulls":15},0,{"$nulls":3},"Erection Only"]
[{"$nulls":15},0,{"$nulls":3},"Commissioning Only"]
[{"$nulls":15},"Witnessing & Hand Over ",{"$nulls":3},"Erection & Commissioning Only"]
[{"$nulls":19},"Decommissioning, Erection & Commissioning"]
[{"$nulls":15},"AC/ DC (Charger incl)"]
[{"$nulls":15},"Charger"]
[{"$nulls":15}," Tripping Unit"]
[{"$nulls":15},"Yard AC"]
[{"$nulls":15},"Witnessing & Hand Over "]
[]
[{"$nulls":15},"Table 18 - Installation CCYY"]
[]
[{"$nulls":15},1990]
[{"$nulls":15},1991]
[{"$nulls":15},1992]
[{"$nulls":15},1993]
[{"$nulls":15},1994]
[{"$nulls":15},1995]
[{"$nulls":15},1996]
[{"$nulls":15},1997]
[{"$nulls":15},1998]
[{"$nulls":15},1999]
[{"$nulls":15},2000]
[{"$nulls":15},2001]
[{"$nulls":15},2002]
[{"$nulls":15},2003]
[{"$nulls":15},2004]
[{"$nulls":15},2005]
[{"$nulls":15},2006]
[{"$nulls":15},2007]
[{"$nulls":15},2008]
[{"$nulls":15},2009]
[{"$nulls":15},2010]
[{"$nulls":15},2011]
[{"$nulls":15},2012]
[{"$nulls":15},2013]
[{"$nulls":15},2014]
[{"$nulls":15},2015]
[{"$nulls":15},2016]
[{"$nulls":15},2017]
[{"$nulls":15},2018]
[{"$nulls":15},2019]
[{"$nulls":15},2020]
[]
[{"$nulls":15},"Table 19 - Chargers"]
[]
[{"$nulls":15},"Not Applicable"]
[{"$nulls":15},"Use Existing Charger"]
[{"$nulls":15},"110V 20A Integrated Battery Charger with Distribution: One Sub-rack Charger, one Type C Distribution module, one Type F interface module, integrated in a 19” swingframe cabinet with blanking plates"]
[{"$nulls":15},"110V 20A Sub-rack Battery Charger "]
[{"$nulls":15},"110V 40A Sub-rack Battery Charger "]
[{"$nulls":15},"110V 60A Sub-rack Battery Charger "]
[{"$nulls":15},"110V/20A Top Drawer Battery Charger, 1200mm wide without Distribution"]
[{"$nulls":15},"110V/20A Top Drawer Battery Charger, 900mm wide without Distribution"]
[{"$nulls":15},"220V 10A Sub-rack Battery Charger "]
[{"$nulls":15},"220V 20A Sub-rack Battery Charger "]
[{"$nulls":15},"220V 40A Sub-rack Battery Charger "]
[{"$nulls":15},"50V 100A Sub-rack Battery Charger "]
[{"$nulls":15},"50V 26A Single Battery Charger with Distribution: 2x650W power modules 1x100A Bat MCB's, 6x20A Load MCB,s, one battery shelve, integrated in a 19” 600x600x1200 fixed frame front entry cabinet with blanking plates"]
[{"$nulls":15},"50V 39A Single Battery Charger with Distribution: 3x650W power modules, 2x100A Bat MCB's, 6x20A Load MCB,s, two battery shelves, integrated in a 19” 600x600x1600 fixed frame front entry cabinet with blanking plates"]
[{"$nulls":15},"50V 40A Integrated Battery Charger with Distribution: One Sub-rack Charger, one type A Distribution module, one type F interface module, integrated in a 19” swingframe cabinet with blanking plates"]
[{"$nulls":15},"50V 40A Sub-rack Battery Charger "]
[{"$nulls":15},"50V 52A Single Battery Charger with Distribution: 4x650W power modules, 2x100A Bat MCB's, 6x20A Load MCB,s, two battery shelves, integrated in a 19” 600x600x1600 fixed frame front entry cabinet with blanking plates"]
[{"$nulls":15},"50V/40A Top Drawer Battery Charger, 800mm wide with Distribution: 5x32A single pole MCBs"]
[{"$nulls":15},"50V/40A Top Drawer Battery Charger, 800mm wide without Distribution"]
[{"$nulls":15},"50V/40A Top Drawer Battery Charger, 950mm wide with Distribution:  5x32A single pole MCBs"]
[{"$nulls":15},"50V/40A Top Drawer Battery Charger, 950mm wide without Distribution"]
[]
[{"$nulls":15},"Table 20 - Load voltage regulation"]
[]
[{"$nulls":15},"Not applicable"]
[{"$nulls":15},"50V 100A Load voltage regulation module"]
[{"$nulls":15},"50V 125A Load voltage regulation module"]
[{"$nulls":15},"50V 150A Load voltage regulation module"]
[{"$nulls":15},"50V 25A Load voltage regulation module"]
[{"$nulls":15},"50V 50A Load voltage regulation module"]
[{"$nulls":15},"50V 75A Load voltage regulation module"]
[]
[{"$nulls":15},"Table 21 - Load disconnect modules"]
[]
[{"$nulls":15},"Not applicable"]
[{"$nulls":15},"50V 100A Load disconnect module"]
[{"$nulls":15},"50V 25A Load disconnect module"]
[{"$nulls":15},"50V 50A Load disconnect module"]
[]
[{"$nulls":15},"Table 22 - Distribution modules"]
[]
[{"$nulls":15},"Not applicable"]
[{"$nulls":15},"Type A: 50V 19\" Circuit Breaker module with 4x63A & 10x32A Double Pole MCBs with Terminal Backplate "]
[{"$nulls":15},"Type B: 110/220V 19\" Circuit Breaker module with 2x63A & 8x32A Double Pole MCBs with Terminal Backplate"]
[{"$nulls":15},"Type C: 110/220V 19\" Circuit Breaker module with 10x32A Double Pole MCBs with Terminal Backplate "]
[]
[{"$nulls":15},"Table 23 - Interface modules"]
[]
[{"$nulls":15},"Not applicable"]
[{"$nulls":15},"Type E: 19\" Interface module with 1x32A Single Pole MCB (AC), 2xMOV surge protection units, 1x50A Double Pole MCB (DC-battery) and 1x50A Double Pole MCB (DC-load) with Terminal Backplate"]
[{"$nulls":15},"Type F: 19\" Interface module with 1x32A Single Pole MCB (AC), 2xSAD surge protection units, 1x50A Double Pole MCB (DC-battery) and 1x50A Double Pole MCB (DC-load) with Terminal Backplate "]
[{"$nulls":15},"Type H: VT power 19\" Interface module with 2x32A Single Pole MCBs (AC), 3xMOV surge protection units, 1x50A Double Pole MCB (DC-battery) and 1x50A Double Pole MCB (DC-load) with Terminal Backplate"]
[]
[{"$nulls":15},"Table 24 - Charger spares and accessories"]
[{"$nulls":15},"Not applicable"]
[{"$nulls":15},"110/220V Controller  CXCR 3U"]
[{"$nulls":15},"50V Controller CXCi 2U"]
[{"$nulls":15},"50V Controller CXCR 3U"]
[{"$nulls":15},"Not applicable"]
[{"$nulls":15},"External Modem LAN GPRS SPRi HS (Truteq)"]
[{"$nulls":15},"Internal modem for Cordex Controller CXCR"]
[{"$nulls":15},"SMS Monitor (not in din rail package)"]
[{"$nulls":15},"Not applicable"]
[{"$nulls":15},"Relay extender card for Cordex controller CXCR"]
[{"$nulls":15},"Not applicable"]
[{"$nulls":15},"Temp sensor for Cordex (Temperature Probe, 12Ft Cable, 3/8” Lug)"]
[{"$nulls":15},"Not applicable"]
[{"$nulls":15},"Surge protection cartridge (DEHNguard T 275 FM)"]
[{"$nulls":15},"Not applicable"]
[{"$nulls":15},"110V 19\" sub-rack to fit six Rectifier modules D9243"]
[{"$nulls":15},"220V 19\" sub-rack to fit six Rectifier modules D9243"]
[{"$nulls":15},"50V 19\" sub-rack to fit six Rectifier modules D9243"]
[{"$nulls":15},"Not applicable"]
[{"$nulls":15},"110V 19\" expansion-rack for up to 6 power module/s D9243"]
[{"$nulls":15},"220V 19\" expansion-rack for up to 6 power module/s D9243"]
[{"$nulls":15},"50V 19\" expansion-rack for up to 6 power module/s D9243 "]
[{"$nulls":15},"Not applicable"]
[{"$nulls":15},"2400mm high 19” fixed frame cabinet with blanking plates D9242"]
[{"$nulls":15},"800x600x1800mm 19” swingframe cabinet with blanking plates D9242"]
[]
[{"$nulls":15},"Table 25 - SMR modules"]
[]
[{"$nulls":15},"Not applicable"]
[{"$nulls":15},"110V, 1.1kW SMR Module"]
[{"$nulls":15},"220V, 1.1kW SMR Module"]
[{"$nulls":15},"50V, 1kW SMR Module"]
[{"$nulls":15},"50V, 650W SMR Module"]
[]
[{"$nulls":15},"Table 26 -  Emergency light load"]
[{"$nulls":15},"No. Fittings","EML I"]
[{"$nulls":15},0,0]
[{"$nulls":15},1,0.5]
[{"$nulls":15},2,1]
[{"$nulls":15},3,1.5]
[{"$nulls":15},4,2]
[{"$nulls":15},5,2.5]
[{"$nulls":15},6,3]
[{"$nulls":15},7,3.5]
[{"$nulls":15},8,4]
[{"$nulls":15},9,4.5]
[{"$nulls":15},10,5]
[]
[{"$nulls":15},"Table 27 - Chloride Stand Range"]
[{"$nulls":15},"Cell Models","Ah","Ah Range #"]
[{"$nulls":15},"FCP05",64,1]
[{"$nulls":15},"FCP07",96,1]
[{"$nulls":15},"FCP09",128,1]
[{"$nulls":15},"FCP11",160,1]
[{"$nulls":15},"FCP13",192,1]
[{"$nulls":15},"FCP17",256,2]
[{"$nulls":15},"FCP21",320,3]
[{"$nulls":15},"FCP23",352,3]
[{"$nulls":15},"FCP27",416,4]
[{"$nulls":15},"FCP29",448,4]
[{"$nulls":15},"FCP33",512,5]
[{"$nulls":15},"FCP35",544,6]
[{"$nulls":15},"FCP39",608,6]
[{"$nulls":15},"FCP41",640,6]
[{"$nulls":15},"FCP43",672,6]
[]
[{"$nulls":15},"Table 29 - W/D"]
[]
[{"$nulls":15},"Wet"]
[{"$nulls":15},"Dry"]
[]
[{"$nulls":15},"Table 30 - Stand construction"]
[]
[{"$nulls":15},"LP"]
[{"$nulls":15},"PW"]
[]
[{"$nulls":15},"Table 31 - Hoppecke Stand Range Terminating device & interrow connectors"]
[{"$nulls":15},"Cell Models","Ah","Ah Range #","Terminating device","Interrow connector"]
[{"$nulls":15},"3OSP.HC105",125,1,1,0]
[{"$nulls":15},"4OSP.HC140",167,1,1,0]
[{"$nulls":15},"5OSP.HC175",209,1,1,0]
[{"$nulls":15},"6OSP.HC210",250,2,1,0]
[{"$nulls":15},"8OSP.HC280",334,3,1]
[{"$nulls":15},"9OSP.HC315",361,4,2]
[{"$nulls":15},"10OSP.HC350",401,4,2]
[{"$nulls":15},"5OSP.HC425",448,5,3]
[{"$nulls":15},"6OSP.HC510",538,5,3]
[{"$nulls":15},"7OSP.HC595",628,5,3]
[]
[{"$nulls":15},"Table 32 - Distance","Cordex "]
[]
[{"$nulls":15},"0 - 100 km","0 - 100",100]
[{"$nulls":15},"101 - 200 Km","101 - 200",200]
[{"$nulls":15},"201 - 300 Km","201 - 300",300]
[{"$nulls":15},"301 - 400 Km","301 - 400",400]
[{"$nulls":15},"401 - 500 Km","401 - 500",500]
[{"$nulls":15},"501 - 600 Km","501 - 600",600]
[{"$nulls":15},"601 - 700 Km","601 - 700",700]
[{"$nulls":15},"701 - 800 Km","701 - 800",800]
[{"$nulls":15},"801 - 900 Km","801 - 900",900]
[{"$nulls":15},"901 - 1000 Km","901 - 1000",1000]
[{"$nulls":15},"1001 - 1100 Km","1001 - 1100",1100]
[{"$nulls":15},"1101 - 1200 Km","1101 - 1200",1200]
[{"$nulls":15},"1202 - 1300 Km","1201 - 1300",1300]
[{"$nulls":15},"1301 - 1400 Km","1301 - 1400",1400]
[{"$nulls":15},"1401 - 1500 Km","1401 - 1500",1500]
[{"$nulls":15},"1501 - 3000 Km","1501 - 3000",3000]
[{"$nulls":15},"3001 - 4000 Km","3001 - 4000",4000]
[{"$nulls":15},"4000 +","4000 +"]
[]
[{"$nulls":15},"Table 33 - Installation / accomodation required"]
[]
[{"$nulls":15},"Y"]
[{"$nulls":15},"N"]
[]
[{"$nulls":15},"Table 34 a - Total Mass LA",null,"Table 34 b - Total mass NC",null,"Table 34 c - Total mass Chargers"]
[]
[{"$nulls":15},"0 - 6000 Kg",null,"0 - 3000",null,"< 300"]
[{"$nulls":15},"6001 - 8000 Kg",null,"3001 - 6000",null,"301 - 500"]
[{"$nulls":15},"8001 Kg +",null,"6001 - 10000",null,"501 - 1000"]
[{"$nulls":15},0,null,"10000 +",null,"1001 - 3000"]
[{"$nulls":19},"3001 - 5000"]
[{"$nulls":15},"Table 35 - Design margin",null,"Table 36 - Cell types"]
[]
[{"$nulls":15},{"v":0.05,"d":"5%"},null,"NA"]
[{"$nulls":15},{"v":0.1,"d":"10%"},null,"NA"]
[{"$nulls":15},{"v":0.15,"d":"15%"},null,"NA"]
[{"$nulls":15},{"v":0.2,"d":"20%"},null,"NA"]
[{"$nulls":15},{"v":0.25,"d":"25%"},null,"NA"]
[{"$nulls":17},"NA"]
[{"$nulls":17},"NA"]
[{"$nulls":17},"NA"]
[{"$nulls":17},"NA"]
[{"$nulls":17},"NA"]
[{"$nulls":17},"NA"]
[{"$nulls":17},"Use existing battery"]
[]
[]
[{"$nulls":15},"Table 37 - Commissioning Items HBL VRPP"]
[{"$nulls":15},"Ah",50,110,220,null,"Table 38 - number of systems"]
[{"$nulls":15},1,1,5,9]
[{"$nulls":15},2,1,5,9,null,1]
[{"$nulls":15},3,1,5,9,null,2]
[{"$nulls":15},4,1,5,9]
[{"$nulls":15},5,1,5,9,null,"Table 39 - NiCad / Lead acid / VRLA"]
[{"$nulls":15},6,1,5,9]
[{"$nulls":15},7,1,5,9,null,"Lead Acid"]
[{"$nulls":15},8,1,5,9,null,"NiCad"]
[{"$nulls":15},9,1,5,9,null,"VRLA - GEL"]
[{"$nulls":15},10,1,5,9,null,"VRLA - AGM"]
[{"$nulls":15},11,1,5,9]
[{"$nulls":15},12,1,5,9]
[{"$nulls":15},13,1,5,9]
[{"$nulls":15},14,1,5,9]
[{"$nulls":15},15,1,5,9]
[{"$nulls":15},16,1,5,9]
[{"$nulls":15},17,1,5,9]
[{"$nulls":15},18,1,5,9]
[{"$nulls":15},19,1,5,9]
[{"$nulls":15},20,1,5,9]
[{"$nulls":15},21,1,5,9]
[{"$nulls":15},22,1,5,9]
[{"$nulls":15},23,1,5,9]
[{"$nulls":15},24,1,5,9]
[{"$nulls":15},25,1,5,9]
[{"$nulls":15},26,1,5,9]
[{"$nulls":15},27,1,5,9]
[{"$nulls":15},28,1,5,9]
[{"$nulls":15},29,1,5,9]
[{"$nulls":15},30,1,5,9]
[{"$nulls":15},31,1,5,9]
[{"$nulls":15},32,1,5,9]
[{"$nulls":15},33,1,5,9]
[{"$nulls":15},34,1,5,9]
[{"$nulls":15},35,1,5,9]
[{"$nulls":15},36,1,5,9]
[{"$nulls":15},37,1,5,9]
[{"$nulls":15},38,1,5,9]
[{"$nulls":15},39,1,5,9]
[{"$nulls":15},40,1,5,9]
[{"$nulls":15},41,2,6,10]
[{"$nulls":15},42,2,6,10]
[{"$nulls":15},43,2,6,10]
[{"$nulls":15},44,2,6,10]
[{"$nulls":15},45,2,6,10]
[{"$nulls":15},46,2,6,10]
[{"$nulls":15},47,2,6,10]
[{"$nulls":15},48,2,6,10]
[{"$nulls":15},49,2,6,10]
[{"$nulls":15},50,2,6,10]
[{"$nulls":15},51,2,6,10]
[{"$nulls":15},52,2,6,10]
[{"$nulls":15},53,2,6,10]
[{"$nulls":15},54,2,6,10]
[{"$nulls":15},55,2,6,10]
[{"$nulls":15},56,2,6,10]
[{"$nulls":15},57,2,6,10]
[{"$nulls":15},58,2,6,10]
[{"$nulls":15},59,2,6,10]
[{"$nulls":15},60,2,6,10]
[{"$nulls":15},61,2,6,10]
[{"$nulls":15},62,2,6,10]
[{"$nulls":15},63,2,6,10]
[{"$nulls":15},64,2,6,10]
[{"$nulls":15},65,2,6,10]
[{"$nulls":15},66,2,6,10]
[{"$nulls":15},67,2,6,10]
[{"$nulls":15},68,2,6,10]
[{"$nulls":15},69,2,6,10]
[{"$nulls":15},70,2,6,10]
[{"$nulls":15},71,2,6,10]
[{"$nulls":15},72,2,6,10]
[{"$nulls":15},73,2,6,10]
[{"$nulls":15},74,2,6,10]
[{"$nulls":15},75,2,6,10]
[{"$nulls":15},76,2,6,10]
[{"$nulls":15},77,2,6,10]
[{"$nulls":15},78,2,6,10]
[{"$nulls":15},79,2,6,10]
[{"$nulls":15},80,2,6,10]
[{"$nulls":15},81,2,6,10]
[{"$nulls":15},82,2,6,10]
[{"$nulls":15},83,3,7,11]
[{"$nulls":15},84,3,7,11]
[{"$nulls":15},85,3,7,11]
[{"$nulls":15},86,3,7,11]
[{"$nulls":15},87,3,7,11]
[{"$nulls":15},88,3,7,11]
[{"$nulls":15},89,3,7,11]
[{"$nulls":15},90,3,7,11]
[{"$nulls":15},91,3,7,11]
[{"$nulls":15},92,3,7,11]
[{"$nulls":15},93,3,7,11]
[{"$nulls":15},94,3,7,11]
[{"$nulls":15},95,3,7,11]
[{"$nulls":15},96,3,7,11]
[{"$nulls":15},97,3,7,11]
[{"$nulls":15},98,3,7,11]
[{"$nulls":15},99,3,7,11]
[{"$nulls":15},100,3,7,11]
[{"$nulls":15},101,3,7,11]
[{"$nulls":15},102,3,7,11]
[{"$nulls":15},103,3,7,11]
[{"$nulls":15},104,3,7,11]
[{"$nulls":15},105,3,7,11]
[{"$nulls":15},106,3,7,11]
[{"$nulls":15},107,3,7,11]
[{"$nulls":15},108,3,7,11]
[{"$nulls":15},109,3,7,11]
[{"$nulls":15},110,3,7,11]
[{"$nulls":15},111,3,7,11]
[{"$nulls":15},112,3,7,11]
[{"$nulls":15},113,3,7,11]
[{"$nulls":15},114,3,7,11]
[{"$nulls":15},115,3,7,11]
[{"$nulls":15},116,3,7,11]
[{"$nulls":15},117,3,7,11]
[{"$nulls":15},118,3,7,11]
[{"$nulls":15},119,3,7,11]
[{"$nulls":15},120,3,7,11]
[{"$nulls":15},121,3,7,11]
[{"$nulls":15},122,3,7,11]
[{"$nulls":15},123,3,7,11]
[{"$nulls":15},124,3,7,11]
[{"$nulls":15},125,3,7,11]
[{"$nulls":15},126,3,7,11]
[{"$nulls":15},127,3,7,11]
[{"$nulls":15},128,3,7,11]
[{"$nulls":15},129,3,7,11]
[{"$nulls":15},130,3,7,11]
[{"$nulls":15},131,3,7,11]
[{"$nulls":15},132,3,7,11]
[{"$nulls":15},133,3,7,11]
[{"$nulls":15},134,3,7,11]
[{"$nulls":15},135,3,7,11]
[{"$nulls":15},136,3,7,11]
[{"$nulls":15},137,3,7,11]
[{"$nulls":15},138,3,7,11]
[{"$nulls":15},139,3,7,11]
[{"$nulls":15},140,3,7,11]
[{"$nulls":15},141,3,7,11]
[{"$nulls":15},142,3,7,11]
[{"$nulls":15},143,4,8,12]
[{"$nulls":15},144,4,8,12]
[{"$nulls":15},145,4,8,12]
[{"$nulls":15},146,4,8,12]
[{"$nulls":15},147,4,8,12]
[{"$nulls":15},148,4,8,12]
[{"$nulls":15},149,4,8,12]
[{"$nulls":15},150,4,8,12]
[{"$nulls":15},151,4,8,12]
[{"$nulls":15},152,4,8,12]
[{"$nulls":15},153,4,8,12]
[{"$nulls":15},154,4,8,12]
[{"$nulls":15},155,4,8,12]
[{"$nulls":15},156,4,8,12]
[{"$nulls":15},157,4,8,12]
[{"$nulls":15},158,4,8,12]
[{"$nulls":15},159,4,8,12]
[{"$nulls":15},160,4,8,12]
[{"$nulls":15},161,4,8,12]
[{"$nulls":15},162,4,8,12]
[{"$nulls":15},163,4,8,12]
[{"$nulls":15},164,4,8,12]
[{"$nulls":15},165,4,8,12]
[{"$nulls":15},166,4,8,12]
[]
[{"$nulls":15},"Table 40 - Cell data"]
[{"$nulls":16},"Capacity","Height","Width","Weight","1 Cell","2 Cell","3 Cell","4 Cell","5 Cell","6 Cell ","Internal resistance"]
[{"$nulls":16},"C5 Ah","mm","mm","kg","mm","mm","mm","mm","mm","mm"]
[{"$nulls":15},"VTX1 L110",110,270,123,5.7,"-","-","-",425,529,634,1.65]
[{"$nulls":15},"VTX1 L140",140,421,195,6.7,"-","-","-",204,252,300,1.73]
[{"$nulls":15},"VTX1 L15",15,270,123,1.1,"-","-","-",101,124,148,12.1]
[{"$nulls":15},"VTX1 L185",185,421,195,8.4,"-","-","-",252,312,372,1.31]
[{"$nulls":15},"VTX1 L30",30,270,123,1.8,"-","-","-",143,177,211,6.03]
[{"$nulls":15},"VTX1 L47",47,270,123,2.5,"-","-","-",191,237,283,3.85]
[{"$nulls":15},"VTX1 L62",62,270,123,3.2,"-","-","-",239,297,355,2.92]
[{"$nulls":15},"VTX1 L75",75,270,123,4.3,"-","-","-",329,409,490,2.41]
[{"$nulls":15},"VTX1 L95",95,421,195,4.9,"-","-","-",156,192,228,2.55]
[]
[{"$nulls":15},"VTX1 M100",100,421,195,6.3,"-","-","-",186,229.5,273,1.14]
[{"$nulls":15},"VTX1 M125",125,421,195,7.6,"-","-","-",228,282,336,0.91]
[{"$nulls":15},"VTX1 M150",150,421,195,8.4,"-","-","-",252,312,372,0.76]
[{"$nulls":15},"VTX1 M16",16,270,123,1.5,"-","-","-",123,151.5,181,6.25]
[{"$nulls":15},"VTX1 M170",170,421,195,9.9,"-","-","-",304,377,450,0.67]
[{"$nulls":15},"VTX1 M24",24,270,123,1.8,"-","-","-",143,176.5,211,4.17]
[{"$nulls":15},"VTX1 M32",32,270,123,2.5,"-","-","-",191,236.5,283,3.13]
[{"$nulls":15},"VTX1 M40",40,270,123,3.2,"-","-","-",239,296.5,355,2.5]
[{"$nulls":15},"VTX1 M48",48,270,123,3.3,"-","-","-",239,296.5,355,2.08]
[{"$nulls":15},"VTX1 M65",65,270,123,5,"-","-","-",377,469,562,1.54]
[{"$nulls":15},"VTX1 M75",75,421,195,4.9,"-","-","-",156,192,228,1.52]
[{"$nulls":15},"VTX1 M8",8,270,123,1.1,"-","-","-",101,124,148,12.5]
[]
[{"$nulls":15},"VRPP103",103,405,125,7.4,"-",179,"-","-","-","-"]
[{"$nulls":15},"VRPP12",12,264,79,1.5,"-",110,"-",140,"-","-"]
[{"$nulls":15},"VRPP133",133,405,144,8.9,"-",204,"-","-","-","-"]
[{"$nulls":15},"VRPP142",142,405,144,9.2,"-",204,"-","-","-","-"]
[{"$nulls":15},"VRPP166",166,405,169,10.6,"-",242,"-","-","-","-"]
[{"$nulls":15},"VRPP24",24,264,88,2.2,"-",124,"-",160,"-","-"]
[{"$nulls":15},"VRPP32",32,264,113,2.7,"-",161,"-",208,"-","-"]
[{"$nulls":15},"VRPP40",40,264,137,3.2,"-",197,"-",256,"-","-"]
[{"$nulls":15},"VRPP50",50,405,91,4.4,"-",126,"-","-","-","-"]
[{"$nulls":15},"VRPP66",66,405,91,4.8,"-",126,"-","-","-","-"]
[{"$nulls":15},"VRPP82",82,405,104,6.2,"-",148,"-","-","-","-"]
[]
[{"$nulls":15},"3 OSP.HC 105",125,420,208,15.7,105]
[{"$nulls":15},"4 OSP.HC 140",167,420,208,17.4,105]
[{"$nulls":15},"5 OSP.HC 175",209,420,208,19.1,105]
[{"$nulls":15},"6 OSP.HC 210",250,420,208,22.6,126]
[{"$nulls":15},"8 OSP.HC 280",334,420,208,27.7,147]
[{"$nulls":15},"9 OSP.HC 315",361,420,208,36.5,189]
[{"$nulls":15},"10 OSP.HC 350",401,420,208,37,189]
[{"$nulls":15},"5 OSP.HC 425",448,710,208,43.2,147]
[{"$nulls":15},"6 OSP.HC 510",538,710,208,46.5,147]
[{"$nulls":15},"7 OSP.HC 595",628,710,208,49.6,147]
[]
[{"$nulls":15},"FCP 05",64,423,203,11.5,134]
[{"$nulls":15},"FCP 07",96,423,203,12.9,134]
[{"$nulls":15},"FCP 09",128,423,203,14.2,134]
[{"$nulls":15},"FCP 11",160,423,203,15.6,134]
[{"$nulls":15},"FCP 13",192,423,203,17,134]
[{"$nulls":15},"FCP 17",256,423,203,22.2,172]
[{"$nulls":15},"FCP 21",320,423,203,27.4,210]
[{"$nulls":15},"FCP 23",352,423,203,28.7,210]
[{"$nulls":15},"FCP 27",416,423,203,34.3,248]
[{"$nulls":15},"FCP 29",448,423,203,35.7,248]
[{"$nulls":15},"FCP 33",512,423,203,41,286]
[{"$nulls":15},"FCP 35",544,423,203,45.6,362]
[{"$nulls":15},"FCP 39",608,423,203,48.3,362]
[{"$nulls":15},"FCP 41",640,423,203,49.7,362]
[{"$nulls":15},"FCP 43",672,423,203,51.1,362]
[]
[]
[{"$nulls":15},"Table 41 - VRLA Accessories"]
[{"$nulls":15},"KIT,GENERIC:200AHTDP,TERMINATING DEVICE"]
[{"$nulls":15},"KIT,GENERIC:300AHTDP,TERMINATING DEVICE"]
[{"$nulls":15},"KIT,GENERIC:700AHTDP,TERMINATING DEVICE"]
[{"$nulls":15},"KIT,GENERIC:800AHTDP,TERMINATING DEVICE"]
[{"$nulls":15},"KIT,GENERIC:2000AHTDP,TERMINATING DEVICE"]
[{"$nulls":15},"CABLE,GENERIC:C12V155FX8,282AMP/HR 20M"]
[{"$nulls":15},"CABLE,GENERIC:C6OPZV600X24,563AMP/HR 20M"]
[{"$nulls":15},"CABLE,GENERIC:C12OPZV1200X24,1125 AMP 20M"]
[{"$nulls":15},"CABLE,GENERIC:C16OPZV2000X24,1688 AMP 20M"]
[]
[{"$nulls":15},"Table 42 - Charger calculations"]
[{"$nulls":15},"NA","NA","NA","NA","NA","NA","NA","NA","NA","NA","NA","Use existing battery"]
[]
[{"$nulls":15},"NA","NA","NA","NA","NA","NA","NA","NA","NA","NA","NA",75]
[{"$nulls":15},"NA","NA","NA","NA","NA","NA","NA","NA","NA","NA","NA",{"v":1.956,"d":"1.96"}]
[{"$nulls":15},"NA","NA","NA","NA","NA","NA","NA","NA","NA","NA","NA",{"v":1.1,"d":"1.10"}]
[{"$nulls":15},"NA","NA","NA","NA","NA","NA","NA","NA","NA","NA","NA",{"v":75,"d":"75.00"}]
[{"$nulls":15},"NA","NA","NA","NA","NA","NA","NA","NA","NA","NA","NA",{"v":10,"d":"10.00"}]
[{"$nulls":15},"NA","NA","NA","NA","NA","NA","NA","NA","NA","NA","NA",{"v":1.956,"d":"1.96"}]
[{"$nulls":15},"NA","NA","NA","NA","NA","NA","NA","NA","NA","NA","NA",{"v":10.206,"d":"10.21"}]
[{"$nulls":15},"NA","NA","NA","NA","NA","NA","NA","NA","NA","NA","NA",{"v":20,"d":"20.00"}]
[{"$nulls":15},"NA","NA","NA","NA","NA","NA","NA","NA","NA","NA","NA",{"v":20,"d":"20.00"}]
[]
[{"$nulls":16},"End"]

{"sheet":"Costing sheet BOM (5)","index":5,"n_rows":263,"n_cols":34,"rows_kept":263,"merged":[[2,15,2,16],[2,17,2,22],[2,23,5,23],[2,24,5,24],[2,25,5,25],[3,15,3,16],[3,17,3,22],[4,15,4,16],[4,17,5,18],[4,19,5,19],[4,20,5,22],[16,1,16,13],[18,1,18,6],[18,7,18,13],[18,29,18,33],[19,1,19,6],[19,7,19,13],[20,1,20,6],[20,7,20,13],[21,1,21,6],[21,7,21,13],[22,1,22,6],[22,7,22,13],[24,1,24,13],[25,1,25,13],[26,1,26,13],[27,1,27,13],[28,1,28,13],[30,1,30,13],[31,1,32,13],[33,1,33,13],[34,2,34,7],[34,10,34,11],[34,12,34,13],[35,2,35,7],[35,10,35,11],[35,12,35,13],[36,1,36,13],[37,2,37,7],[37,10,37,11],[37,12,37,13],[38,2,38,7],[38,10,38,11],[38,12,38,13],[39,1,39,13],[40,2,40,7],[40,10,40,11],[40,12,40,13],[41,2,41,7],[41,10,41,11],[41,12,41,13],[42,1,42,13],[43,2,43,7],[43,10,43,11],[43,12,43,13],[44,2,44,7],[44,10,44,11],[44,12,44,13],[45,1,45,13],[46,2,46,7],[46,10,46,11],[46,12,46,13],[47,2,47,7],[47,10,47,11],[47,12,47,13],[48,1,48,13],[49,2,49,7],[49,10,49,11],[49,12,49,13],[50,2,50,7],[50,10,50,11],[50,12,50,13],[51,2,51,7],[51,10,51,11],[51,12,51,13],[52,2,52,7],[52,10,52,11],[52,12,52,13],[53,2,53,7],[53,10,53,11],[53,12,53,13],[54,2,54,7],[54,10,54,11],[54,12,54,13],[55,2,55,7],[55,10,55,11],[55,12,55,13],[56,2,56,7],[56,10,56,11],[56,12,56,13],[57,2,57,7],[57,10,57,11],[57,12,57,13],[58,2,58,7],[58,10,58,11],[58,12,58,13],[59,1,59,13],[60,8,60,9],[61,3,61,4],[61,8,61,9],[61,10,61,11],[61,12,61,13],[62,1,62,7],[62,15,62,16],[62,17,62,18],[62,19,62,20],[62,21,62,22],[62,23,62,24],[63,3,63,7],[63,8,63,9],[63,10,63,11],[64,3,64,7],[64,8,64,9],[64,10,64,11],[64,12,64,13],[66,3,66,7],[66,8,66,9],[66,10,66,11],[67,3,67,7],[67,8,67,9],[67,10,67,11],[67,12,67,13],[69,3,69,5],[69,6,69,7],[69,8,69,9],[69,10,69,11],[69,12,69,13],[70,3,70,5],[70,6,70,7],[70,8,70,9],[70,10,70,11],[70,12,70,13],[71,1,71,13],[72,1,72,13],[73,3,73,4],[73,5,73,7],[73,10,73,11],[73,12,73,13],[74,3,74,4],[74,5,74,7],[74,10,74,11],[74,12,74,13],[75,1,75,13],[76,2,76,7],[76,10,76,11],[76,12,76,13],[77,2,77,7],[77,10,77,11],[77,12,77,13],[78,1,78,13],[79,2,79,7],[79,10,79,11],[79,12,79,13],[80,2,80,7],[80,10,80,11],[80,12,80,13],[81,1,81,13],[82,1,82,13],[82,22,84,22],[82,23,84,23],[82,24,84,24],[83,3,83,7],[83,10,83,11],[83,12,83,13],[84,3,84,7],[84,10,84,11],[84,12,84,13],[85,1,85,13],[86,3,86,4],[86,5,86,6],[86,8,86,9],[87,3,87,4],[87,5,87,6],[87,8,87,9],[87,10,87,11],[87,12,87,13],[88,1,88,7],[88,17,88,18],[88,19,88,20],[88,21,88,22],[88,23,88,24],[89,3,89,4],[89,5,89,6],[89,8,89,9],[89,10,89,11],[89,12,89,13],[90,3,90,4],[90,5,90,6],[90,8,90,9],[90,10,90,11],[90,12,90,13],[91,1,91,13],[92,3,92,4],[92,8,92,9],[92,10,92,11],[92,12,92,13],[93,3,93,4],[93,6,93,7],[93,8,93,9],[93,10,93,11],[93,12,93,13],[94,1,94,13],[94,15,94,16],[94,17,94,18],[94,19,94,20],[94,21,94,22],[94,23,94,24],[95,3,95,5],[95,8,95,9],[95,10,95,11],[95,12,95,13],[96,3,96,5],[96,8,96,9],[96,10,96,11],[96,12,96,13],[97,1,98,13],[99,1,99,13],[100,3,100,4],[100,5,100,7],[100,10,100,11],[100,12,100,13],[101,10,101,11],[101,12,101,13],[102,1,102,13],[103,2,103,7],[103,10,103,11],[103,12,103,13],[104,2,104,7],[104,10,104,11],[104,12,104,13],[105,1,105,13],[106,2,106,7],[106,10,106,11],[106,12,106,13],[107,2,107,7],[107,10,107,11],[107,12,107,13],[108,1,108,13],[108,15,109,15],[108,16,108,19],[109,1,109,13],[110,2,110,7],[110,10,110,11],[110,12,110,13],[110,16,111,16],[110,17,111,17],[110,18,111,18],[110,19,111,19],[111,3,111,7],[111,10,111,11],[111,12,111,13],[112,1,112,13],[112,15,112,19],[113,3,113,4],[113,8,113,9],[113,10,113,11],[113,12,113,13],[114,1,115,1],[114,2,115,2],[114,3,115,4],[114,5,115,5],[114,6,115,6],[114,7,115,7],[114,8,115,9],[114,10,115,11],[114,12,115,13],[116,1,116,13],[116,17,116,18],[116,19,116,20],[116,21,116,22],[116,23,116,24],[117,3,117,4],[117,5,117,6],[117,8,117,9],[117,10,117,11],[117,12,117,13],[118,1,119,1],[118,2,119,2],[118,3,119,4],[118,5,119,6],[118,7,119,7],[118,8,119,9],[118,10,119,11],[118,12,119,13],[120,1,120,13],[120,17,120,18],[120,19,120,20],[120,21,120,22],[120,23,120,24],[121,3,121,4],[121,5,121,7],[121,8,121,9],[121,10,121,11],[121,12,121,13],[122,1,123,1],[122,2,123,2],[122,3,123,4],[122,5,123,6],[122,7,123,7],[122,8,123,9],[122,10,123,11],[122,12,123,13],[124,1,124,13],[124,15,124,16],[124,17,124,18],[124,19,124,20],[124,21,124,22],[124,23,124,24],[125,3,125,5],[125,6,125,7],[125,8,125,9],[125,10,125,11],[125,12,125,13],[126,1,127,1],[126,2,127,2],[126,3,127,5],[126,6,127,7],[126,8,127,9],[126,10,127,11],[126,12,127,13],[128,1,129,13],[130,1,130,13],[131,3,131,4],[131,6,131,9],[131,10,131,11],[131,12,131,13],[132,3,132,4],[132,6,132,9],[132,10,132,11],[132,12,132,13],[133,1,133,13],[134,3,134,4],[134,5,134,9],[134,10,134,11],[134,12,134,13],[135,3,135,4],[135,5,135,9],[135,10,135,11],[135,12,135,13],[136,1,136,13],[137,3,137,4],[137,5,137,9],[137,10,137,11],[137,12,137,13],[138,3,138,4],[138,5,138,9],[138,10,138,11],[138,12,138,13],[139,3,139,4],[139,5,139,9],[139,10,139,11],[139,12,139,13],[140,1,140,13],[140,15,140,19],[141,3,141,4],[141,10,141,11],[141,12,141,13],[142,1,143,1],[142,2,143,2],[142,3,143,4],[142,5,143,5],[142,6,143,6],[142,7,143,7],[142,8,143,8],[142,9,143,9],[142,10,143,11],[142,12,143,13],[143,16,144,16],[143,17,144,17],[143,18,144,18],[143,19,144,19],[143,20,144,20],[144,1,144,13],[145,3,145,5],[145,6,145,7],[145,8,145,11],[145,12,145,13],[146,1,147,1],[146,2,147,2],[146,3,147,5],[146,6,147,7],[146,8,147,11],[146,12,147,13],[148,1,148,13],[149,3,149,5],[149,6,149,7],[149,8,149,11],[149,12,149,13],[150,1,151,1],[150,2,151,2],[150,3,151,5],[150,6,151,7],[150,8,151,11],[150,12,151,13],[152,1,152,13],[152,15,152,16],[152,17,152,18],[152,19,152,20],[152,21,152,22],[152,23,152,24],[153,3,153,5],[153,6,153,7],[153,8,153,9],[153,10,153,11],[153,12,153,13],[154,1,155,1],[154,2,155,2],[154,3,155,5],[154,6,155,7],[154,8,155,9],[154,10,155,11],[154,12,155,13],[156,1,157,13],[158,1,158,13],[159,2,159,7],[159,10,159,11],[159,12,159,13],[160,5,160,7],[160,10,160,11],[160,12,160,13],[161,1,161,13],[162,2,162,7],[162,10,162,11],[162,12,162,13],[163,2,163,7],[163,10,163,11],[163,12,163,13],[164,1,164,13],[164,15,164,17],[164,31,164,34],[165,2,165,7],[165,10,165,11],[165,12,165,13],[165,15,165,17],[166,2,166,7],[166,10,166,11],[166,12,166,13],[167,1,167,13],[168,3,168,4],[168,8,168,9],[168,10,168,11],[168,12,168,13],[169,3,169,4],[169,8,169,9],[169,10,169,11],[169,12,169,13],[170,1,170,13],[171,3,171,4],[171,8,171,9],[171,10,171,11],[172,3,172,4],[172,8,172,9],[172,10,172,11],[172,12,172,13],[173,1,173,13],[174,3,174,4],[175,3,175,4],[175,8,175,9],[175,10,175,11],[175,12,175,13],[176,1,176,13],[176,15,176,16],[176,17,176,18],[176,19,176,20],[176,21,176,22],[176,23,176,24],[177,6,177,7],[177,8,177,9],[177,10,177,11],[178,3,178,5],[178,6,178,7],[178,8,178,9],[178,10,178,11],[178,12,178,13],[179,1,180,13],[181,1,181,13],[182,2,182,7],[182,10,182,11],[182,12,182,13],[183,5,183,7],[183,10,183,11],[183,12,183,13],[184,1,184,13],[185,2,185,7],[185,10,185,11],[185,12,185,13],[186,2,186,7],[186,10,186,11],[186,12,186,13],[187,1,187,13],[189,3,189,4],[189,8,189,9],[189,10,189,11],[189,12,189,13],[190,1,190,13],[191,1,191,13],[192,3,192,4],[192,8,192,9],[193,3,193,4],[193,8,193,9],[193,10,193,11],[193,12,193,13],[194,1,194,13],[195,1,195,13],[196,3,196,4],[196,8,196,9],[196,10,196,11],[197,3,197,4],[197,8,197,9],[197,10,197,11],[197,12,197,13],[198,1,198,13],[198,15,198,16],[198,17,198,18],[198,19,198,20],[198,21,198,22],[198,23,198,24],[199,3,199,5],[199,6,199,7],[199,8,199,9],[199,10,199,11],[199,12,199,13],[200,3,200,5],[200,6,200,7],[200,8,200,9],[200,10,200,11],[200,12,200,13],[201,1,201,13],[202,1,202,13],[203,3,203,4],[203,5,203,7],[203,8,203,9],[203,10,203,11],[203,12,203,13],[204,3,204,4],[204,5,204,7],[204,8,204,9],[204,10,204,11],[204,12,204,13],[205,3,205,4],[205,5,205,7],[205,8,205,9],[205,10,205,11],[205,12,205,13],[206,3,206,4],[206,5,206,7],[206,8,206,9],[206,10,206,11],[206,12,206,13],[207,3,207,4],[207,5,207,7],[207,8,207,9],[207,10,207,11],[207,12,207,13],[208,3,208,4],[208,5,208,7],[208,8,208,9],[208,10,208,11],[208,12,208,13],[209,3,209,4],[209,5,209,7],[209,8,209,9],[209,10,209,11],[209,12,209,13],[210,3,210,4],[210,5,210,7],[210,8,210,9],[210,10,210,11],[210,12,210,13],[211,3,211,4],[211,5,211,7],[211,8,211,9],[211,10,211,11],[211,12,211,13],[212,3,212,4],[212,5,212,7],[212,8,212,9],[212,10,212,11],[212,12,212,13],[213,3,213,4],[213,5,213,7],[213,8,213,9],[213,10,213,11],[213,12,213,13],[214,3,214,4],[214,5,214,7],[214,8,214,9],[214,10,214,11],[214,12,214,13],[215,3,215,4],[215,5,215,7],[215,8,215,9],[215,10,215,11],[215,12,215,13],[216,3,216,4],[216,5,216,7],[216,8,216,9],[216,10,216,11],[216,12,216,13],[217,3,217,4],[217,5,217,7],[217,8,217,9],[217,10,217,11],[217,12,217,13],[218,3,218,4],[218,5,218,7],[218,8,218,9],[218,10,218,11],[218,12,218,13],[219,3,219,4],[219,5,219,7],[219,8,219,9],[219,10,219,11],[219,12,219,13],[220,3,220,4],[220,5,220,7],[220,8,220,9],[220,10,220,11],[220,12,220,13],[221,3,221,4],[221,5,221,7],[221,8,221,9],[221,10,221,11],[221,12,221,13],[222,3,222,4],[222,5,222,7],[222,8,222,9],[222,10,222,11],[222,12,222,13],[223,3,223,4],[223,5,223,7],[223,8,223,9],[223,10,223,11],[223,12,223,13],[224,3,224,4],[224,5,224,7],[224,8,224,9],[224,10,224,11],[224,12,224,13],[225,3,225,4],[225,5,225,7],[225,8,225,9],[225,10,225,11],[225,12,225,13],[226,3,226,4],[226,5,226,7],[226,8,226,9],[226,10,226,11],[226,12,226,13],[227,3,227,4],[227,5,227,7],[227,8,227,9],[227,10,227,11],[227,12,227,13],[228,3,228,4],[228,5,228,7],[228,8,228,9],[228,10,228,11],[228,12,228,13],[229,3,229,4],[229,5,229,7],[229,8,229,9],[229,10,229,11],[229,12,229,13],[230,3,230,4],[230,5,230,7],[230,8,230,9],[230,10,230,11],[230,12,230,13],[231,3,231,4],[231,5,231,7],[231,8,231,9],[231,10,231,11],[231,12,231,13],[232,1,232,11],[232,12,232,13],[233,2,233,11],[233,12,233,13],[234,2,234,11],[234,12,234,13],[235,1,235,11],[235,12,235,13],[236,1,236,11],[236,12,236,13],[237,1,237,13],[238,1,238,11],[238,12,238,13],[239,1,240,4],[239,8,239,9],[239,10,239,11],[240,8,240,9],[240,10,240,11],[240,12,240,13],[241,1,241,11],[241,12,241,13],[242,1,242,13],[243,1,243,5],[243,8,243,9],[243,10,243,11],[243,12,243,13],[244,8,244,9],[244,10,244,11],[244,12,244,13],[245,8,245,9],[245,10,245,11],[245,12,245,13],[246,8,246,9],[246,10,246,11],[246,12,246,13],[247,8,247,9],[247,10,247,11],[247,12,247,13],[248,8,248,9],[248,10,248,11],[248,12,248,13],[249,8,249,9],[249,10,249,11],[249,12,249,13],[250,8,250,9],[250,10,250,11],[250,12,250,13],[251,8,251,9],[251,10,251,11],[251,12,251,13],[252,8,252,9],[252,10,252,11],[252,12,252,13],[253,8,253,9],[253,10,253,11],[253,12,253,13],[254,1,254,11],[254,12,254,13],[255,1,255,9],[255,10,255,11],[255,12,255,13],[257,1,257,11],[257,12,257,13],[259,1,259,11],[259,12,259,13],[261,1,261,11],[261,12,261,13]],"flags":["formulas_cached_only"]}
[]
[]
[{"$nulls":15},"Cost of the works",null,"Basis of fee calculation",{"$nulls":5},"Amount above","% of amount above","Primary fee + progressive"]
[{"$nulls":15},"For projects up to R400 000",null,"A lump sum or on a Time basis"]
[{"$nulls":15},"Where the cost of the works:",null,"Formula",null,"Primary fee","Secondary fee"]
[{"$nulls":15},"Exceeds","But not"]
[{"$nulls":15},0,400000,{"v":-400000,"d":"-R400,000.00"},{"v":0,"d":"R 0"},0,{"v":0.125,"d":"12.5%"},"up to ",{"v":400000,"d":"R400,000.00"},0,null,0]
[{"$nulls":15},{"v":400000,"d":"R400,000.00"},{"v":1000000,"d":"R1,000,000.00"},{"v":-400000,"d":"-R400,000.00"},{"v":0,"d":"R 0"},{"v":50000,"d":"R50,000.00"},{"v":0.125,"d":"12.5%"},"on the balance over ",{"v":400000,"d":"R400,000.00"},0,0,0]
[{"$nulls":15},{"v":1000000,"d":"R1,000,000.00"},{"v":5000000,"d":"R5,000,000.00"},{"v":-1000000,"d":"-R1,000,000.00"},{"v":0,"d":"R 0"},{"v":125000,"d":"R125,000.00"},{"v":0.1,"d":"10.0%"},"on the balance over ",{"v":1000000,"d":"R1,000,000.00"},0,0,0]
[{"$nulls":15},{"v":5000000,"d":"R5,000,000.00"},{"v":10000000,"d":"R10,000,000.00"},{"v":-5000000,"d":"-R5,000,000.00"},{"v":0,"d":"R 0"},{"v":525000,"d":"R525,000.00"},{"v":0.08,"d":"8.0%"},"on the balance over ",{"v":5000000,"d":"R5,000,000.00"},0,0,0]
[{"$nulls":15},{"v":10000000,"d":"R10,000,000.00"},{"v":25000000,"d":"R25,000,000.00"},{"v":-10000000,"d":"-R10,000,000.00"},{"v":0,"d":"R 0"},{"v":925000,"d":"R925,000.00"},{"v":0.07,"d":"7.0%"},"on the balance over ",{"v":10000000,"d":"R10,000,000.00"},0,0,0]
[{"$nulls":15},{"v":25000000,"d":"R25,000,000.00"},{"v":50000000,"d":"R50,000,000.00"},{"v":-25000000,"d":"-R25,000,000.00"},{"v":0,"d":"R 0"},{"v":1975000,"d":"R1,975,000.00"},{"v":0.06,"d":"6.0%"},"on the balance over ",{"v":25000000,"d":"R25,000,000.00"},0,0,0]
[{"$nulls":15},{"v":50000000,"d":"R50,000,000.00"},{"v":300000000,"d":"R300,000,000.00"},{"v":-50000000,"d":"-R50,000,000.00"},{"v":0,"d":"R 0"},{"v":3475000,"d":"R3,475,000.00"},{"v":0.055,"d":"5.5%"},"on the balance over ",{"v":50000000,"d":"R50,000,000.00"},0,0,0]
[{"$nulls":15},{"v":300000000,"d":"R300,000,000.00"},null,{"v":-300000000,"d":"-R300,000,000.00"},{"v":0,"d":"R 0"},{"v":17225000,"d":"R17,225,000.00"},{"v":0.055,"d":"5.5%"},"on the balance over ",{"v":300000000,"d":"R300,000,000.00"},0,0,0]
[{"$nulls":25},0]
[]
[null,"Level 0 Costing DC Systems"]
[]
[null,"Project Title:",{"$nulls":5},"Cap Bank Establishment",{"$nulls":21},"Cross references"]
[null,"Substation:",{"$nulls":5},"Mahkitini ",{"$nulls":21},"Total cost",null,"Material cost",null,"Labour & Transport"]
[null,"Quote done by:",{"$nulls":5},0,{"$nulls":21},0,null,0,null,0]
[null,"Date Level 0 compiled:",{"$nulls":5},"00:00:00"]
[null,"Revision:",{"$nulls":5},0,{"$nulls":21},"Note: This sheet is not protected"]
[]
[null,"Project Description / DC Scope"]
[null,"Install a 110V 30A Cordex HF, switchmode sub-rack battery charger in the AC/DC panel and a 110V 52 x FCP 11 160Ahr Chloride Lead Acid battery bank on a DR/ST battery stand in the batteryroom. 110V 52 x 4OSP.HC140  167Ahr Hoppecke Lead Acid battery bank on a DR/ST battery stand in the batteryroom. 110V Alcad Vantex 85 x VTX1 (M) 100 in a battery cabinet. 110V HBL 85 x VRPP 103 in a battery cabinet."]
[null,"The existing DC system has sufficient spare capacity to cater for the additional load. There is no DC upgrade required on this project. "]
[null,"Note: The batteryroom cost does not form part of the DC design and should be included in the NS design. "]
[null,"Note: 2 x Power VT's need to be installed to supply the AC to the charger rectifier modules according to DSPT-34-2095"]
[{"$nulls":26},"Labour","Material","Total"]
[null,"Equipment Cost Breakdown",{"$nulls":10},0]
[null,"Cordex - Battery chargers",{"$nulls":26},0]
[{"$nulls":27},0]
[null,0]
[null,"Quantity","Description",{"$nulls":5},"Item Nr","SAP Nr","Unit Price",null,"Price"]
[null,0,0,{"$nulls":5},0,0,0,null,0]
[null,"LOAD VOLTAGE REGULATION MODULES",{"$nulls":25},0]
[null,"Quantity","Description",{"$nulls":5},"Item Nr","SAP Nr","Unit Price",null,"Price"]
[null,0,0,{"$nulls":5},0,0,0,null,0]
[null,"Cordex Tables (15)'!N28)",{"$nulls":25},0]
[null,"Quantity","Description",{"$nulls":5},"Item Nr","SAP Nr","Unit Price",null,"Price"]
[null,0,0,"50V 25A Load disconnect module","50V 25A Load disconnect module","50V 25A Load disconnect module","50V 25A Load disconnect module","50V 25A Load disconnect module",0,0,0,null,0]
[null,"DISTRIBUTION MODULES",{"$nulls":25},0]
[null,"Quantity","Description",{"$nulls":5},"Item Nr","SAP Nr","Unit Price",null,"Price"]
[null,0,0,{"$nulls":5},0,0,0,null,0]
[null,"INTERFACE MODULES",{"$nulls":25},0]
[null,"Quantity","Description",{"$nulls":5},"Item Nr","SAP Nr","Unit Price",null,"Price"]
[null,0,0,{"$nulls":5},0,0,0,null,0]
[null,"CHARGER SPARES AND ACCESSORIES",{"$nulls":25},0]
[null,"Quantity","Description",{"$nulls":5},"Item Nr","SAP Nr","Unit Price",null,"Price"]
[null,0,0,{"$nulls":5},0,0,0,null,0]
[null,0,0,{"$nulls":5},0,0,0,null,0]
[null,0,0,{"$nulls":5},0,0,0,null,0]
[null,0,0,{"$nulls":5},0,0,0,null,0]
[null,0,0,{"$nulls":5},0,0,0,null,0]
[null,0,0,{"$nulls":5},0,0,0,null,0]
[null,0,0,{"$nulls":5},0,0,0,null,0]
[null,0,0,{"$nulls":5},0,0,0,null,0]
[null,0,0,{"$nulls":5},0,0,0,null,0]
[null,"TRANSPORT AND OFF LOADING COSTS",{"$nulls":25},0]
[null,"Quantity","Item Nr","Distance [Km]",null,"Unit Price (< 300Kg)","Unit Price (301Kg - 500Kg)","Unit Price (501Kg - 1000Kg)","Unit Price (1001Kg - 3000Kg)",null,"Unit Price (3001Kg - 5000Kg)",null,"Price"]
[null,0,0,0,null,0,0,0,0,null,0,null,0]
[null,0,{"$nulls":6},"LABOUR COSTS",{"$nulls":6},"Decommissioning Only",null,"Erection Only",null,"Commissioning Only",null,"Erection & Commissioning Only",null,"Decommissioning, Erection & Commissioning",null,null,0]
[null,"Quantity","Item Nr","Charger / System Type / Other",{"$nulls":4},"One",null,"Two (Per Unit)",null,"Price",null,null,"One","Two","One","Two","One","Two","One","Two","One","Two"]
[null,0,0,0,{"$nulls":4},0,null,0,null,0,null,null,{"$error":"#N/A"},{"$error":"#N/A"},{"$error":"#N/A"},{"$error":"#N/A"},{"$error":"#N/A"},{"$error":"#N/A"},{"$error":"#N/A"},{"$error":"#N/A"},{"$error":"#N/A"},{"$error":"#N/A"}]
[{"$nulls":7},0,"ACCOMMODATION & SUBSISTENCE COSTS",{"$nulls":17},0]
[null,"Quantity","Item Nr","Charger / System Type / Other",{"$nulls":4},"One",null,"Two (Per Unit)",null,"Price",null,null,{"$error":"#N/A"},{"$error":"#N/A"},{"$error":"#N/A"},{"$error":"#N/A"},{"$error":"#N/A"},{"$error":"#N/A"},{"$error":"#N/A"},{"$error":"#N/A"},{"$error":"#N/A"},{"$error":"#N/A"}]
[null,0,0,0,{"$nulls":4},0,null,0,null,0]
[{"$nulls":7},0,"TRAVEL COSTS",{"$nulls":17},0]
[null,"Quantity","Item Nr","Round Trip Distance [km]",null,null,"Discription",null,"One",null,"Two (Per Unit)",null,"Price",null,null,{"$error":"#N/A"},{"$error":"#N/A"},{"$error":"#N/A"},{"$error":"#N/A"},{"$error":"#N/A"},{"$error":"#N/A"},{"$error":"#N/A"},{"$error":"#N/A"},{"$error":"#N/A"},{"$error":"#N/A"}]
[null,0,0,0,null,null,0,null,0,null,0,null,0]
[null,"Chloride - Lead Acid",{"$nulls":26},0]
[null,0,{"$nulls":25},0]
[null,"Quantity","Nr Cells","Capasity",null,"Description",null,null,"Item Nr","SAP Nr","Unit Price",null,"Price"]
[null,0,0," ","Ah",0,null,null,0,0,0,null,0]
[null,"Annexure A - TERMINATING DEVICES",{"$nulls":25},0]
[null,"Quantity","Description",{"$nulls":5},"Item Nr","SAP Nr","Unit Price",null,"Price"]
[null,0,0,{"$nulls":5},0,0,0,null,0]
[null,"Annexure A - INTER-ROW CONNECTORS",{"$nulls":25},0]
[null,"Quantity","Description",{"$nulls":5},"Item Nr","SAP Nr","Unit Price",null,"Price"]
[null,0,0,{"$nulls":5},0,0,0,null,0]
[null,"Annexure A - Battery Stands"]
[null,0,{"$nulls":25},0]
[null,"Quantity","Volt","Description",{"$nulls":4},"Item Nr","SAP Nr","Unit Price",null,"Price"]
[null,0,0,0,{"$nulls":4},0,0,0,null,0]
[null,"Annex B - Transport and off-loading",{"$nulls":25},0]
[null,"Quantity","Item Nr","mass [Kg]",null,"Distance [Km]",null,"Unit Price (0 - 6000 Kg)","Unit Price (6001 - 8000 Kg)",null,"Unit Price (8001 Kg +)",null,"Price"]
[null,0,{"$error":"#N/A"}," ",null,0,null,{"$error":"#N/A"},{"$error":"#N/A"},null,{"$error":"#N/A"},null,0]
[null,"ANNEX D - Labour Costs For ",{"$nulls":6},0,{"$nulls":7},"Decommissioning Only","Erection Only",null,"Commissioning Only",null,"Erection & Commissioning Only",null,"Decommissioning, Erection & Commissioning",null,null,0]
[null,"Quantity","Item Nr","Ah",null,"Battery banks",null,"Discription","Dry charged",null,"Wet charged",null,"Price",null,null,"Volt","Wet & Dry","Dry","Wet","Dry","Wet","Dry","Wet","Dry","Wet"]
[null,0,0,0,null,0,null,0,0,null,0,null,0,null,null,110,{"$error":"#N/A"},{"$error":"#N/A"},{"$error":"#N/A"},{"$error":"#N/A"},{"$error":"#N/A"},{"$error":"#N/A"},{"$error":"#N/A"},{"$error":"#N/A"},{"$error":"#N/A"}]
[null,"ANNEX G – Accommodation and subsistence costs for flat plate cells 110V",{"$nulls":13},"Volt","Wet & Dry","Dry","Wet","Dry","Wet","Dry","Wet","Dry","Wet",null,0]
[null,"Quantity","Item Nr","Ah",null,"Battery banks","Discription",null,"Dry charged",null," Wet charged",null,"Price",null,null,110,{"$error":"#N/A"},{"$error":"#N/A"},{"$error":"#N/A"},{"$error":"#N/A"},{"$error":"#N/A"},{"$error":"#N/A"},{"$error":"#N/A"},{"$error":"#N/A"},{"$error":"#N/A"}]
[null,0,{"$error":"#N/A"}," ",null," ",0,null,0,null,0,null,0]
[null,"Annex I – Travel costs for flat plate cells",{"$nulls":13},"Decommissioning Only",null,"Erection Only",null,"Commissioning Only",null,"Erection & Commissioning Only",null,"Decommissioning, Erection & Commissioning",null,null,0]
[null,"Quantity","Item Nr","Round Trip Distance [km]",null,null,"Discription",null,"0ne",null,"Two (Per Unit)",null,"Price",null,null,"One","Two","One","Two","One","Two","One","Two","One","Two"]
[null,0,{"$error":"#N/A"},0,null,null,0,null,0,null,0,null,0,null,null,{"$error":"#N/A"},{"$error":"#N/A"},{"$error":"#N/A"},{"$error":"#N/A"},{"$error":"#N/A"},{"$error":"#N/A"},{"$error":"#N/A"},{"$error":"#N/A"},{"$error":"#N/A"},{"$error":"#N/A"}]
[null,"Hoppecke - Lead Acid",{"$nulls":26},0]
[]
[null,0,{"$nulls":25},0]
[null,"Quantity","Nr Cells","Ah Capacity",null,"Description",null,null,"Item Nr","SAP Nr","Unit Price",null,"Price"]
[null,0," ",0,0,0,null,null,0,0,0,null,0]
[null,"Annexure A - TERMINATING DEVICES",{"$nulls":25},0]
[null,"Quantity","Description",{"$nulls":5},"Item Nr","SAP Nr","Unit Price",null,"Price"]
[null,0,0,{"$nulls":5},0,0,0,null,0]
[null,"Annexure A - INTER-ROW CONNECTORS",{"$nulls":25},0]
[null,"Quantity","Description",{"$nulls":5},"Item Nr","SAP Nr","Unit Price",null,"Price"]
[null,0,0,{"$nulls":5},0,0,0,null,0]
[null,"Annexure A - Battery Stands"]
[null,0,{"$nulls":25},0]
[null,"Quantity","Description",{"$nulls":5},"Item Nr","SAP Nr","Unit Price",null,"Price"]
[null,0,0,0,{"$nulls":4},0,0,0,null,0]
[null,"Annex B - Transport and off-loading",{"$nulls":25},0]
[null,"Quantity","Item Nr","Distance [Km]",null,"Total mass [Kg]","Unit Price (0-3000)","Unit Price(3001-6000)","Unit Price(6000 - 10000 Kg)",null,"Unit Price(10001 Kg +)",null,"Price"]
[null,0,0,0,null," ",0,0,0,null,0,null,0]
[]
[null,"ANNEX C- Labour Cost forDecommissioning, erection and commissioning of flat plate cells",{"$nulls":14},"Decommissioning Only","Erection Only",null,"Commissioning Only",null,"Erection & Commissioning Only",null,"Decommissioning, Erection & Commissioning",null,null,0]
[null,"Quantity","Item Nr","Ah",null,"Battery banks",null,"Discription","Dry charged",null,"Wet charged",null,"Price",{"$nulls":3},"Wet","Dry","Wet","Dry","Wet","Dry","Wet","Dry","Wet"]
[null,0,{"$error":"#N/A"}," ",null,"52 Cell, 110V Battery Banks",null,0,0,null,false,null,0,{"$nulls":3},{"$error":"#N/A"},{"$error":"#N/A"},{"$error":"#N/A"},{"$error":"#N/A"},{"$error":"#N/A"},{"$error":"#N/A"},{"$error":"#N/A"},{"$error":"#N/A"},{"$error":"#N/A"}]
[]
[null,"ANNEX D – Accommodation and subsistence costs for flat plate cells ",{"$nulls":14},"Decommissioning Only","Erection Only",null,"Commissioning Only",null,"Erection & Commissioning Only",null,"Decommissioning, Erection & Commissioning",null,null,0]
[null,"Quantity","Item Nr","Ah",null,"Discription",null,null,"Dry charged",null," Wet charged",null,"Price",{"$nulls":3},"Wet","Dry","Wet","Dry","Wet","Dry","Wet","Dry","Wet"]
[null,0,{"$error":"#N/A"}," ",null,"52 Cell, 110V Battery Banks",null,0,0,null,false,null,0,{"$nulls":3},{"$error":"#N/A"},{"$error":"#N/A"},{"$error":"#N/A"},{"$error":"#N/A"},{"$error":"#N/A"},{"$error":"#N/A"},{"$error":"#N/A"},{"$error":"#N/A"},{"$error":"#N/A"}]
[]
[null,"ANNEX E – Travel costs for flat plate cells",{"$nulls":13},"Decommissioning Only",null,"Erection Only",null,"Commissioning Only",null,"Erection & Commissioning Only",null,"Decommissioning, Erection & Commissioning",null,null,0]
[null,"Quantity","Item Nr","Round Trip Distance [km]",null,null,"Description",null,"One",null,"Two (Per Unit)",null,"Price",null,null,"One","Two","One","Two","One","Two","One","Two","One","Two"]
[null,0,0,0,null,null,0,null,0,null,0,null,0,null,null,{"$error":"#N/A"},{"$error":"#N/A"},{"$error":"#N/A"},{"$error":"#N/A"},{"$error":"#N/A"},{"$error":"#N/A"},{"$error":"#N/A"},{"$error":"#N/A"},{"$error":"#N/A"},{"$error":"#N/A"}]
[]
[null,"Haze - Valve regulated (VRLA)",{"$nulls":26},0]
[]
[null,"VALVE REGULATED LEAD ACID BATTERIES AND CELLS",{"$nulls":25},0]
[null,"Quantity","Item Nr","SAP Nr",null,"Type","Description",{"$nulls":3},"Unit Price",null,"Price"]
[null,0,0,0,null,0,0,{"$nulls":3},0,null,0]
[null,"Annexure B - VALVE REGULATED LEAD ACID BATTERY CABINETS & STANDS",{"$nulls":25},0]
[null,"Quantity","Item Nr","SAP Nr",null,"Description",{"$nulls":4},"Unit Price",null,"Price"]
[null," ",0,0,null," ",{"$nulls":4},0,null,0]
[null,"Annexure G - ACCESSORIES",{"$nulls":25},0]
[null,"Quantity","Item Nr","SAP Nr",null,"Description",{"$nulls":4},"Unit Price",null,"Price"]
[null,0,0,0,null,0,{"$nulls":4},0,null,0]
[null,0,0,0,null,0,{"$nulls":4},0,null,0]
[null,"Annex C - TRANSPORT AND OFF LOADING COSTS",{"$nulls":25},0]
[null,"Quantity","Item Nr","Distance [Km]",null,"Total Mass (kg)","Unit Price (0-1000)","Unit Price (1000-3000)","Unit Price(3001-6000)","Unit Price(6000 - 10000 Kg)","Unit Price(10001 Kg +)",null,"Price"]
[null,0,0,0,null,0,0,0,0,0,0,null,0]
[{"$nulls":16},"Decommissioning Only","Erection Only","Commissioning Only","Erection & Commissioning Only","Decommissioning, Erection & Commissioning"]
[null,"Annexure D - LABOUR COSTS for VALVE REGULATED LEAD ACID BATTERIES & CELLS",{"$nulls":24},0]
[null,"Quantity","Item Nr","Ah Capacity",null,null,"Configuration",null,0,{"$nulls":3},"Price",null,null,"C10 ≤ 625",false,false,false,false,false]
[null,0,0,0,null,null,0,null,0,{"$nulls":3},0,null,null,"C10 ≥ 750",false,false,false,false,false]
[]
[null,"Annexure E – ACCOMMODATION & SUBSISTENCE COSTS for VALVE REGULATED LEAD ACID BATTERIES & CELLS",{"$nulls":13},"C10 ≤ 625",false,{"v":2795.76,"d":"R2,795.76"},0,{"v":2795.76,"d":"R2,795.76"},{"v":5591.52,"d":"R5,591.52"},{"$nulls":5},0]
[null,"Quantity","Item Nr","Ah Capacity",null,null,"Configuration",null,0,{"$nulls":3},"Price",null,null,"625 < C10 ≤ 750",false,false,0,false,false]
[null,0,0,0,null,null,0,null,0,{"$nulls":3},0,null,null,"C10 > 750",false,false,0,false,false]
[]
[null,"Annex f – DECOMMISSIONING, ERECTION & COMMISSIONING - TRAVEL COSTS",{"$nulls":13},"Decommissioning Only",null,"Erection Only",null,"Commissioning Only",null,"Erection & Commissioning Only",null,"Decommissioning, Erection & Commissioning",null,null,0]
[null,"Quantity","Item Nr","Round Trip Distance [km]",null,null,"Description",null,"One",null,"Two (Per Unit)",null,"Price",null,null,"One","Two","One","Two","One","Two","One","Two","One","Two"]
[null,0,0,0,null,null,0,null,0,null,0,null,0,null,null,{"$error":"#N/A"},{"$error":"#N/A"},{"$error":"#N/A"},{"$error":"#N/A"},{"$error":"#N/A"},{"$error":"#N/A"},{"$error":"#N/A"},{"$error":"#N/A"},{"$error":"#N/A"},{"$error":"#N/A"}]
[]
[null,"ALCAD - NiCad",{"$nulls":26},0]
[]
[null,0,{"$nulls":25},0]
[null,"Quantity","Description",{"$nulls":5},"Item Nr","SAP Nr","Unit Price",null,"Price"]
[null,0,0," ",0,0,null,null,0,0,0,null,0]
[null,"Annexure A - Alcad Battery cabinets",{"$nulls":25},0]
[null,"Quantity","Description",{"$nulls":5},"Item Nr","SAP Nr","Unit Price",null,"Price"]
[null,0," ",{"$nulls":5},{"$error":"#N/A"},{"$error":"#N/A"},{"$error":"#N/A"},null,0]
[null,"Annexure A - Alcad Battery Link sets",{"$nulls":25},0]
[null,"Quantity","Description",{"$nulls":5},"Item Nr","SAP Nr","Unit Price",null,"Price"]
[null,0," ",{"$nulls":5},{"$error":"#N/A"},{"$error":"#N/A"},{"$error":"#N/A"},null,0]
[null,"Annex B - Transport and off-loading",{"$nulls":25},0]
[null,"Quantity","Item Nr","Total mass [Kg]",null,"Distance one way trip [Km]","Unit Price (0 - 3000 Kg)","Unit Price (3001 - 6000 Kg)","Unit Price (6001 - 10000Kg)",null,"Unit Price (10000 +)",null,"Price"]
[null,0,0," ",null,0,0,0,0,null,0,null,0]
[null,"ANNEX C -Labour Cost for Decommissioning, erection and commissioning of semi-sealed cells",{"$nulls":24},0]
[null,"Quantity","Item Nr","Config",null,"Decommissioning only","Erection only","Commissioning only","Erection & Commissioning Only",null,"Decommissioning, Erection & Commissioning",null,"Price"]
[null,0,0,0,null,0,0,0,0,null,0,null,0]
[null,"ANNEX D -Accommodation and subsistance costs for semi-sealed cells",{"$nulls":24},0]
[null,"Quantity","Item Nr","Config",null,"Decommissioning only","Erection only","Commissioning only","Erection & Commissioning",null,"Decommissioning, Erection & Commissioning",null,"Price"]
[null,0,0,0,null,0,0,0,0,null,0,null,0]
[null,"Annex E - Travel costs for semi-sealed cells",{"$nulls":13},"Decommissioning Only",null,"Erection Only",null,"Commissioning Only",null,"Erection & Commissioning Only",null,"Decommissioning, Erection & Commissioning",null,null,0]
[null,"Quantity","Item Nr","Round Trip Distance [km]",null,null,"Description",null,"One",null,"Two (Per Unit)",null,"Price",null,null,"One","Two","One","Two","One","Two","One","Two","One","Two"]
[null,0,0,0,null,null,0,null,0,null,0,null,0,null,null,{"$error":"#N/A"},{"$error":"#N/A"},{"$error":"#N/A"},{"$error":"#N/A"},{"$error":"#N/A"},{"$error":"#N/A"},{"$error":"#N/A"},{"$error":"#N/A"},{"$error":"#N/A"},{"$error":"#N/A"}]
[null,"HBL - NiCad",{"$nulls":26},0]
[]
[null,"SEMI-SEALED, POCKET PLATE, MEDIUM PERFORMANCE CELLS",{"$nulls":25},0]
[null,"Quantity","Description",{"$nulls":5},"Item Nr","SAP Nr","Unit Price",null,"Price"]
[null,0,0," ",0,0,null,null,0,0,0,null,0]
[null,"Annexure A - BATTERY CABINETS",{"$nulls":25},0]
[null,"Quantity","Description",{"$nulls":5},"Item Nr","SAP Nr","Unit Price",null,"Price"]
[null,0,"CABINET, BATT NICD 88C SA TYPE 4\nStandalone Cabinet with fixed steps\nSuitable for 88 of the following cells:\nVRPP: 166Ah\nSafety sign DCSS 2 (0186196) included",{"$nulls":5},0,0,0,null,0]
[null,"Annex B - Transport and off-loading",{"$nulls":25},0]
[null,"Quantity","Item Nr","Total mass [Kg]",null,"Distance one way trip [Km]","Unit Price (0 - 3000 Kg)","Unit Price (3001 - 6000 Kg)","Unit Price (6001 - 8000Kg)",null,"Unit Price (8000 +)",null,"Price"]
[null,0,0," ",null,0,0,0,0,null,0,null,0]
[null,"ANNEX C -Labour Cost for Decommissioning, erection and commissioning of semi-sealed cells"]
[null,"85 CELL, 110V POCKET PLATE BATTERY BANKS",{"$nulls":24},0]
[null,"Quantity","Item Nr","Capacity ",null,"Decommissioning only","Erection only","Commissioning only","Erection & Commissioning only",null,"Decommissioning, Erection & Commissioning",null,"Price"]
[null,0,{"$error":"#N/A"},0,null,0,0,0,0,null,0,null,0]
[null,"Annex D -Accommodation and subsistance costs for semi-sealed cells"]
[null,"85 CELL, 110V POCKET PLATE BATTERY BANKS",{"$nulls":24},0]
[null,"Quantity","Item Nr","Capacity ",null,"Decommissioning only","Erection only","Commissioning only","Erection & Commissioning Only",null,"Decommissioning, Erection & Commissioning",null,"Price"]
[null,0,{"$error":"#N/A"},0,null,0,0,0,0,null,0,null,0]
[null,"Annex E - Travel costs for semi-sealed cells",{"$nulls":13},"Decommissioning Only",null,"Erection Only",null,"Commissioning Only",null,"Erection & Commissioning Only",null,"Decommissioning, Erection & Commissioning",null,null,0]
[null,"Quantity","Item Nr","Round Trip Distance [km]",null,null,"Description",null,"One",null,"Two (Per Unit)",null,"Price",null,null,"One","Two","One","Two","One","Two","One","Two","One","Two"]
[null,0,0,0,null,null,0,null,0,null,0,null,0,null,null,{"$error":"#N/A"},{"$error":"#N/A"},{"$error":"#N/A"},{"$error":"#N/A"},{"$error":"#N/A"},{"$error":"#N/A"},{"$error":"#N/A"},{"$error":"#N/A"},{"$error":"#N/A"},{"$error":"#N/A"}]
[null,"Battery Accessories",{"$nulls":25},0,0]
[null,0]
[null,"Quantity","Item Nr","SAP Nr",null,"Description",null,null,0,null,0,null,"Price"]
[null,0,0,0,null,0,null,null,0,null,0,{"v":68,"d":"R 68.00"},0]
[null,0,0,0,null,0,null,null,0,null,0,{"v":69,"d":"R 69.00"},0]
[null,0,0,0,null,0,null,null,0,null,0,{"v":70,"d":"R 70.00"},0]
[null,0,0,0,null,0,null,null,0,null,0,{"v":71,"d":"R 71.00"},0]
[null,0,0,0,null,0,null,null,0,null,0,{"v":72,"d":"R 72.00"},0]
[null,0,0,0,null,0,null,null,0,null,0,{"v":73,"d":"R 73.00"},0]
[null,0,0,0,null,0,null,null,0,null,0,{"v":74,"d":"R 74.00"},0]
[null,0,0,0,null,0,null,null,0,null,0,{"v":75,"d":"R 75.00"},0]
[null,0,0,0,null,0,null,null,0,null,0,{"v":76,"d":"R 76.00"},0]
[null,0,0,0,null,0,null,null,0,null,0,{"v":77,"d":"R 77.00"},0]
[null,0,0,0,null,0,null,null,0,null,0,{"v":78,"d":"R 78.00"},0]
[null,0,0,0,null,0,null,null,0,null,0,{"v":79,"d":"R 79.00"},0]
[null,0,0,0,null,0,null,null,0,null,0,{"v":80,"d":"R 80.00"},0]
[null,0,0,0,null,0,null,null,0,null,0,{"v":81,"d":"R 81.00"},0]
[null,0,0,0,null,0,null,null,0,null,0,{"v":82,"d":"R 82.00"},0]
[null,0,0,0,null,0,null,null,0,null,0,{"v":83,"d":"R 83.00"},0]
[null,0,0,0,null,0,null,null,0,null,0,{"v":84,"d":"R 84.00"},0]
[null,0,0,0,null,0,null,null,0,null,0,{"v":85,"d":"R 85.00"},0]
[null,0,0,0,null,0,null,null,0,null,0,{"v":86,"d":"R 86.00"},0]
[null,0,0,0,null,0,null,null,0,null,0,{"v":87,"d":"R 87.00"},0]
[null,0,0,0,null,0,null,null,0,null,0,{"v":88,"d":"R 88.00"},0]
[null,0,0,0,null,0,null,null,0,null,0,{"v":89,"d":"R 89.00"},0]
[null,0,0,0,null,0,null,null,0,null,0,{"v":90,"d":"R 90.00"},0]
[null,0,0,0,null,0,null,null,0,null,0,{"v":91,"d":"R 91.00"},0]
[null,0,0,0,null,0,null,null,0,null,0,{"v":92,"d":"R 92.00"},0]
[null,0,0,0,null,0,null,null,0,null,0,{"v":93,"d":"R 93.00"},0]
[null,0,0,0,null,0,null,null,0,null,0,{"v":94,"d":"R 94.00"},0]
[null,0,0,0,null,0,null,null,0,null,0,{"v":95,"d":"R 95.00"},0]
[null,"Material",{"$nulls":10},0]
[null,{"v":0.1,"d":"10%"},"Miscellaneous",{"$nulls":9},0]
[null,{"v":0.06,"d":"6%"},"Material Handling Fee",{"$nulls":9},0]
[null,"Total material",{"$nulls":10},0,{"$nulls":14},0,0]
[null,"Total Delivery and installation (External contracts):",{"$nulls":10},0]
[null,"EDNS Design cost",{"$nulls":24},0,null,0]
[null,"EDNS Design cost based on ECSA specific cost of the works, (As published in the Government Gazette nr:30891 vol: 513 published 28/03/2008 par 3.2.5)",{"$nulls":10},0]
[null,"EDNS Design cost                   (No material required).",{"$nulls":3},"Hrs:",null,"Hourly rate (ECSA Cat C)",{"v":920,"d":"R 920.00"},null,0]
[{"$nulls":5},"Distance Km",null,"R/Km rate",{"v":3,"d":"R 3.00"},null,0,null,0]
[null,"DC Systems Design Cost ",{"$nulls":10},0]
[null,"EDFS / Contractor Installation cost"]
[null,"Field team commissioning",{"$nulls":4},"Number of","Labour","Distance (Return)",null,"Transport cost",null,"Total Labour & Transport"]
[null,"AC/ DC (Charger incl)",{"$nulls":4},0,{"v":25740,"d":"R25,740.00"},0,null,0,null,0]
[null,"Yard AC",{"$nulls":4},0,{"v":20000,"d":"R20,000.00"},0,null,0,null,0]
[null,"Charger",{"$nulls":4},0,{"v":17160,"d":"R17,160.00"},0,null,0,null,0]
[null," Tripping Unit",{"$nulls":4},0,{"v":14040,"d":"R14,040.00"},0,null,0,null,0]
[null,"220 V Lead Acid battery",{"$nulls":4},0,{"v":28080,"d":"R28,080.00"},0,null,0,null,0]
[null,"110 V Lead Acid battery",{"$nulls":4},0,{"v":14820,"d":"R14,820.00"},0,null,0,null,0]
[null,"50 V Lead Acid battery",{"$nulls":4},0,{"v":8580,"d":"R8,580.00"},0,null,0,null,0]
[null,"110V / 220V Nicad",{"$nulls":4},0,{"v":11700,"d":"R11,700.00"},0,null,0,null,0]
[null,"50 V / 30 V Nicad",{"$nulls":4},0,{"v":7020,"d":"R7,020.00"},0,null,0,null,0]
[null,"Witnessing & Hand Over ",{"$nulls":4},0,{"v":3120,"d":"R3,120.00"},0,null,0,null,0]
[null,"Total EDFS",{"$nulls":10},0]
[null,"Prelimenary & General",{"$nulls":8},{"v":0.15,"d":"15%"},null,0]
[]
[null,"Total:",{"$nulls":10},0,{"$nulls":13},0,null,0]
[]
[null,"Total material, labour and transport (Material & Installation)",{"$nulls":10},0]
[]
[null,"Total Project Cost ( Material, Design & Installation)",{"$nulls":10},0]
[null,"Approved by EDM Distribution Northern Region:"]

{"sheet":"L0 Quote (6)","index":6,"n_rows":58,"n_cols":16,"rows_kept":58,"merged":[[1,1,3,1],[1,2,2,9],[3,2,3,9],[3,11,3,15],[4,2,4,9],[5,2,5,8],[6,2,6,4],[6,6,6,7],[7,2,7,6],[7,8,7,9],[8,1,8,2],[8,3,8,5],[8,6,8,9],[9,1,9,2],[9,3,9,5],[9,6,9,9],[11,1,11,2],[11,3,11,5],[11,6,11,9],[12,1,12,2],[12,3,12,5],[12,6,12,9],[13,3,13,5],[13,6,13,9],[14,1,14,2],[14,3,14,5],[14,6,14,9],[18,1,19,9],[20,1,20,3],[22,1,22,9],[23,1,23,9],[24,1,24,9],[25,1,25,9],[30,3,30,6],[30,7,30,8],[31,3,31,6],[31,7,31,8],[32,7,32,8],[33,7,33,8],[34,7,34,8],[35,7,35,8],[36,7,36,8],[37,7,37,8],[38,7,38,8],[39,7,39,8],[40,7,40,8],[41,7,41,8],[42,7,42,8],[43,7,43,8],[44,7,44,8],[45,7,45,8],[47,7,47,8],[50,7,50,8],[51,7,51,8],[52,7,52,8],[53,7,53,8],[55,7,55,8],[57,6,57,8]],"flags":["formulas_cached_only"]}
[]
[null,null,"DC Systems L0 Quote"]
[]
[null,null,"EDNS Project Engineering Northern Region ",{"$nulls":8},"Cross references"]
[null,"Asset name:","Mahkitini ",{"$nulls":8},"Total cost",null,"Material cost",null,"Labour & Transport"]
[null,"Project title: ","Cap Bank Establishment",{"$nulls":6},"Rev 0",null,0,null,0,null,0]
[null,"Project No. ",0,null,null,"Date:","00:00:00",null,"Pages ",1]
[null,"Project engineer:",0,{"$nulls":4},"Tel:",0,null,null,"Note: This sheet is not protected"]
[null,"Compiled by :",null,"Checked by:",null,null,"Authorised by:"]
[]
[]
[]
[null,0,null,0,null,null,0]
[null,"Project DC design eng.",null,"EDNS DC Technology",null,null,"EDNS (Head of projects)"]
[null,0,null,0,null,null,0]
[]
[null,"1. Background","Background"]
[]
[null,0]
[]
[null,"2. DC Scope of work"]
[]
[null,"Install a 110V 30A Cordex HF, switchmode sub-rack battery charger in the AC/DC panel and a 110V 52 x FCP 11 160Ahr Chloride Lead Acid battery bank on a DR/ST battery stand in the batteryroom. 110V 52 x 4OSP.HC140  167Ahr Hoppecke Lead Acid battery bank on a DR/ST battery stand in the batteryroom. 110V Alcad Vantex 85 x VTX1 (M) 100 in a battery cabinet. 110V HBL 85 x VRPP 103 in a battery cabinet."]
[null,"The existing DC system has sufficient spare capacity to cater for the additional load. There is no DC upgrade required on this project. "]
[null,"Note: The batteryroom cost does not form part of the DC design and should be included in the NS design. "]
[null,"Note: 2 x Power VT's need to be installed to supply the AC to the charger rectifier modules according to DSPT-34-2095"]
[]
[null,"3. Cost break down","Cost breakdown"]
[]
[null,"Materials:"]
[{"$nulls":3},"Discription",{"$nulls":3},"Cost"]
[null,"Charger: ",null," ",{"$nulls":3},0]
[{"$nulls":3},"Rectifier modules",{"$nulls":3},0]
[{"$nulls":3},"Load Voltage Regulation Modules",{"$nulls":3},0]
[{"$nulls":3},"Load Disconnect Modules",{"$nulls":3},0]
[{"$nulls":3},"Distribution Modules",{"$nulls":3},0]
[{"$nulls":3},"Interface Modules",{"$nulls":3},0]
[{"$nulls":3},"Charger spares and Accessories",{"$nulls":3},0]
[{"$nulls":3},"Transport and off loading",{"$nulls":3},0]
[null,"Battery: ",null,0," "]
[{"$nulls":3}," ","*"," ",null,0]
[{"$nulls":3},"Battery Cabinet",{"$nulls":3},0]
[{"$nulls":3},"Battery link set",{"$nulls":3},0]
[{"$nulls":3},"Accessories",{"$nulls":3},0]
[{"$nulls":3},"Transport and off loading",{"$nulls":3},0]
[{"$nulls":3},"Material handling &  Miscelaneous",{"$nulls":3},0]
[]
[{"$nulls":3},"Total Material",{"$nulls":3},0]
[]
[null,"Labour:"]
[{"$nulls":3},"EDNS Design",{"$nulls":3},0]
[{"$nulls":3},"EDFS Labour",{"$nulls":3},0]
[{"$nulls":3},"Battery Delivery & Installation costs",{"$nulls":3},0]
[{"$nulls":3},"Charger Delivery & Installation costs",{"$nulls":3},0]
[]
[{"$nulls":3},"Total Labour & Transport",{"$nulls":3},0]
[]
[{"$nulls":3},"TOTAL COST:",null,null,0]

{"sheet":"L1 DC design Doc(7)","index":7,"n_rows":634,"n_cols":18,"rows_kept":634,"merged":[[1,1,3,3],[1,4,2,9],[3,4,3,9],[3,13,3,17],[4,1,4,3],[4,4,4,9],[4,13,4,15],[5,1,5,3],[5,4,5,8],[6,1,6,3],[6,4,6,5],[7,1,7,3],[7,4,7,6],[7,8,7,9],[8,1,8,3],[8,13,8,17],[9,1,11,3],[12,1,12,3],[12,4,12,6],[12,7,12,9],[12,13,12,17],[13,1,13,3],[13,4,13,6],[13,7,13,9],[14,1,14,3],[14,4,14,6],[14,7,14,9],[41,1,41,9],[42,1,42,9],[46,1,46,9],[47,1,47,9],[48,1,48,9],[49,1,49,9],[52,1,52,9],[53,1,53,9],[55,1,55,9],[57,1,57,9],[58,1,58,9],[60,1,60,9],[61,1,61,9],[62,1,62,9],[64,1,64,9],[65,1,65,9],[66,1,66,9],[68,1,68,9],[69,1,69,9],[71,1,71,9],[74,1,74,9],[76,1,78,2],[76,3,77,9],[78,3,78,9],[79,1,79,2],[79,3,79,9],[80,1,80,2],[80,3,80,8],[81,1,81,2],[81,3,81,5],[82,1,82,2],[82,3,82,6],[82,8,82,9],[95,1,95,9],[96,3,96,5],[96,6,96,7],[97,3,97,5],[97,6,97,7],[100,1,100,9],[101,3,101,5],[101,6,101,7],[102,3,102,5],[102,6,102,7],[105,1,105,9],[106,3,106,5],[106,6,106,7],[107,3,107,5],[107,6,107,7],[110,1,110,9],[111,3,111,5],[111,6,111,7],[112,3,112,5],[112,6,112,7],[115,1,115,9],[116,3,116,5],[116,6,116,7],[117,3,117,5],[117,6,117,7],[120,1,120,9],[121,3,121,5],[121,6,121,7],[122,3,122,5],[122,6,122,7],[123,3,123,5],[123,6,123,7],[124,3,124,5],[124,6,124,7],[125,3,125,5],[125,6,125,7],[126,3,126,5],[126,6,126,7],[127,3,127,5],[127,6,127,7],[128,3,128,5],[128,6,128,7],[129,3,129,5],[129,6,129,7],[130,3,130,5],[130,6,130,7],[131,1,131,9],[133,1,133,9],[134,1,136,1],[134,2,136,2],[134,3,134,9],[135,8,136,8],[135,9,136,9],[138,1,138,9],[140,1,140,9],[142,1,145,1],[142,2,145,3],[142,4,142,9],[143,4,143,9],[144,4,144,9],[145,4,145,5],[145,6,145,7],[146,2,146,3],[146,4,146,5],[146,6,146,7],[147,1,147,9],[149,1,149,9],[151,1,154,1],[151,2,154,3],[151,4,151,9],[152,4,152,9],[153,4,153,9],[154,4,154,5],[154,6,154,7],[155,2,155,3],[155,4,155,5],[155,6,155,7],[156,1,156,9],[157,1,157,2],[158,1,158,9],[160,1,163,1],[160,2,163,3],[160,4,160,9],[161,4,161,9],[162,4,162,9],[163,4,163,5],[163,6,163,7],[164,2,164,3],[164,4,164,5],[164,6,164,7],[165,1,165,9],[167,1,167,8],[169,1,169,9],[170,1,170,9],[173,1,173,9],[175,1,175,9],[176,3,176,6],[177,3,177,6],[178,1,178,9],[180,1,180,3],[181,1,181,9],[182,1,182,9],[183,1,183,9],[184,3,184,6],[185,3,185,6],[188,1,188,9],[189,3,189,6],[190,3,190,6],[193,1,193,9],[195,1,195,9],[196,3,196,6],[197,3,197,6],[198,1,198,9],[201,1,201,9],[203,1,204,1],[203,2,204,2],[203,3,203,9],[204,3,204,4],[204,5,204,6],[205,3,205,4],[205,5,205,6],[208,1,208,9],[210,1,213,1],[210,2,213,2],[210,3,213,3],[210,4,210,9],[211,4,211,9],[212,4,212,9],[213,4,213,5],[213,6,213,7],[214,4,214,5],[214,6,214,7],[217,1,217,9],[219,1,220,1],[219,2,220,2],[219,3,220,3],[219,4,219,9],[220,4,220,5],[220,6,220,7],[221,4,221,5],[221,6,221,7],[224,1,224,9],[226,1,228,1],[226,2,228,3],[226,4,226,9],[227,4,227,9],[228,4,228,5],[228,6,228,7],[229,2,229,3],[229,4,229,5],[229,6,229,7],[232,1,232,8],[234,1,234,8],[238,1,238,9],[240,1,240,9],[241,3,241,5],[241,6,241,7],[242,3,242,5],[242,6,242,7],[243,1,243,9],[246,1,246,9],[248,1,248,9],[249,3,249,5],[249,6,249,7],[250,3,250,5],[250,6,250,7],[253,1,253,9],[254,3,254,5],[254,6,254,7],[255,3,255,5],[255,6,255,7],[258,1,258,9],[260,1,260,9],[261,3,261,5],[261,6,261,7],[262,3,262,5],[262,6,262,7],[263,1,263,9],[266,1,266,9],[268,1,269,1],[268,2,269,2],[268,3,268,9],[273,1,273,9],[275,1,276,1],[275,2,276,2],[275,3,276,3],[275,4,275,9],[276,4,276,5],[276,6,276,7],[277,1,277,9],[278,4,278,5],[278,6,278,7],[279,1,279,9],[284,1,285,1],[284,2,285,2],[284,3,285,3],[284,4,284,9],[285,4,285,5],[285,6,285,7],[286,1,286,9],[287,4,287,5],[287,6,287,7],[288,1,289,9],[292,1,292,9],[294,1,296,1],[294,2,296,3],[294,4,294,9],[295,4,295,9],[296,4,296,5],[296,6,296,7],[297,2,297,3],[297,4,297,5],[297,6,297,7],[299,1,299,4],[300,1,300,9],[302,1,302,9],[303,3,303,6],[304,3,304,6],[305,3,305,6],[306,3,306,6],[307,3,307,6],[308,3,308,6],[309,3,309,6],[310,3,310,6],[311,3,311,6],[312,3,312,6],[313,3,313,6],[314,3,314,6],[315,3,315,6],[316,3,316,6],[317,3,317,6],[318,3,318,6],[319,3,319,6],[320,3,320,6],[321,3,321,6],[322,3,322,6],[323,3,323,6],[324,3,324,6],[325,3,325,6],[326,3,326,6],[327,3,327,6],[328,3,328,6],[329,3,329,6],[330,3,330,6],[331,3,331,6],[334,1,334,7],[340,1,340,9],[342,1,342,9],[343,3,343,6],[344,3,344,6],[345,1,345,9],[348,1,348,9],[350,1,350,9],[351,3,351,6],[352,3,352,6],[355,1,355,9],[357,1,357,9],[358,3,358,6],[359,3,359,6],[362,1,362,9],[364,1,365,1],[364,2,365,2],[364,3,364,9],[369,1,369,9],[371,1,372,1],[371,2,372,2],[371,3,372,3],[371,4,372,4],[371,5,372,5],[371,6,372,7],[371,8,372,8],[371,9,372,9],[373,1,373,9],[374,6,374,7],[375,1,375,9],[380,1,381,1],[380,2,381,2],[380,3,381,3],[380,4,381,4],[380,5,381,5],[380,6,381,7],[380,8,381,8],[380,9,381,9],[382,1,382,9],[383,6,383,7],[384,1,384,9],[386,1,386,9],[388,1,388,9],[389,1,390,1],[389,2,390,3],[389,4,389,7],[390,4,390,5],[390,6,390,7],[391,2,391,3],[391,4,391,5],[391,6,391,7],[394,1,394,7],[400,1,400,9],[402,1,402,9],[403,3,403,5],[403,6,403,7],[404,3,404,5],[404,6,404,7],[405,1,405,9],[408,1,408,9],[410,1,410,9],[411,3,411,5],[411,6,411,7],[412,3,412,5],[412,6,412,7],[414,1,414,3],[416,1,416,3],[417,1,418,1],[417,2,418,2],[417,3,417,9],[425,1,425,9],[432,1,432,9],[438,1,440,1],[438,2,440,3],[438,4,438,9],[439,4,439,7],[439,8,440,8],[439,9,440,9],[440,4,440,5],[440,6,440,7],[441,2,441,3],[441,4,441,5],[441,6,441,7],[446,1,446,9],[447,3,447,6],[448,3,448,6],[449,3,449,6],[450,3,450,6],[451,3,451,6],[452,3,452,6],[453,3,453,6],[454,3,454,6],[455,3,455,6],[456,3,456,6],[457,3,457,6],[458,3,458,6],[459,3,459,6],[460,3,460,6],[461,3,461,6],[462,3,462,6],[463,3,463,6],[477,1,477,9],[478,1,480,9],[481,3,481,6],[482,3,482,6],[486,1,486,9],[487,1,489,9],[490,3,490,6],[491,3,491,6],[495,1,496,1],[495,2,496,2],[495,3,495,9],[502,1,502,9],[508,1,508,9],[513,1,515,1],[513,2,515,3],[513,4,513,9],[514,4,514,7],[514,8,515,8],[514,9,515,9],[515,4,515,5],[515,6,515,7],[516,2,516,3],[516,4,516,5],[516,6,516,7],[517,1,517,4],[520,1,520,9],[521,3,521,6],[522,3,522,6],[523,3,523,6],[529,1,530,3],[546,7,546,9],[547,7,547,9],[548,7,548,9],[549,7,549,9],[550,7,550,9],[551,7,551,9],[552,7,552,9],[553,7,553,9],[554,7,554,9],[555,7,555,9],[556,7,556,9],[557,7,557,9],[558,7,558,9],[559,7,559,9],[560,7,560,9],[561,7,561,9],[562,7,562,9],[563,7,563,9],[564,7,564,9],[565,7,565,9],[566,7,566,9],[572,1,572,9],[573,1,573,9],[575,4,575,9],[576,4,576,9],[577,4,577,9],[578,4,578,9],[579,4,579,9],[581,1,581,2],[581,4,581,5],[581,7,581,8],[582,1,582,2],[582,4,582,5],[582,7,582,8],[583,1,583,2],[583,4,583,5],[583,7,583,8],[584,1,584,2],[584,4,584,5],[584,7,584,8],[585,1,585,2],[585,4,585,5],[585,7,585,8],[586,1,586,2],[586,4,586,5],[586,7,586,8],[587,1,587,2],[587,4,587,5],[587,7,587,8],[588,1,588,2],[588,4,588,5],[588,7,588,8],[589,1,589,2],[589,4,589,5],[589,7,589,8],[590,1,590,2],[590,4,590,5],[590,7,590,8],[591,1,591,2],[591,4,591,5],[591,7,591,8],[601,1,605,9]],"flags":["formulas_cached_only"]}
[]
[{"$nulls":4},"DC Systems Design document"]
[]
[{"$nulls":4},"EDNS Project Engineering Northern Region ",{"$nulls":8},"Cross references"]
[null,"Asset name:",null,null,"Mahkitini ",{"$nulls":8},"Material cost"]
[null,"Project title: ",null,null,"Cap Bank Establishment",{"$nulls":4},"Rev 0",{"$nulls":3},"L1 Design",null,"L0 Quote",null,"Costing Sheet"]
[null,"Project No. ",null,null,0,null,"Date:","00:00:00","Pages ",15,{"$nulls":3},0,null,0,null,0]
[null,"Project engineer:",null,null,0,null,null,"Tel:",0]
[null,"Compiled by :",null,null,"Checked by:",null,null,"Authorised by:",{"$nulls":5},"Labour & Transport "]
[{"$nulls":13},"L1 Design",null,"L0 Quote",null,"Costing sheet"]
[{"$nulls":13},0,null,0,null,0]
[]
[null,0,null,null,0,null,null,0,{"$nulls":5},"Total Project cost"]
[null,"Project DC design eng.",null,null,"EDNS DC Technology",null,null,"EDNS (Head of projects)",{"$nulls":5},"L1 Design",null,"L0 Quote",null,"Costing sheet"]
[null,0,null,null,0,null,null,0,{"$nulls":5},0,null,0,null,0]
[]
[]
[null,"INDEX  ",{"$nulls":7},"Page"]
[{"$nulls":13},"Note: This sheet is not protected"]
[null,"     1.   INTRODUCTION………………………………………………………………………………………………………………………………………………….",{"$nulls":7},2]
[]
[null,"     2.   SCOPE OF WORK………………………………………………………………………................................................................................................",{"$nulls":7},2]
[]
[null,"     3.   CONTROL ROOM LAYOUT…………………………...…………………………………………………………………………………………………………………….",{"$nulls":7},2]
[]
[null,"     4.   INSTALLATION NOTES……………………………………………………………………………………………………………………………………………………..",{"$nulls":7},3]
[]
[null,"     5.   DC STANDBY PHILOSOPHY………………………………………………………………………………………………………………………………….",{"$nulls":7},3]
[]
[null,"     6.   DC SYSTEMS BILL OF MATERIAL……………………………………………………………………………………………………………………………………………",{"$nulls":7},4]
[]
[null,"     7.   DISTRIBUTION LIST…………………………………………………………………………………………………………………………………………………………",{"$nulls":7},11]
[]
[null,"     8.   CONTACT LIST ……………………………………………………….………………………………………………………………………………………………….",{"$nulls":7},11]
[]
[null,"     9.   LABOUR AND TRANSPORT COST……………………………………………………………………………………………………………………………….",{"$nulls":7},12]
[]
[null,"     10. DRAWINGS……………………………………………………………………………………………………………………………………………………………..",{"$nulls":7},15]
[]
[]
[null,"1. Introduction"]
[]
[null,0]
[]
[null,"2. Scope of work","Scope of work"]
[]
[null,"Install a 110V 30A Cordex HF, switchmode sub-rack battery charger in the AC/DC panel and a 110V 52 x FCP 11 160Ahr Chloride Lead Acid battery bank on a DR/ST battery stand in the batteryroom. 110V 52 x 4OSP.HC140  167Ahr Hoppecke Lead Acid battery bank on a DR/ST battery stand in the batteryroom. 110V Alcad Vantex 85 x VTX1 (M) 100 in a battery cabinet. 110V HBL 85 x VRPP 103 in a battery cabinet."]
[null,"The existing DC system has sufficient spare capacity to cater for the additional load. There is no DC upgrade required on this project. "]
[null,"Note: The batteryroom cost does not form part of the DC design and should be included in the NS design. "]
[null,"Note: 2 x Power VT's need to be installed to supply the AC to the charger rectifier modules according to DSPT-34-2095"]
[]
[null,"3. Controlroom layout "]
[]
[null,"Refer to the protection design for the controlroom lay-out."]
[]
[null,"4. Installation Notes"]
[]
[null,"4.1 Chargers installation"]
[null,"EDFS DC section will be responsible for the de-commissioning of the existing charger system, installation and commissioning of the new charger system in accordance with the relevant Eskom Distribution national standards and procedures."]
[]
[null,"4.2 Lead acid battery installation"]
[null,"Cell Services, the current DNC supplier will be responsible for the de-commissioning, initial charge, delivery and on-site commissioning of the lead acid battery bank. The DNC contract makes provision for this delivery of service as well as the supply of equipment (see attached quote for installation cost). The EDFS DC section will be responsible for the witnessing, hand-over and charger set-up for the installation. Installation and commissioning to be done in accordance with the relevant Eskom Distribution national standards and procedures. "]
[null,"Note: All the redundant cell’s to be disposed off per DISPVACU7 - Safe disposal of redundant batteries \nhttp://intranetwc/bkl.ptmc.jacobst.w27/Documentation/Procedures/PDF%20Copies/pvacu7R2.pdf"]
[]
[null,"4.2 NiCad battery installation"]
[null,"The EDFS DC section will be responsible for the installation and commissioning of the NiCad battery bank in accordance with the relevant Eskom Distribution national standards and procedures."]
[null,"Note: All the redundant cell’s to be disposed off per DISPVACU7 - Safe disposal of redundant batteries \nhttp://intranetwc/bkl.ptmc.jacobst.w27/Documentation/Procedures/PDF%20Copies/pvacu7R2.pdf"]
[]
[null,"4.3 Auxiliary supplies at switching stations."]
[null,"The battery charger shall be powered from two dedicated single phase, 230V/2500VA power VT's (Fig 1). The power VTs shall be placed on the opposite busbar ends or on separate busbars at sites with multiple busbars. Each power VT shall power separate rectifier modules on the battery charger, which provides redundancy in terms of AC and the DC supplies. When power VTs are used, special care shall be taken to maintain correct polarity on the load side by ensuring that the VT neutrals are connected to the station earth . Power VTs shall never be used to provide power to non-critical loads due to the limited capacity of ~10A @ 240Vac. A type H VT supply module will replace the DC interface module on the AC/DC panel."]
[]
[null,"Figure 1: Power VT auxiliary supply to DC standby power system"]
[]
[null,"5.  DC Standby Philosophy"]
[null," 5.1 Substation standby times.\n• The battery and charger system must be rated to carry the full protection, telecommunications and tele-control load for twelve (12) hours for sites with remote supervisory. \n• For substations, which are further than 200 km from the local DC section, this standby time is increased to eighteen (18) hours.\n• The battery and charger system must be rated to carry the full protection load for ten (10) days for sites without remote supervisory. \n\n 5.2       Substation charger sizing.\n• The charger system must be rated to recharge the batteries to 80% capacity within 10 hours at the 10-hour rate. "]
[]
[{"$nulls":3},"DC Systems Bill of Material"]
[]
[{"$nulls":3},"EDNS Project Engineering Northern Region "]
[null,"Asset name:",null,"Mahkitini "]
[null,"Project title: ",null,"Cap Bank Establishment",{"$nulls":5},"Rev 0"]
[null,"Project No.: ",null,0,null,null,"Date:","00:00:00","Pages ",1]
[null,"Project engineer:",null,0,{"$nulls":3},"Tel:",0]
[]
[null,"6.1        ENC stock items"]
[]
[null,"IST Energy",{"$nulls":9},0]
[null,"P O Box 95355",null,"Tel No’s: 012- 426 7371"]
[null,"Waterkloof",null,"Fax: 012 – 365 1466"]
[null,"0145"]
[{"$nulls":5}," "]
[null,"EQUIPMENT: SWITCHMODE BATTERY CHARGERS"]
[]
[null,"SAP No.: 4600039043"]
[]
[null,{"$error":"#N/A"}]
[null,"Item nr","SAP Nr","Description",null,null,"Unit Price",null,"Quantity","Price"]
[null,{"$error":"#N/A"},{"$error":"#N/A"},0,null,null,{"$error":"#N/A"},null,0,0,0]
[]
[]
[null,"LOAD VOLTAGE REGULATION MODULES"]
[null,"Item nr","SAP Nr","Description",null,null,"Unit Price",null,"Quantity","Price"]
[null,{"$error":"#N/A"},{"$error":"#N/A"},0,null,null,{"$error":"#N/A"},null,0,0,0]
[]
[]
[null,"LOAD DISCONNECT MODULES"]
[null,"Line Nr","SAP Nr","Description",null,null,"Unit Price",null,"Quantity","Price"]
[null,{"$error":"#N/A"},{"$error":"#N/A"},0,null,null,{"$error":"#N/A"},null,0,0,0]
[]
[]
[null,"DISTRIBUTION MODULES"]
[null,"Line Nr","SAP Nr","Description",null,null,"Unit Price",null,"Quantity","Price"]
[null,{"$error":"#N/A"},{"$error":"#N/A"},0,null,null,{"$error":"#N/A"},null,0,0,0]
[]
[]
[null,"INTERFACE MODULES"]
[null,"Line Nr","SAP Nr","Description",null,null,"Unit Price",null,"Quantity","Price"]
[null,{"$error":"#N/A"},{"$error":"#N/A"},0,null,null,{"$error":"#N/A"},null,0,0,0]
[]
[]
[null,"SPARES & ACCESSORIES"]
[null,"Line Nr","SAP Nr","Description",null,null,"Unit Price",null,"Quantity","Price"]
[null,0,{"$error":"#N/A"},0,null,null,{"$error":"#N/A"},null,0,0,0]
[null,0,{"$error":"#N/A"},0,null,null,{"$error":"#N/A"},null,0,0,0]
[null,0,{"$error":"#N/A"},0,null,null,{"$error":"#N/A"},null,0,0,0]
[null,0,{"$error":"#N/A"},0,null,null,{"$error":"#N/A"},null,0,0,0]
[null,0,{"$error":"#N/A"},0,null,null,{"$error":"#N/A"},null,0,0,0]
[null,0,{"$error":"#N/A"},0,null,null,{"$error":"#N/A"},null,0,0,0]
[null,0,{"$error":"#N/A"},0,null,null,{"$error":"#N/A"},null,0,0,0]
[null,0,{"$error":"#N/A"},0,null,null,{"$error":"#N/A"},null,0,0,0]
[null,0,{"$error":"#N/A"},0,null,null,{"$error":"#N/A"},null,0,0,0]
[null,"Notes:\n1. This is a National term contract.\n2. Prices are fixed and firm for the duration of the contract, however, if the CPA decreases less than or\n    increases greater than 3%, then prices will be reviewed.\n3. Delivery to site / store as and when required allowing 8 – 10 weeks lead time per order.\n4. The equipment offered, if used under normal conditions, is guaranteed against faulty material and\n    workmanship for a period of 24 months from the date of equipment delivery."]
[]
[null,"ANNEX B - Transport and off-loading"]
[null,"Item","Round Trip\nDistance\n[km]","Prices in South African Currency (Excluding VAT)\nTransport to site or regional store and off-loading\nTotal Mass [kg]"]
[{"$nulls":3},"Unit Price (< 300Kg)","Unit Price (301Kg - 500Kg)","Unit Price (501Kg - 1000Kg)","Unit Price (1001Kg - 3000Kg)","Unit Price (3001Kg - 5000Kg)","Quantity","Price"]
[{"$nulls":3},"201 - 300","401 - 500","501 - 1000","2001 - 3000","4001 - 5000"]
[null,0,0,{"$error":"#N/A"},{"$error":"#N/A"},{"$error":"#N/A"},{"$error":"#N/A"},{"$error":"#N/A"},1,0,0]
[null,"Notes:\n1. Waiting time: R380.00/hr to gain entry into sites.\n2. Excludes Goods-in-Transit Insurance.\n3. All prices for consignments below 1000kg are based on network transport (courier) services to major cities.\n4. From 1001kg, dedicated crane trucks (due to weight restrictions & off-loading) shall be used.\n5. All prices are based on round trip km's supplied (i.e 100km means 50km there and 50km back).\n6. All prices exclude the cost of 4X4 vehicles."]
[]
[null,"ANNEX C - Decommissioning, erection (installation) and commissioning"]
[null,"LABOUR COSTS"]
[null,"Item","Charger / System Type /\nOther",null,"Prices in South African Currency (Excluding VAT)"]
[{"$nulls":4},"Activities are quoted as PER UNIT and as being at the same site at the same time"]
[{"$nulls":4},0]
[{"$nulls":4},"One",null,"Two (Per unit)",null,"Quantity","Price"]
[null,0,{"$error":"#N/A"},null,false,null,false,null,0,0,0]
[null,"Notes:\n1. Waiting time: R500.00/hr to gain entry into sites.\n2. All prices are for normal time (8am to 5pm).\n3. Overtime and Saturdays are X 1.5.\n4. Sundays and Public holidays are X 2."]
[]
[null,"ANNEX C - Decommissioning, erection (installation) and commissioning"]
[null,"ACCOMMODATION & SUBSISTENCE COSTS"]
[null,"Item","Charger / System Type /\nOther",null,"Prices in South African Currency (Excluding VAT)"]
[{"$nulls":4},"Activities are quoted as PER UNIT and as being at the same site at the same time"]
[{"$nulls":4},0]
[{"$nulls":4},"One",null,"Two (Per unit)",null,"Quantity","Price"]
[null,{"$error":"#N/A"},0,null,false,null,false,null,0,0,0]
[null,"Notes:\n1. Quoted prices are applicable for >100km radius from Pretoria."]
[]
[null,"ANNEX C - Decommissioning, erection (installation) and commissioning"]
[null,"ACCOMMODATION & SUBSISTENCE TRAVEL COSTS"]
[null,"Item","Round Trip\nDistance\n[km]",null,"Prices in South African Currency (Excluding VAT)"]
[{"$nulls":4},"Activities are quoted as PER UNIT and as being at the same site at the same time"]
[{"$nulls":4},0]
[{"$nulls":4},"One",null,"Two (Per unit)",null,"Quantity","Price"]
[null,{"$error":"#N/A"},0,null,false,null,false,null,0,0,0]
[]
[]
[null,"Static Power, A division of ACTOM (Pty) Ltd\n53 Rudo Nell Street,\nHughes Ext 10,\nJet Park,                                                                            Tel No’s: 011 – 397 5316\nBoksburg                                                                                  Fax: 011 – 397 4805                                 1467"]
[]
[null,"EQUIPMENT: FIRST NATIONAL BATTERY VENTED LEAD ACID CELLS, BATTERY STANDS AND\nACCESSORIES\n"]
[null,"Static Power, A division of ACTOM (Pty) Ltd\n53 Rudo Nell Street,\nHughes Ext 10,\nJet Park,\nBoksburg                                                                                                                                      Tel No’s: 011 – 397 5316\n1467                                                                                                                                                  Fax: 011 – 397 4805"]
[null,"SAP No.: 4600040402"]
[]
[null,"1. Dry-charged and wet-charged cells"]
[]
[null,0]
[null,"Item","SAP Nr","Description",{"$nulls":3},"Unit Price","Quantity","Price"]
[null,0,0,0,{"$nulls":3},0," ",0,0,0]
[null,"Notes: Individual cells include inter cell connectors, bolts, nuts, washers, spring washers,\ncorrosion protection lubricant and electrolyte."]
[]
[]
[null,"2. Terminating Devices and Inter-row Connectors"]
[]
[null,"TERMINATING DEVICES"]
[null,"Item","SAP Nr","Description",{"$nulls":3},"Unit Price","Quantity","Price"]
[null,0,0,{"$error":"#N/A"},{"$nulls":3},{"$error":"#N/A"},2,0,0]
[]
[]
[null,"INTER-ROW CONNECTORS"]
[null,"Item","SAP Nr","Description",{"$nulls":3},"Unit Price","Quantity","Price"]
[null,0,{"$error":"#N/A"},{"$error":"#N/A"},{"$nulls":3},{"$error":"#N/A"},2,0,0]
[]
[]
[null,"3. Battery stands"]
[]
[null,0]
[null,"Item","SAP Nr","Description",{"$nulls":3},"Unit Price","Quantity","Price"]
[null,0,{"$error":"#N/A"},{"$error":"#N/A"},{"$nulls":3},{"$error":"#N/A"},1,0,0]
[null,"Legend: PW – Polywood, LP – Laminated Pine"]
[]
[]
[null,"Annex B - Transport and off-loading"]
[]
[null,"Item","Distance\n[km]","Prices in South African Currency (Excluding VAT)\nTransport to site or regional store and off-loading\nTotal Mass [kg]"]
[{"$nulls":3},"0 - 6000",null,"6001 - 8000",null,"8000+","Quantity","Price"]
[null,0,0,{"$error":"#N/A"},null,{"$error":"#N/A"},null,{"$error":"#N/A"},1,0,0]
[]
[]
[null,"ANNEX D – Labour Costs for Decommissioning, erection and commissioning of flat plate cells (110V)"]
[]
[null,"Item","Ah Capacity","Cell Model No.","Prices in South African Currency (Excluding VAT)"]
[{"$nulls":4},"Activities are quoted as PER UNIT and as being at the same site at the same time"]
[{"$nulls":4},0]
[{"$nulls":4},"Dry Charged",null,"Wet Charged",null,"Quantity","Price"]
[null,0,{"$error":"#N/A"},{"$error":"#N/A"},false,null,false,null,0,0,0]
[]
[]
[null,"ANNEX G – Accommodation and subsistence costs for flat plate cells (110V)"]
[]
[null,"Item","Ah Capacity","Cell Model No.",0]
[{"$nulls":4},"Dry charged",null,"Wet Charged",null,"Quantity","Price"]
[null,0," "," ",0,null,0,null,0,0,0]
[]
[]
[null,"Annex I – Travel costs for flat plate cells"]
[]
[null,"Item","Round Trip\nDistance\n[km]",null,"ALL BATTERY BANKS"]
[{"$nulls":4},0]
[{"$nulls":4},"One",null,"Two (Per unit)",null,"Quantity","Price"]
[null,0,0,null,false,null,false,null,0,0,0]
[]
[]
[null,"Powertech IST telecom, a division of Powertech SA (Pty) Ltd\nPrivate Bag 95355\nWaterkloof                                                               Tel No’s: 012-426 7371\n0145                                                                             Fax: 012-365 1470\n                                                                                 "]
[]
[null,"EQUIPMENT: HOPPECKE VENTED LEAD ACID CELLS, BATTERY STANDS AND ACCESSORIES\n"]
[]
[null,"SAP No.: 4600040321"]
[]
[null,"1. Dry-charged and wet-charged cells"]
[]
[null,0]
[null,"Item","SAP Nr","Description",null,null,"Unit Price",null,"Quantity","Price"]
[null,0,0,0,null,null,0,null," ",0,0,0]
[null,"Notes: Individual cells include inter cell connectors, bolts, nuts, washers, spring washers,\ncorrosion protection lubricant and electrolyte."]
[]
[]
[null,"2. Terminating Devices and Inter-row Connectors"]
[]
[null,"Annexure A - TERMINATING DEVICES"]
[null,"Item","SAP Nr","Description",null,null,"Unit Price",null,"Quantity","Price"]
[null,0,{"$error":"#N/A"},{"$error":"#N/A"},null,null,{"$error":"#N/A"},null,1,0,0]
[]
[]
[null,"Annexure A - INTER-ROW CONNECTORS"]
[null,"Item","SAP Nr","Description",null,null,"Unit Price",null,"Quantity","Price"]
[null,0,{"$error":"#N/A"},{"$error":"#N/A"},null,null,{"$error":"#N/A"},null,1,0,0]
[]
[]
[null,"3. Battery stands"]
[]
[null,0]
[null,"Item","SAP Nr","Description",null,null,"Unit Price",null,"Quantity","Price"]
[null,0,{"$error":"#N/A"},{"$error":"#N/A"},null,null,{"$error":"#N/A"},null,1,0,0]
[null,"Legend: PW – Polywood, LP – Laminated Pine"]
[]
[]
[null,"Annex B - Transport and off-loading"]
[]
[null,"Item","Distance\n[km]","Prices in South African Currency (Excluding VAT)\nTransport to site or regional store and off-loading\nTotal Mass [kg]"]
[{"$nulls":3},"0 - 1000","1001 - 3000","3001 - 6000","6001 - 10000","10001 - 18000","Quantity","Price"]
[null,0,0,{"$error":"#N/A"},{"$error":"#N/A"},{"$error":"#N/A"},{"$error":"#N/A"},{"$error":"#N/A"},0,0,0]
[]
[]
[null,"ANNEX C – Labour Costs for Decommissioning, erection and commissioning of flat plate cells"]
[]
[null,"Item","Ah Capacity","Cell Model No.",0]
[{"$nulls":4},"Dry Charged",null,"Wet Charged",null,"Quantity","Price"]
[null,"52 Cell, 110V Battery Banks"]
[null,0," ",{"$error":"#N/A"},false,null,false,null,0,0,0]
[null,"Note: A 10% discount is applicable on the above prices where more than one system is done at the same site at the same time."]
[]
[]
[null,"ANNEX D – Accommodation and subsistence costs for flat plate cells"]
[]
[null,"Item","Ah Capacity","Cell Model No.",0]
[{"$nulls":4},"Dry charged",null,"Wet Charged",null,"Quantity","Price"]
[null,"52 Cell, 110V Battery Banks"]
[null,0," ",0,false,null,false,null,0,0,0]
[null,"Note 1): A 10% discount is applicable on the above prices where more than one system is done at the same site at the same time.\nNote 2): Costs for an on-site discharge (capacity) test shall be in accordance with the 2nd line maintenance charges."]
[]
[]
[]
[null,"ANNEX E – Travel costs for flat plate cells"]
[]
[null,"Item","Round Trip\nDistance\n[km]",null,"ALL BATTERY BANKS"]
[{"$nulls":4},0]
[{"$nulls":4},"One",null,"Two (Per unit)",null,"Quantity","Price"]
[null,0,0,null,false,null,false,null,0,0,0]
[]
[]
[null,false]
[]
[null,"Accessories"]
[null,"Item","SAP Number","Short Description",{"$nulls":3},"Unit Price","Quantity","Price"]
[null,1,false,false,{"$nulls":3},false,0,0,0,0]
[null,2,false,false,{"$nulls":3},false,0,0,0]
[null,3,false,false,{"$nulls":3},false,0,0,0]
[null,4,false,false,{"$nulls":3},false,0,0,0]
[null,5,false,false,{"$nulls":3},false,0,0,0]
[null,6,false,false,{"$nulls":3},false,0,0,0]
[null,7,false,false,{"$nulls":3},false,0,0,0]
[null,8,false,false,{"$nulls":3},false,0,0,0]
[null,9,false,false,{"$nulls":3},false,0,0,0]
[null,10,false,false,{"$nulls":3},false,0,0,0]
[null,11,false,false,{"$nulls":3},false,0,0,0]
[null,12,false,false,{"$nulls":3},false,0,0,0]
[null,13,false,false,{"$nulls":3},false,0,0,0]
[null,14,false,false,{"$nulls":3},false,0,0,0]
[null,15,false,false,{"$nulls":3},false,0,0,0]
[null,16,false,false,{"$nulls":3},false,0,0,0]
[null,17,false,false,{"$nulls":3},false,0,0,0]
[null,18,false,false,{"$nulls":3},false,0,0,0]
[null,19,false,false,{"$nulls":3},false,0,0,0]
[null,20,false,false,{"$nulls":3},false,0,0,0]
[null,21,false,false,{"$nulls":3},false,0,0,0]
[null,22,false,false,{"$nulls":3},false,0,0,0]
[null,23,false,false,{"$nulls":3},false,0,0,0]
[null,24,false,false,{"$nulls":3},false,0,0,0]
[null,25,false,false,{"$nulls":3},false,0,0,0]
[null,26,false,false,{"$nulls":3},false,0,0,0]
[null,27,false,false,{"$nulls":3},false,0,0,0]
[null,28,false,false,{"$nulls":3},false,0,0,0]
[]
[]
[null,"Alkaline Batteries, a division of ACTOM (Pty) Ltd\n5 Midley Road                                                                          Tel No’s: (011) 397-5326/9\nHughes Ext 10                                                                               Fax: (011) 397-4806\nBoksburg\n1459"]
[]
[null,"EQUIPMENT: VENTED NICKEL CADMIUM CELLS AND BATTERY CABINETS"]
[]
[null,"DNC SAP No.: 4600041171"]
[]
[null,"1. Wet-charged cells"]
[]
[null,0]
[null,"Item ","SAP Nr","Description",{"$nulls":3},"Unit Price","Quantity","Price"]
[null,false,false,false,{"$nulls":3},false," ",0,0,0]
[null,"Notes:\n1) Individual cells include inter cell connectors, bolts, nuts, washers, spring washers,\ncorrosion protection lubricant and electrolyte.\n2) Cell numbers are included in the cell price."]
[]
[]
[null,"2. Battery Cabinets"]
[]
[null,"BATTERY CABINETS"]
[null,"Item","SAP Nr","Description",{"$nulls":3},"Unit Price","Quantity","Price"]
[null,0,{"$error":"#N/A"},{"$error":"#N/A"},{"$nulls":3},{"$error":"#N/A"},1,0,0]
[]
[]
[null,"3. Battery linking sets"]
[]
[null,"BATTERY LINKING SETS"]
[null,"Item","SAP Nr","Description",{"$nulls":3},"Unit Price","Quantity","Price"]
[null,0,{"$error":"#N/A"},{"$error":"#N/A"},{"$nulls":3},{"$error":"#N/A"},1,0,0]
[]
[]
[null,"Annex B - Transport and off-loading"]
[]
[null,"Item","One Way Trip Distance [km]","Prices in South African Currency (Excluding VAT)\nTransport to site or regional store and off-loading\nTotal Mass [kg]"]
[{"$nulls":3},"0 - 1000","1001 - 3000","3001 - 6000","6001 - 10000","10001 - 18000","Quantity","Price"]
[null,0,0,{"$error":"#N/A"},{"$error":"#N/A"},{"$error":"#N/A"},{"$error":"#N/A"},{"$error":"#N/A"},0,0,0]
[]
[]
[null,"ANNEX C – Labour Costs for Decommissioning, erection and commissioning of semi-sealed cells"]
[]
[null,"Item","Decommissioning Only","Erection Only","Commissioning Only","Erection & Commissioning Only","Decommissioning, Erection & Commissioning",null,"Quantity","Price"]
[]
[null,"85 CELL, 110V POCKET PLATE BATTERY BANKS"]
[null,2,{"v":7616,"d":"R7,616.00"},{"v":7616,"d":"R7,616.00"},{"v":15236,"d":"R15,236.00"},{"v":22852,"d":"R22,852.00"},{"v":26661,"d":"R26,661.00"},null,1,0,0]
[null,"Note: The costs indicated are applicable to the range of low performance and medium performance cells as shown in Annex A"]
[]
[]
[null,"ANNEX D – Accommodation and subsistence costs for semi-sealed cells"]
[]
[null,"Item","Decommissioning Only","Erection Only","Commissioning Only","Erection & Commissioning Only","Decommissioning, Erection & Commissioning",null,"Quantity","Price"]
[]
[null,"85 CELL, 110V POCKET PLATE BATTERY BANKS"]
[null,0,{"v":3096.774193548387,"d":"R3,096.77"},{"v":3096.774193548387,"d":"R3,096.77"},0,{"v":3096.774193548387,"d":"R3,096.77"},{"v":6193.548387096774,"d":"R6,193.55"},null,1,0,0]
[null,"Note: The costs indicated are applicable to the range of low performance and medium performance cells as shown in Annex A"]
[]
[null,"ANNEX E – Travel costs for semi-sealed cells"]
[]
[null,"ALL BATTERY BANKS"]
[null,"Item","Round Trip Distance [km]",null,0,{"$nulls":3},"Quantity","Price"]
[{"$nulls":4},"One",null,"Two +"]
[null,0,0,null,0,null,0,null,1,0,0]
[]
[]
[null,"Powertech Batteries, a division of Powertech Industries (Pty) Ltd \n140 North Reef Road                                          Tel No’s: (011) 776-4300\nElandsfontein                                                           Fax:  086 632 4014\n1429        "]
[]
[null,"EQUIPMENT: HBL NICKEL CADMIUM CELLS, BATTERY CABINETS AND ACCESSORIES"]
[]
[null,"DNC SAP No.: 4600041346"]
[]
[null,"1. Wet-charged cells"]
[]
[null,"SEMI-SEALED, POCKET PLATE, MEDIUM PERFORMANCE CELLS"]
[null,"Item ","SAP Nr","Description",null,null,"Unit Price",null,"Quantity","Price"]
[null,0,{"$error":"#N/A"},{"$error":"#N/A"},null,null,{"$error":"#N/A"},null," ",0,0,0]
[null,"Notes:\n1) Individual cells include inter cell connectors, bolts, nuts, washers, spring\nwashers, corrosion protection lubricant and electrolyte.\n2) Costs for linking sets are included in the cell prices.\n3) Cell numbers are included in the cell price."]
[]
[]
[null,"2. Battery cabinets"]
[]
[null,"BATTERY CABINETS"]
[null,"Item","SAP Nr","Description",null,null,"Unit Price",null,"Quantity","Price"]
[null,0,"0256901","CABINET, BATT NICD 88C SA TYPE 4\nStandalone Cabinet with fixed steps\nSuitable for 88 of the following cells:\nVRPP: 166Ah\nSafety sign DCSS 2 (0186196) included",null,null,{"v":16611,"d":"R 16,611.00"},null,1,0,0]
[]
[]
[null,"Annex B - Transport and off-loading"]
[]
[null,"Item","One Way Trip Distance [km]","Prices in South African Currency (Excluding VAT)\nTransport to site or regional store and off-loading\nTotal Mass [kg]"]
[{"$nulls":3},"0 - 1000","1001 - 3000","3001 - 6000","6001 - 8000","8001 - 18000","Quantity","Price"]
[null,0,0,{"$error":"#N/A"},{"$error":"#N/A"},{"$error":"#N/A"},{"$error":"#N/A"},{"$error":"#N/A"},1,0,0]
[]
[]
[null,"ANNEX C – Labour Costs for Decommissioning, erection and commissioning of semi-sealed cells"]
[]
[null,"Item","Capacity Range Ah","Decommissioning only","Erection Only","Commissioning Only","Erection & Commissioning Only","Decommissioning, Erection & Commissioning","Quantity","Price"]
[null,"85 CELL, 110V POCKET PLATE BATTERY BANKS"]
[null,0,{"$error":"#N/A"},{"$error":"#N/A"},{"$error":"#N/A"},{"$error":"#N/A"},{"$error":"#N/A"},{"$error":"#N/A"},1,0,0]
[]
[]
[null,"ANNEX D – Accommodation and subsistence costs for semi-sealed cells"]
[]
[null,"Item","Capacity Range Ah","Decommissioning only","Erection Only","Commissioning Only","Erection & Commissioning Only","Decommissioning, Erection & Commissioning","Quantity","Price"]
[null,"85 CELL, 110V POCKET PLATE BATTERY BANKS"]
[null,0,{"$error":"#N/A"},{"$error":"#N/A"},{"$error":"#N/A"},{"$error":"#N/A"},{"$error":"#N/A"},{"$error":"#N/A"},1,0,0]
[]
[]
[null,"Annex E - Travel costs for semi-sealed cells"]
[]
[null,"Item","Round Trip Distance [km]",null,"All Battery banks"]
[{"$nulls":4},0,{"$nulls":3},"Quantity","Price"]
[{"$nulls":4},"One",null,"Two +"]
[null,0,0,null,0,null,0,null,1,0,0]
[]
[]
[null,"ANNEX G - Accessories"]
[]
[null,"Accessories"]
[null,"Item","SAP Number","Short Desription",{"$nulls":3},"Unit Price","Quantity","Price",null,0]
[null,1,"Non-stock","Anti-corrosion lubricant (at least 250ml)",{"$nulls":3},{"v":50,"d":"R 50.00"},0,0,0]
[null,2,14403,"Thermometer",{"$nulls":3},{"v":215,"d":"R 215.00"},0,0,0]
[null,3,256065,"Maintenance & safety equipment board / rack (Excludes Maintenance equipment and PPE)",{"$nulls":3},{"v":1200,"d":"R 1,200.00"},0,0,0]
[null,4,209845,"Nickel Cadmium battery 90 cell logbook",{"$nulls":3},{"v":125,"d":"R 125.00"},0,0,0]
[null,5,209846,"Nickel Cadmium battery 174 cell logbook",{"$nulls":3},{"v":125,"d":"R 125.00"},0,0,0]
[null,6,186196,"Battery Cabinet safety sign, DCSS2",{"$nulls":3},{"v":50,"d":"R 50.00"},0,0,0]
[null,7,256069,"Eyewash bottle - sealed",{"$nulls":3},{"v":45,"d":"R 45.00"},0,0,0]
[null,8,16897,"Faceshield",{"$nulls":3},{"v":65,"d":"R 65.00"},0,0,0]
[null,9,256070,"Pack of disposable nitrile gloves (at least 50 units)",{"$nulls":3},{"v":110,"d":"R 110.00"},0,0,0]
[null,10,"Non-stock","Pack of paper towels",{"$nulls":3},{"v":45,"d":"R 45.00"},0,0,0]
[null,11,16895,"Acid resistant apron - white",{"$nulls":3},{"v":45,"d":"R 45.00"},0,0,0]
[null,12,"213465","Top-up bottle (at least 500ml)",{"$nulls":3},{"v":55,"d":"R 55.00"},0,0,0]
[null,13,"Non-stock","Stainless steel nuts and bolts",{"$nulls":3},{"v":4.5,"d":"R 4.50"},0,0,0]
[null,14,"Non-stock","Stainless steel flat washers",{"$nulls":3},{"v":1.5,"d":"R 1.50"},0,0,0]
[null,15,"Non-stock","Cell Label",{"$nulls":3},{"v":3.1,"d":"R 3.10"},0,0,0]
[null,16,16896,"Rubber gloves (Re-usable)",{"$nulls":3},{"v":55,"d":"R 55.00"},0,0,0]
[]
[]
[null,"Powertech IST telecom, a division of Powertech SA (Pty) LtdIST Energy"]
[null,"Private Bag 95355",null,"Tel No’s: 012- 426 7371"]
[null,"Waterkloof",null,"Fax: 012 – 365 1470"]
[null,"0145"]
[]
[null,"Equipment: HAZE VALVE REGULATED LEAD ACID CELLS, BATTERIES,BATTERYSTANDS, RACKS, CABINETS AND ACCESSORIES"]
[]
[null,"SAP No.: 4600043708"]
[]
[null,"1. Gel and Absobed Glass Mat (AGM) cells"]
[]
[null,"VALVE REGULATED LEAD ACID BATTERIES AND CELLS"]
[null,"Notes:\n1) Individual cells/batteries include inter cell connectors, bolts, nuts, washers, spring washers and corrosion protection lubricant.\n2) Cell numbers are included in the cell price."]
[]
[]
[null,"Item","SAP Number","Description",{"$nulls":3},"Unit Price","Quantity","Price"]
[null,{"$error":"#N/A"},{"$error":"#N/A"},{"$error":"#N/A"},{"$nulls":3},{"$error":"#N/A"}," ",0,0,0]
[]
[null,"2. Battery Cabinets & Stands"]
[]
[null,"VALVE REGULATED LEAD ACID BATTERY CABINETS & STANDS"]
[null,"Notes:\n1) Individual cells/batteries include inter cell connectors, bolts, nuts, washers, spring washers and corrosion protection lubricant.\n2) Cell numbers are included in the cell price."]
[]
[]
[null,"Item","SAP Numbetr","Description",{"$nulls":3},"Unit Price","Quantity","Price"]
[null,{"$error":"#N/A"},{"$error":"#N/A"},{"$error":"#N/A"},{"$nulls":3},{"$error":"#N/A"}," ",0,0]
[]
[null,"3. Transport and Off Loading Costs"]
[]
[null,"Item","One Way Trip Distance [km]","Prices in South African Currency (Excluding VAT)\nTransport to site or regional store and off-loading\nTotal Mass [kg]"]
[{"$nulls":3},"0 - 1000","1001 - 3000","3001 - 6000","6001 - 8000","8001 - 18000","Quantity","Price"]
[null,{"$error":"#N/A"},0,{"$error":"#N/A"},{"$error":"#N/A"},{"$error":"#N/A"},{"$error":"#N/A"},{"$error":"#N/A"},1,0,0]
[]
[null,"4. Decommissioning, Erection and Commissioning Labour Costs"]
[]
[null,"Item","Ah Capacity","Decommissioning only","Erection Only","Commissioning Only","Erection & Commissioning Only","Decommissioning, Erection & Commissioning","Quantity","Price"]
[null," "]
[null,2,"C10 ≥ 750",false,false,false,false,false,0,0,0]
[]
[null,"5. Decommissioning, Erection and Commissioning Accommodation and Subsistance Costs"]
[]
[null,"Item","Ah Capacity","Decommissioning only","Erection Only","Commissioning Only","Erection & Commissioning Only","Decommissioning, Erection & Commissioning","Quantity","Price"]
[null," "]
[null,0,"C10 > 750",false,false,false,false,false,0,0,0]
[]
[null,"6. Decommissioning, Erection and Commissioning Travel Costs"]
[]
[null,"Item","Round Trip Distance [km]",null,"All Battery banks"]
[{"$nulls":4},0,{"$nulls":3},"Quantity","Price"]
[{"$nulls":4},"One",null,"Two +"]
[null,{"$error":"#N/A"},0,null,false,null,false,null,0,0,0]
[]
[null,"7. Accessories"]
[]
[null,"Accessories",{"$nulls":8},0]
[null,"Item","SAP Number","Short Description",{"$nulls":3},"Unit Price","Quantity","Price"]
[null,{"$error":"#N/A"},{"$error":"#N/A"},0,{"$nulls":3},{"$error":"#N/A"},1,0]
[null,{"$error":"#N/A"},{"$error":"#N/A"},0,{"$nulls":3},{"$error":"#N/A"},1,0]
[]
[]
[]
[null,"Delivery Adress:",{"$nulls":3},"Contact person:",null,0]
[]
[null,"EDFS Menlyn Workshop",{"$nulls":3},"Signed:"]
[]
[{"$nulls":5},"Telephone Nr:",null,0]
[{"$nulls":5},"Cellphone Nr:",null,0]
[]
[]
[null,"Delivery not before:",{"$nulls":3},"Not later than:"]
[]
[]
[null,"Lead time: 12 weeks",{"$nulls":3},"Rev: Preliminary"]
[]
[]
[]
[]
[]
[null,"7. Distribution List"]
[null,"      "]
[null,0,null,"Protection design eng.",null,null,"Tel:",0]
[{"$nulls":6},"Cell:",0]
[]
[null,0,null,"EDFS DC section head",null,null,"Tel:",0]
[{"$nulls":6},"Cell:",0]
[]
[null,"8. Contact List"]
[]
[null,0,null,"Project DC design eng.",null,null,"Tel:",0]
[{"$nulls":6},"Cell:",0]
[]
[]
[null,0,null,"EDNS (Head of projects)",null,null,"Tel:",0]
[{"$nulls":6},"Cell:",0]
[]
[]
[null,0,null,"EDNS DC Technology",null,null,"Tel:",0]
[{"$nulls":6},"Cell:",0]
[]
[null,0,null,"EDNS Plant Engineer",null,null,"Tel:",0]
[{"$nulls":6},"Cell:",0]
[]
[]
[null,"9.1 EDFS Labour and transport cost"]
[]
[]
[]
[null,"EDFS DC SERVICES QUOTATION"]
[]
[null,"Project Name:",null,null,"Mahkitini "]
[null,"Project Number:",null,null,0]
[null,"Quote compiled by:",null,null,0]
[null,"Date compiled:",null,null,"00:00:00"]
[null,"Revision:",null,null,1]
[]
[null,"Field team commissioning",null,"Number of","Labour",null,"Distance (Return)","Transport cost",null,"Price Labour & Transport"]
[null,"AC/ DC (Charger incl)",null,0,{"v":25740,"d":"R25,740.00"},null,0,0,null,{"v":0,"d":"R 0.00"}]
[null,"Yard AC",null,0,{"v":20000,"d":"R20,000.00"},null,0,0,null,{"v":0,"d":"R 0.00"}]
[null,"Charger",null,0,{"v":17160,"d":"R17,160.00"},null,0,0,null,{"v":0,"d":"R 0.00"}]
[null," Tripping Unit",null,0,{"v":14040,"d":"R14,040.00"},null,0,0,null,{"v":0,"d":"R 0.00"}]
[null,"220 V Lead Acid battery",null,0,{"v":28080,"d":"R28,080.00"},null,0,0,null,{"v":0,"d":"R 0.00"}]
[null,"110 V Lead Acid battery",null,0,{"v":14820,"d":"R14,820.00"},null,0,0,null,{"v":0,"d":"R 0.00"}]
[null,"50 V Lead Acid battery",null,0,{"v":8580,"d":"R8,580.00"},null,0,0,null,{"v":0,"d":"R 0.00"}]
[null,"110V / 220V Nicad",null,0,{"v":11700,"d":"R11,700.00"},null,0,0,null,{"v":0,"d":"R 0.00"}]
[null,"50 V / 30 V Nicad",null,0,{"v":7020,"d":"R7,020.00"},null,0,0,null,{"v":0,"d":"R 0.00"}]
[null,"Witnessing & Hand Over ",null,0,{"v":3120,"d":"R3,120.00"},null,0,0,null,{"v":0,"d":"R 0.00"}]
[{"$nulls":7},"Total:",null,{"v":0,"d":"R 0.00"}]
[null,"Prelimenary & General",null,null,{"v":0.15,"d":"15.00%"},{"$nulls":4},{"v":0,"d":"R 0.00"}]
[]
[]
[null,"Totals",{"$nulls":7},{"v":0,"d":"R 0.00"},{"v":0,"d":"R 0.00"}]
[]
[]
[]
[null,"Proposed Scope of Work"]
[null,"Install a 110V 30A Cordex HF, switchmode sub-rack battery charger in the AC/DC panel and a 110V 52 x FCP 11 160Ahr Chloride Lead Acid battery bank on a DR/ST battery stand in the batteryroom. 110V 52 x 4OSP.HC140  167Ahr Hoppecke Lead Acid battery bank on a DR/ST battery stand in the batteryroom. 110V Alcad Vantex 85 x VTX1 (M) 100 in a battery cabinet. 110V HBL 85 x VRPP 103 in a battery cabinet."]
[]
[]
[]
[]
[]
[]
[null,"SIGNED BY: ______________________________________________"]
{"$rows_empty":24}
[null,"10. Drawings"]

{"sheet":"L1 IF No DC required (8)","index":8,"n_rows":25,"n_cols":12,"rows_kept":25,"merged":[[1,1,3,1],[1,2,2,9],[3,2,3,9],[4,2,4,9],[5,2,5,8],[6,2,6,4],[6,6,6,7],[7,2,7,6],[7,8,7,9],[8,1,8,2],[8,3,8,5],[8,6,8,9],[9,1,9,2],[9,3,9,5],[9,6,9,9],[12,1,12,2],[12,3,12,5],[12,6,12,9],[13,3,13,5],[13,6,13,9],[14,1,14,2],[14,3,14,5],[14,6,14,9],[20,1,20,9],[24,1,24,9],[36,6,36,8]],"flags":["formulas_cached_only"]}
[]
[null,null,"DC Systems Design document"]
[]
[null,null,"EDNS Project Engineering Northern Region ",{"$nulls":8},"Note: This sheet is not protected"]
[null,"Asset name:","Mahkitini "]
[null,"Project title: ","Cap Bank Establishment",{"$nulls":6},"Rev 0"]
[null,"Project No. ",0,null,null,"Date:","00:00:00",null,"Pages ",1]
[null,"Project engineer:",0,{"$nulls":4},"Tel:",0]
[null,"Compiled by :",null,"Checked by:",null,null,"Authorised by:"]
[]
[]
[]
[null,0,null,0,null,null,0]
[null,"Project DC design eng.",null,"EDNS DC Technology",null,null,"EDNS (Head of projects)"]
[null,0,null,0,null,null,0]
[]
[]
[]
[null,"1. Background","Background"]
[]
[null,0]
[]
[null,"2. Scope of work","Scope of work"]
[]
[null,"The existing DC system has sufficient spare capacity to cater for the additional load. There is no DC upgrade required on this project. "]

{"sheet":"Invoice (9)","index":9,"n_rows":58,"n_cols":12,"rows_kept":58,"merged":[[10,1,10,8],[11,7,11,8],[13,1,13,8],[15,1,15,8],[17,4,17,6],[18,4,18,6],[19,4,19,6],[20,4,20,6],[21,4,21,5],[24,1,24,8],[26,2,26,6],[26,7,26,8],[27,2,27,6],[27,7,27,8],[28,2,28,6],[28,7,28,8],[29,2,29,6],[29,7,29,8],[30,2,30,6],[30,7,30,8],[31,2,31,6],[31,7,31,8],[32,2,32,6],[32,7,32,8],[33,2,33,6],[33,7,33,8],[35,7,35,8],[38,2,38,8]],"flags":["formulas_cached_only"]}
[]
[{"$nulls":5},"EDM - Engineering"]
[{"$nulls":5},"Northern Region"]
[]
[{"$nulls":5},"ELECTRICITY DELIVERY NETWORK SERVICES DEPARTMENT",{"$nulls":5},"Note: This sheet is not protected"]
[{"$nulls":5},"Menlyn 5 Level 0"]
[{"$nulls":5},"1 Gobie Street, Newlands"]
[{"$nulls":5},"PO Box 36099 "]
[{"$nulls":5},"Pretoria 0001"]
[]
[null,"Invoice"]
[{"$nulls":6},"Invoice Number:","EDNS-2009-"]
[{"$nulls":6},"Invoice Date:","2022-08-30"]
[null,"EDNS Project Engineering / Settings"]
[]
[null,"1. Invoice Detail"]
[]
[null,null,"Substation Name:",null,"Mahkitini "]
[null,null,"Project Name:",null,"Cap Bank Establishment"]
[null,null,"Project ID:",null,0]
[null,null,"WBS Nr.:"]
[null,null,"GL Account Nr.:",null,790450,null,"Cost Centre:",516020]
[null,null,"Approved ERA Value:",null,null,"R"]
[]
[null,"2. Fees Summary (Recoveries)"]
[]
[null,null,"Description",{"$nulls":4},"Amount Claimed"]
[null,null,"Protection ",{"$nulls":4},"Not applicable"]
[null,null,"Metering",{"$nulls":4},"Not applicable"]
[null,null,"DC",{"$nulls":4},{"v":0,"d":"R 0.00"}]
[null,null,"Telecontrol",{"$nulls":4},"Not applicable"]
[null,null,"Telecomms",{"$nulls":4},"Not applicable"]
[null,null,"Settings",{"$nulls":4},"Not applicable"]
[null,null,"Draughting (Drawing Office)",{"$nulls":4},"Not applicable"]
[]
[null,null,"Total Value Claimed on this Invoice:",{"$nulls":4},{"v":0,"d":"R 0.00"}]
[]
[null,null,"Invoice Comments:"]
[]
[]
[]
[]
[null,null,"Requested By:",{"$nulls":3},"Date:"]
[]
[{"$nulls":4},"Name:",0]
[{"$nulls":4},"Head of Section: EDNS Project Engineering"]
[{"$nulls":4},"Northern Region"]
[]
[]
[null,null,"Approved By:",{"$nulls":3},"Date:"]
[]
[{"$nulls":4},"Name: "]
[{"$nulls":4},"EDNS Manager"]
[{"$nulls":4},"Northern Region"]
[]
[]
[]
[null,null,"Note 1: Project Name and Invoice Number to be indicated in SAP / Journal description."]

{"sheet":"Revision notes (10)","index":10,"n_rows":10,"n_cols":5,"rows_kept":10,"flags":["formulas_cached_only"]}
[]
[null,"Date","Revision nr","Person","Revision notes"]
[null,"2010-09-29","Rev 0.01","Pikkie Saayman","Change Sheet 7, B13, from \"DC section head\" to \"DC design engineer\". Removed line 34, Sheet 6, (single cells). Removed single cell's from Sheet 5, C80-C87, calculations. Changed Sheet 1, C19. Added \"This sheet is not protected\" on sheet 5,6,7,8 & 9."]
[null,"2010-12-28","Rev 0.02","Pikkie Saayman","Updated Charger data from new National contract according to 10TI-037. Added PLC current on Telecomms equipment sheet. Added distance from EDFS, Battery and charger installed date and age on main DC design sheet."]
[null,"2011-06-13","Rev 0.10","Pikkie Saayman","Up dated new Lead acid contracts according to 11TI-009 & 11TI-010. Corrected Costing sheet /L0 /L1 design docs to correspond to new Contract requirements."]
[null,"2011-08-01","Rev 0.11","Pikkie Saayman","Updated NiCad contract information."]
[null,"2012-01-23","Rev 0.12","Pikkie Saayman","Added supplier installation and transport cost. Added VRLA design data. Added sheet 11-15 Material ordering schedules"]
[null,"2012-03-14","Rev 0.13","Pikkie Saayman","Shortened Costing sheet to only indicate required fields"]
[null,"2012-05-21","Rev 0.14","Pikkie Saayman","VRLA Data added to document"]
[null,"2012-06-22","Rev 0.14","Pikkie Saayman","Corrected springrewind links to Vamp / Slave / and censors"]

{"sheet":"HBL Tables (11)","index":11,"n_rows":129,"n_cols":13,"rows_kept":129,"hidden":true,"merged":[[1,2,1,6],[14,2,14,6],[16,2,16,6],[31,1,31,12],[32,1,35,1],[32,2,35,2],[32,3,32,12],[33,3,33,12],[34,3,34,12],[52,2,52,8],[54,2,54,8],[59,2,59,8],[64,2,64,8],[70,2,70,7],[72,2,72,8],[77,2,77,8],[82,2,82,8],[88,1,88,12],[89,1,91,1],[89,2,91,2],[89,3,89,12],[90,5,90,6],[90,7,90,8],[90,9,90,10],[90,11,90,12],[111,2,111,6]],"flags":["formulas_cached_only"]}
[]
[null,null,"SEMI-SEALED, POCKET PLATE, MEDIUM PERFORMANCE CELLS"]
[null,"Ah","Item","SAP Number","Description","Price","Qty"]
[null,12,1,"0256106","CELL, NICD 1.2V 12Ah VRPP12 D9309",{"v":173,"d":"R 173.00"},"Nil"]
[null,24,2,"0256107","CELL, NICD 1.2V 24Ah VRPP24 D9309",{"v":259,"d":"R 259.00"},"Nil"]
[null,32,3,"0256108","CELL, NICD 1.2V 32Ah VRPP32 D9309",{"v":330,"d":"R 330.00"},"Nil"]
[null,40,4,"0256109","CELL, NICD 1.2V 40Ah VRPP40 D9309",{"v":393,"d":"R 393.00"},"Nil"]
[null,50,5,"0256110","CELL, NICD 1.2V 50Ah VRPP50 D9309",{"v":473,"d":"R 473.00"},"Nil"]
[null,66,6,"0256111","CELL, NICD 1.2V 66Ah VRPP66 D9309",{"v":587,"d":"R 587.00"},"Nil"]
[null,82,7,"0256112","CELL, NICD 1.2V 82Ah VRPP82 D9309",{"v":705,"d":"R 705.00"},"Nil"]
[null,103,8,"0256113","CELL, NICD 1.2V 103Ah VRPP103 D9309",{"v":891,"d":"R 891.00"},"Nil"]
[null,133,9,"0256114","CELL, NICD 1.2V 133Ah VRPP133 D9309",{"v":1102,"d":"R 1,102.00"},"Nil"]
[null,142,10,"0256115","CELL, NICD 1.2V 142Ah VRPP142 D9309",{"v":1152,"d":"R 1,152.00"},"Nil"]
[null,166,11,"0256116","CELL, NICD 1.2V 166Ah VRPP166 D9309",{"v":1313,"d":"R 1,313.00"},"Nil"]
[null,null,"Notes: \n1) Individual cells include inter cell connectors, bolts, nuts, washers, spring washers, corrosion protection lubricant and electrolyte.\n2) Costs for linking sets are included in the cell prices.\n3) Cell numbers are included in the cell price."]
[]
[null,null,"BATTERY CABINETS"]
[null,null,"Item","SAP Number","Description","Price","Qty"]
[null,0,1,"0256350","CABINET, BATT NICD 88C SA TYPE 1\nStandalone Cabinet with fixed steps\nSuitable for 88 of the following cells:\nVRPP: 12 - 24Ah\nSafety sign DCSS 2 (0186196) included",{"v":11182,"d":"R 11,182.00"},"Nil"]
[null,0,2,"0256352","CABINET, BATT NICD 88C SA TYPE 2\nStandalone Cabinet with fixed steps\nSuitable for 88 of the following cells:\nVRPP: 32 - 40Ah\nSafety sign DCSS 2 (0186196) included",{"v":16611,"d":"R 16,611.00"},"Nil"]
[null,0,3,"0256354","CABINET, BATT NICD 88C SA TYPE 3\nStandalone Cabinet with fixed steps\nSuitable for 88 of the following cells:\nVRPP: 50 - 142Ah\nSafety sign DCSS 2 (0186196) included",{"v":16611,"d":"R 16,611.00"},"Nil"]
[null,1,4,"0256901","CABINET, BATT NICD 88C SA TYPE 4\nStandalone Cabinet with fixed steps\nSuitable for 88 of the following cells:\nVRPP: 166Ah\nSafety sign DCSS 2 (0186196) included",{"v":16611,"d":"R 16,611.00"},"Nil"]
[null,0,5,"0256906","CABINET, BATT NICD 170C SA TYPE 1\nStandalone Cabinet with fixed steps\nSuitable for 170 of the following cells:\nVRPP: 12 - 24Ah\nSafety sign DCSS 2 (0186196) included",{"v":22364,"d":"R 22,364.00"},"Nil"]
[null,0,6,"0256907","CABINET, BATT NICD 170C SA TYPE 2\nStandalone Cabinet with fixed steps\nSuitable for 170 of the following cells:\nVRPP: 32 - 40Ah\nSafety sign DCSS 2 (0186196) included",{"v":33222,"d":"R 33,222.00"},"Nil"]
[null,0,7,"0256908","CABINET, BATT NICD 170C SA TYPE 3\nStandalone Cabinet with fixed steps\nSuitable for 170 of the following cells:\nVRPP: 50 - 142Ah\nSafety sign DCSS 2 (0186196) included",{"v":33222,"d":"R 33,222.00"},"Nil"]
[null,0,8,"0256909","CABINET, BATT NICD 170C SA TYPE 4\nStandalone Cabinet with fixed steps\nSuitable for 170 of the following cells:\nVRPP: 166Ah\nSafety sign DCSS 2 (0186196) included",{"v":33222,"d":"R 33,222.00"},"Nil"]
[null,0,9,"0256902","CABINET, BATT NICD 40C SA TYPE 1\nStandalone Cabinet with fixed steps\nSuitable for 40 of the following cells:\nVRPP: 12 - 24Ah\nSafety sign DCSS 2 (0186196) included",{"v":5591,"d":"R 5,591.00"},"Nil"]
[null,0,10,"0256903","CABINET, BATT NICD 40C SA TYPE 2\nStandalone Cabinet with fixed steps\nSuitable for 40 of the following cells:\nVRPP: 32 - 40Ah\nSafety sign DCSS 2 (0186196) included",{"v":8306,"d":"R 8,306.00"},"Nil"]
[null,0,11,"0256904","CABINET, BATT NICD 40C SA TYPE 3\nStandalone Cabinet with fixed steps\nSuitable for 40 of the following cells:\nVRPP: 50 - 142Ah\nSafety sign DCSS 2 (0186196) included",{"v":8306,"d":"R 8,306.00"},"Nil"]
[null,0,12,"0256905","CABINET, BATT NICD 40C SA TYPE 4\nStandalone Cabinet with fixed steps\nSuitable for 40 of the following cells:\nVRPP: 166Ah\nSafety sign DCSS 2 (0186196) included",{"v":8306,"d":"R 8,306.00"},"Nil"]
[]
[null,"TRANSPORT AND OFF LOADING COSTS"]
[null,"One Way Trip Distance [km]","Item","Prices in South African Currency (Excluding VAT)"]
[{"$nulls":3},"Transport to site or regional store and off-loading"]
[{"$nulls":3},"Total Mass [kg]"]
[{"$nulls":3},"0-1000","1001 - 2000","2001 - 3000","3001 - 4000","4001 - 6000","6001 - 8000","8001 - 10000","10001 - 14000","14001 - 18000","18000 +"]
[null,"0 - 100",1,{"v":2032.8,"d":"R 2,032.80"},{"v":2388.4,"d":"R 2,388.40"},{"v":2388.4,"d":"R 2,388.40"},{"v":4291,"d":"R 4,291.00"},{"v":4291,"d":"R 4,291.00"},{"v":6868.4,"d":"R 6,868.40"},{"v":6119,"d":"R 6,119.00"},{"v":6119,"d":"R 6,119.00"},{"v":6119,"d":"R 6,119.00"},{"v":8768.2,"d":"R 8,768.20"}]
[null,"101 - 200",2,{"v":2564.8,"d":"R 2,564.80"},{"v":3122,"d":"R 3,122.00"},{"v":3122,"d":"R 3,122.00"},{"v":5499.2,"d":"R 5,499.20"},{"v":5499.2,"d":"R 5,499.20"},{"v":8447.6,"d":"R 8,447.60"},{"v":7326,"d":"R 7,326.00"},{"v":7326,"d":"R 7,326.00"},{"v":7326,"d":"R 7,326.00"},{"v":10568.6,"d":"R 10,568.60"}]
[null,"201 - 300",3,{"v":3096.8,"d":"R 3,096.80"},{"v":3855.6,"d":"R 3,855.60"},{"v":3855.6,"d":"R 3,855.60"},{"v":6706,"d":"R 6,706.00"},{"v":6706,"d":"R 6,706.00"},{"v":10025.4,"d":"R 10,025.40"},{"v":8533,"d":"R 8,533.00"},{"v":8533,"d":"R 8,533.00"},{"v":8533,"d":"R 8,533.00"},{"v":12369,"d":"R 12,369.00"}]
[null,"301 - 400",4,{"v":3805.2,"d":"R 3,805.20"},{"v":4765.6,"d":"R 4,765.60"},{"v":4765.6,"d":"R 4,765.60"},{"v":8125.6,"d":"R 8,125.60"},{"v":8125.6,"d":"R 8,125.60"},{"v":11816,"d":"R 11,816.00"},{"v":9892,"d":"R 9,892.00"},{"v":9892,"d":"R 9,892.00"},{"v":9892,"d":"R 9,892.00"},{"v":14382.2,"d":"R 14,382.20"}]
[null,"401 - 500",5,{"v":6487.6,"d":"R 6,487.60"},{"v":7803.6,"d":"R 7,803.60"},{"v":7803.6,"d":"R 7,803.60"},{"v":13115.2,"d":"R 13,115.20"},{"v":13115.2,"d":"R 13,115.20"},{"v":19383,"d":"R 19,383.00"},{"v":16509,"d":"R 16,509.00"},{"v":16509,"d":"R 16,509.00"},{"v":16509,"d":"R 16,509.00"},{"v":23847.6,"d":"R 23,847.60"}]
[null,"501 - 600",6,{"v":7019.6,"d":"R 7,019.60"},{"v":8537.2,"d":"R 8,537.20"},{"v":8537.2,"d":"R 8,537.20"},{"v":14323.4,"d":"R 14,323.40"},{"v":14323.4,"d":"R 14,323.40"},{"v":20960.8,"d":"R 20,960.80"},{"v":17716,"d":"R 17,716.00"},{"v":17716,"d":"R 17,716.00"},{"v":17716,"d":"R 17,716.00"},{"v":25648,"d":"R 25,648.00"}]
[null,"601 - 700",7,{"v":7551.6,"d":"R 7,551.60"},{"v":9270.8,"d":"R 9,270.80"},{"v":9270.8,"d":"R 9,270.80"},{"v":15530.2,"d":"R 15,530.20"},{"v":15530.2,"d":"R 15,530.20"},{"v":22540,"d":"R 22,540.00"},{"v":18923,"d":"R 18,923.00"},{"v":18923,"d":"R 18,923.00"},{"v":18923,"d":"R 18,923.00"},{"v":27448.4,"d":"R 27,448.40"}]
[null,"701 - 800",8,{"v":8083.6,"d":"R 8,083.60"},{"v":10004.4,"d":"R 10,004.40"},{"v":10004.4,"d":"R 10,004.40"},{"v":16738.4,"d":"R 16,738.40"},{"v":16738.4,"d":"R 16,738.40"},{"v":24117.8,"d":"R 24,117.80"},{"v":20130,"d":"R 20,130.00"},{"v":20130,"d":"R 20,130.00"},{"v":20130,"d":"R 20,130.00"},{"v":29248.8,"d":"R 29,248.80"}]
[null,"801 - 900",9,{"v":8615.6,"d":"R 8,615.60"},{"v":10738,"d":"R 10,738.00"},{"v":10738,"d":"R 10,738.00"},{"v":17946.6,"d":"R 17,946.60"},{"v":17946.6,"d":"R 17,946.60"},{"v":25695.6,"d":"R 25,695.60"},{"v":21337,"d":"R 21,337.00"},{"v":21337,"d":"R 21,337.00"},{"v":21337,"d":"R 21,337.00"},{"v":31049.2,"d":"R 31,049.20"}]
[null,"901 - 1000",10,{"v":9172.8,"d":"R 9,172.80"},{"v":11496.8,"d":"R 11,496.80"},{"v":11496.8,"d":"R 11,496.80"},{"v":19184.2,"d":"R 19,184.20"},{"v":19184.2,"d":"R 19,184.20"},{"v":27304.2,"d":"R 27,304.20"},{"v":22566,"d":"R 22,566.00"},{"v":22566,"d":"R 22,566.00"},{"v":22566,"d":"R 22,566.00"},{"v":32880.4,"d":"R 32,880.40"}]
[null,"1001 - 1100",11,{"v":9956.8,"d":"R 9,956.80"},{"v":12482.4,"d":"R 12,482.40"},{"v":12482.4,"d":"R 12,482.40"},{"v":20694.8,"d":"R 20,694.80"},{"v":20694.8,"d":"R 20,694.80"},{"v":29185.8,"d":"R 29,185.80"},{"v":23989,"d":"R 23,989.00"},{"v":23989,"d":"R 23,989.00"},{"v":23989,"d":"R 23,989.00"},{"v":34983.2,"d":"R 34,983.20"}]
[null,"1101 - 1200",12,{"v":12538.4,"d":"R 12,538.40"},{"v":15419.6,"d":"R 15,419.60"},{"v":15419.6,"d":"R 15,419.60"},{"v":25562.6,"d":"R 25,562.60"},{"v":25562.6,"d":"R 25,562.60"},{"v":36632.4,"d":"R 36,632.40"},{"v":30520,"d":"R 30,520.00"},{"v":30520,"d":"R 30,520.00"},{"v":30520,"d":"R 30,520.00"},{"v":44328.2,"d":"R 44,328.20"}]
[null,"1201 - 1300",13,{"v":13070.4,"d":"R 13,070.40"},{"v":16153.2,"d":"R 16,153.20"},{"v":16153.2,"d":"R 16,153.20"},{"v":26770.8,"d":"R 26,770.80"},{"v":26770.8,"d":"R 26,770.80"},{"v":38210.2,"d":"R 38,210.20"},{"v":31727,"d":"R 31,727.00"},{"v":31727,"d":"R 31,727.00"},{"v":31727,"d":"R 31,727.00"},{"v":46128.6,"d":"R 46,128.60"}]
[null,"1301 - 1400",14,{"v":13602.4,"d":"R 13,602.40"},{"v":16886.8,"d":"R 16,886.80"},{"v":16886.8,"d":"R 16,886.80"},{"v":27979,"d":"R 27,979.00"},{"v":27979,"d":"R 27,979.00"},{"v":39788,"d":"R 39,788.00"},{"v":32934,"d":"R 32,934.00"},{"v":32934,"d":"R 32,934.00"},{"v":32934,"d":"R 32,934.00"},{"v":47929,"d":"R 47,929.00"}]
[null,"1401 - 1500",15,{"v":14134.4,"d":"R 14,134.40"},{"v":17620.4,"d":"R 17,620.40"},{"v":17620.4,"d":"R 17,620.40"},{"v":29185.8,"d":"R 29,185.80"},{"v":29185.8,"d":"R 29,185.80"},{"v":41367.2,"d":"R 41,367.20"},{"v":34141,"d":"R 34,141.00"},{"v":34141,"d":"R 34,141.00"},{"v":34141,"d":"R 34,141.00"},{"v":49729.4,"d":"R 49,729.40"}]
[]
[null,null,"DECOMMISSIONING, ERECTION & COMMISSIONING - LABOUR COSTS for SEMI-SEALED CELLS"]
[null,null,"Item","Capacity Range [Ah]","Decommissioning Only","Erection Only","Commissioning Only","Erection & Commissioning Only","Decomissioning, Erection & Commissioning"]
[null,null,"40 CELL, 50V POCKET PLATE BATTERY BANKS"]
[null,0,1,"12 - 40",{"v":660.65,"d":"R 660.65"},{"v":825.82,"d":"R 825.82"},{"v":1651.63,"d":"R 1,651.63"},{"v":2312.28,"d":"R 2,312.28"},{"v":2972.94,"d":"R 2,972.94"}]
[null,0,2,"50 - 82",{"v":726.72,"d":"R 726.72"},{"v":924.91,"d":"R 924.91"},{"v":1849.83,"d":"R 1,849.83"},{"v":2576.54,"d":"R 2,576.54"},{"v":3369.33,"d":"R 3,369.33"}]
[null,0,3,"103 - 142",{"v":825.82,"d":"R 825.82"},{"v":1057.04,"d":"R 1,057.04"},{"v":2114.09,"d":"R 2,114.09"},{"v":2972.94,"d":"R 2,972.94"},{"v":3633.59,"d":"R 3,633.59"}]
[null,0,4,166,{"v":924.91,"d":"R 924.91"},{"v":1156.14,"d":"R 1,156.14"},{"v":2312.28,"d":"R 2,312.28"},{"v":3303.26,"d":"R 3,303.26"},{"v":3963.91,"d":"R 3,963.91"}]
[null,null,"85 CELL, 110V POCKET PLATE BATTERY BANKS"]
[null,0,5,"12 - 40",{"v":711.73,"d":"R 711.73"},{"v":889.66,"d":"R 889.66"},{"v":1779.33,"d":"R 1,779.33"},{"v":2491.06,"d":"R 2,491.06"},{"v":3380.73,"d":"R 3,380.73"}]
[null,0,6,"50 - 82",{"v":782.9,"d":"R 782.90"},{"v":996.42,"d":"R 996.42"},{"v":2135.19,"d":"R 2,135.19"},{"v":2846.93,"d":"R 2,846.93"},{"v":3743.35,"d":"R 3,743.35"}]
[null,0,7,"103 - 142",{"v":889.66,"d":"R 889.66"},{"v":1138.77,"d":"R 1,138.77"},{"v":2277.54,"d":"R 2,277.54"},{"v":3202.79,"d":"R 3,202.79"},{"v":4092.46,"d":"R 4,092.46"}]
[null,0,8,166,{"v":996.42,"d":"R 996.42"},{"v":1245.53,"d":"R 1,245.53"},{"v":2491.06,"d":"R 2,491.06"},{"v":3558.66,"d":"R 3,558.66"},{"v":4448.32,"d":"R 4,448.32"}]
[null,null,"170 CELL, 220V POCKET PLATE BATTERY BANKS"]
[null,0,9,"12 - 40",{"v":1215.44,"d":"R 1,215.44"},{"v":1418.02,"d":"R 1,418.02"},{"v":2836.04,"d":"R 2,836.04"},{"v":4051.48,"d":"R 4,051.48"},{"v":5266.92,"d":"R 5,266.92"}]
[null,0,10,"50 - 82",{"v":1296.47,"d":"R 1,296.47"},{"v":1539.56,"d":"R 1,539.56"},{"v":3241.18,"d":"R 3,241.18"},{"v":4456.63,"d":"R 4,456.63"},{"v":5753.1,"d":"R 5,753.10"}]
[null,0,11,"103 - 142",{"v":1418.02,"d":"R 1,418.02"},{"v":1701.62,"d":"R 1,701.62"},{"v":3484.27,"d":"R 3,484.27"},{"v":4861.78,"d":"R 4,861.78"},{"v":6077.22,"d":"R 6,077.22"}]
[null,0,12,166,{"v":1539.56,"d":"R 1,539.56"},{"v":1620.59,"d":"R 1,620.59"},{"v":3646.33,"d":"R 3,646.33"},{"v":5064.35,"d":"R 5,064.35"},{"v":6279.79,"d":"R 6,279.79"}]
[]
[null,null,"DECOMMISSIONING, ERECTION & COMMISSIONING - ACCOMMODATION & SUBSISTENCE COSTS for SEMI-SEALED CELLS"]
[null,null,"Item","Capacity Range [Ah]","Decommissioning Only","Erection Only","Commissioning Only","Erection & Commissioning Only","Decomissioning, Erection & Commissioning"]
[null,null,"40 CELL, 50V POCKET PLATE BATTERY BANKS"]
[null,0,1,"12 - 40",{"v":0,"d":"R 0.00"},{"v":0,"d":"R 0.00"},{"v":3586,"d":"R 3,586.00"},{"v":3586,"d":"R 3,586.00"},{"v":3586,"d":"R 3,586.00"}]
[null,0,2,"50 - 82",{"v":0,"d":"R 0.00"},{"v":0,"d":"R 0.00"},{"v":3586,"d":"R 3,586.00"},{"v":7172,"d":"R 7,172.00"},{"v":7172,"d":"R 7,172.00"}]
[null,0,3,"103 - 142",{"v":0,"d":"R 0.00"},{"v":0,"d":"R 0.00"},{"v":3586,"d":"R 3,586.00"},{"v":7172,"d":"R 7,172.00"},{"v":7172,"d":"R 7,172.00"}]
[null,0,4,166,{"v":0,"d":"R 0.00"},{"v":0,"d":"R 0.00"},{"v":3586,"d":"R 3,586.00"},{"v":7172,"d":"R 7,172.00"},{"v":7172,"d":"R 7,172.00"}]
[null,null,"85 CELL, 110V POCKET PLATE BATTERY BANKS"]
[null,0,5,"12 - 40",{"v":0,"d":"R 0.00"},{"v":0,"d":"R 0.00"},{"v":3586,"d":"R 3,586.00"},{"v":3586,"d":"R 3,586.00"},{"v":3586,"d":"R 3,586.00"}]
[null,0,6,"50 - 82",{"v":0,"d":"R 0.00"},{"v":0,"d":"R 0.00"},{"v":3586,"d":"R 3,586.00"},{"v":7172,"d":"R 7,172.00"},{"v":7172,"d":"R 7,172.00"}]
[null,0,7,"103 - 142",{"v":0,"d":"R 0.00"},{"v":0,"d":"R 0.00"},{"v":3586,"d":"R 3,586.00"},{"v":7172,"d":"R 7,172.00"},{"v":7172,"d":"R 7,172.00"}]
[null,0,8,166,{"v":0,"d":"R 0.00"},{"v":0,"d":"R 0.00"},{"v":3586,"d":"R 3,586.00"},{"v":7172,"d":"R 7,172.00"},{"v":7172,"d":"R 7,172.00"}]
[null,null,"170 CELL, 220V POCKET PLATE BATTERY BANKS"]
[null,0,9,"12 - 40",{"v":0,"d":"R 0.00"},{"v":0,"d":"R 0.00"},{"v":3586,"d":"R 3,586.00"},{"v":7172,"d":"R 7,172.00"},{"v":7172,"d":"R 7,172.00"}]
[null,0,10,"50 - 82",{"v":0,"d":"R 0.00"},{"v":0,"d":"R 0.00"},{"v":3586,"d":"R 3,586.00"},{"v":7172,"d":"R 7,172.00"},{"v":7172,"d":"R 7,172.00"}]
[null,0,11,"103 - 142",{"v":0,"d":"R 0.00"},{"v":0,"d":"R 0.00"},{"v":3586,"d":"R 3,586.00"},{"v":7172,"d":"R 7,172.00"},{"v":7172,"d":"R 7,172.00"}]
[null,0,12,166,{"v":0,"d":"R 0.00"},{"v":0,"d":"R 0.00"},{"v":3586,"d":"R 3,586.00"},{"v":7172,"d":"R 7,172.00"},{"v":7172,"d":"R 7,172.00"}]
[]
[null,"DECOMMISSIONING, ERECTION & COMMISSIONING - TRAVEL COSTS"]
[null,"Round Trip Distance [km]","Item","ALL BATTERY BANKS"]
[{"$nulls":3},"Decommissioning Only",null,"Erection Only",null,"Commissioning Only",null,"Erection & Commissioning Only",null,"Decomissioning, Erection & Commissioning"]
[{"$nulls":3},"One ","Two +","One ","Two +","One ","Two +","One ","Two +","One ","Two +"]
[null,"0 - 100",1,{"v":999.6598871794872,"d":"R 999.66"},{"v":999.6598871794872,"d":"R 999.66"},{"v":999.6598871794872,"d":"R 999.66"},{"v":999.6598871794872,"d":"R 999.66"},{"v":999.6598871794872,"d":"R 999.66"},{"v":999.6598871794872,"d":"R 999.66"},{"v":999.6598871794872,"d":"R 999.66"},{"v":999.6598871794872,"d":"R 999.66"},{"v":999.6598871794872,"d":"R 999.66"},{"v":999.6598871794872,"d":"R 999.66"}]
[null,"101 - 200",2,{"v":1999.3197743589744,"d":"R 1,999.32"},{"v":1999.3197743589744,"d":"R 1,999.32"},{"v":1999.3197743589744,"d":"R 1,999.32"},{"v":1999.3197743589744,"d":"R 1,999.32"},{"v":1999.3197743589744,"d":"R 1,999.32"},{"v":1999.3197743589744,"d":"R 1,999.32"},{"v":1999.3197743589744,"d":"R 1,999.32"},{"v":1999.3197743589744,"d":"R 1,999.32"},{"v":1999.3197743589744,"d":"R 1,999.32"},{"v":1999.3197743589744,"d":"R 1,999.32"}]
[null,"201 - 300",3,{"v":2998.9796615384616,"d":"R 2,998.98"},{"v":2998.9796615384616,"d":"R 2,998.98"},{"v":2998.9796615384616,"d":"R 2,998.98"},{"v":2998.9796615384616,"d":"R 2,998.98"},{"v":2998.9796615384616,"d":"R 2,998.98"},{"v":2998.9796615384616,"d":"R 2,998.98"},{"v":2998.9796615384616,"d":"R 2,998.98"},{"v":2998.9796615384616,"d":"R 2,998.98"},{"v":2998.9796615384616,"d":"R 2,998.98"},{"v":2998.9796615384616,"d":"R 2,998.98"}]
[null,"301 - 400",4,{"v":3998.639548717949,"d":"R 3,998.64"},{"v":3998.639548717949,"d":"R 3,998.64"},{"v":3998.639548717949,"d":"R 3,998.64"},{"v":3998.639548717949,"d":"R 3,998.64"},{"v":3998.639548717949,"d":"R 3,998.64"},{"v":3998.639548717949,"d":"R 3,998.64"},{"v":3998.639548717949,"d":"R 3,998.64"},{"v":3998.639548717949,"d":"R 3,998.64"},{"v":3998.639548717949,"d":"R 3,998.64"},{"v":3998.639548717949,"d":"R 3,998.64"}]
[null,"401 - 500",5,{"v":4998.299435897436,"d":"R 4,998.30"},{"v":4998.299435897436,"d":"R 4,998.30"},{"v":4998.299435897436,"d":"R 4,998.30"},{"v":4998.299435897436,"d":"R 4,998.30"},{"v":4998.299435897436,"d":"R 4,998.30"},{"v":4998.299435897436,"d":"R 4,998.30"},{"v":4998.299435897436,"d":"R 4,998.30"},{"v":4998.299435897436,"d":"R 4,998.30"},{"v":4998.299435897436,"d":"R 4,998.30"},{"v":4998.299435897436,"d":"R 4,998.30"}]
[null,"501 - 600",6,{"v":5997.959323076923,"d":"R 5,997.96"},{"v":5997.959323076923,"d":"R 5,997.96"},{"v":5997.959323076923,"d":"R 5,997.96"},{"v":5997.959323076923,"d":"R 5,997.96"},{"v":5997.959323076923,"d":"R 5,997.96"},{"v":5997.959323076923,"d":"R 5,997.96"},{"v":5997.959323076923,"d":"R 5,997.96"},{"v":5997.959323076923,"d":"R 5,997.96"},{"v":5997.959323076923,"d":"R 5,997.96"},{"v":5997.959323076923,"d":"R 5,997.96"}]
[null,"601 - 700",7,{"v":6997.619210256411,"d":"R 6,997.62"},{"v":6997.619210256411,"d":"R 6,997.62"},{"v":6997.619210256411,"d":"R 6,997.62"},{"v":6997.619210256411,"d":"R 6,997.62"},{"v":6997.619210256411,"d":"R 6,997.62"},{"v":6997.619210256411,"d":"R 6,997.62"},{"v":6997.619210256411,"d":"R 6,997.62"},{"v":6997.619210256411,"d":"R 6,997.62"},{"v":6997.619210256411,"d":"R 6,997.62"},{"v":6997.619210256411,"d":"R 6,997.62"}]
[null,"701 - 800",8,{"v":7997.279097435898,"d":"R 7,997.28"},{"v":7997.279097435898,"d":"R 7,997.28"},{"v":7997.279097435898,"d":"R 7,997.28"},{"v":7997.279097435898,"d":"R 7,997.28"},{"v":7997.279097435898,"d":"R 7,997.28"},{"v":7997.279097435898,"d":"R 7,997.28"},{"v":7997.279097435898,"d":"R 7,997.28"},{"v":7997.279097435898,"d":"R 7,997.28"},{"v":7997.279097435898,"d":"R 7,997.28"},{"v":7997.279097435898,"d":"R 7,997.28"}]
[null,"801 - 900",9,{"v":8996.938984615386,"d":"R 8,996.94"},{"v":8996.938984615386,"d":"R 8,996.94"},{"v":8996.938984615386,"d":"R 8,996.94"},{"v":8996.938984615386,"d":"R 8,996.94"},{"v":8996.938984615386,"d":"R 8,996.94"},{"v":8996.938984615386,"d":"R 8,996.94"},{"v":8996.938984615386,"d":"R 8,996.94"},{"v":8996.938984615386,"d":"R 8,996.94"},{"v":8996.938984615386,"d":"R 8,996.94"},{"v":8996.938984615386,"d":"R 8,996.94"}]
[null,"901 - 1000",10,{"v":9996.598871794871,"d":"R 9,996.60"},{"v":9996.598871794871,"d":"R 9,996.60"},{"v":9996.598871794871,"d":"R 9,996.60"},{"v":9996.598871794871,"d":"R 9,996.60"},{"v":9996.598871794871,"d":"R 9,996.60"},{"v":9996.598871794871,"d":"R 9,996.60"},{"v":9996.598871794871,"d":"R 9,996.60"},{"v":9996.598871794871,"d":"R 9,996.60"},{"v":9996.598871794871,"d":"R 9,996.60"},{"v":9996.598871794871,"d":"R 9,996.60"}]
[null,"1001 - 1100",11,{"v":10996.25875897436,"d":"R 10,996.26"},{"v":10996.25875897436,"d":"R 10,996.26"},{"v":10996.25875897436,"d":"R 10,996.26"},{"v":10996.25875897436,"d":"R 10,996.26"},{"v":10996.25875897436,"d":"R 10,996.26"},{"v":10996.25875897436,"d":"R 10,996.26"},{"v":10996.25875897436,"d":"R 10,996.26"},{"v":10996.25875897436,"d":"R 10,996.26"},{"v":10996.25875897436,"d":"R 10,996.26"},{"v":10996.25875897436,"d":"R 10,996.26"}]
[null,"1101 - 1200",12,{"v":11995.918646153847,"d":"R 11,995.92"},{"v":11995.918646153847,"d":"R 11,995.92"},{"v":11995.918646153847,"d":"R 11,995.92"},{"v":11995.918646153847,"d":"R 11,995.92"},{"v":11995.918646153847,"d":"R 11,995.92"},{"v":11995.918646153847,"d":"R 11,995.92"},{"v":11995.918646153847,"d":"R 11,995.92"},{"v":11995.918646153847,"d":"R 11,995.92"},{"v":11995.918646153847,"d":"R 11,995.92"},{"v":11995.918646153847,"d":"R 11,995.92"}]
[null,"1201 - 1300",13,{"v":12995.578533333333,"d":"R 12,995.58"},{"v":12995.578533333333,"d":"R 12,995.58"},{"v":12995.578533333333,"d":"R 12,995.58"},{"v":12995.578533333333,"d":"R 12,995.58"},{"v":12995.578533333333,"d":"R 12,995.58"},{"v":12995.578533333333,"d":"R 12,995.58"},{"v":12995.578533333333,"d":"R 12,995.58"},{"v":12995.578533333333,"d":"R 12,995.58"},{"v":12995.578533333333,"d":"R 12,995.58"},{"v":12995.578533333333,"d":"R 12,995.58"}]
[null,"1301 - 1400",14,{"v":13995.238420512822,"d":"R 13,995.24"},{"v":13995.238420512822,"d":"R 13,995.24"},{"v":13995.238420512822,"d":"R 13,995.24"},{"v":13995.238420512822,"d":"R 13,995.24"},{"v":13995.238420512822,"d":"R 13,995.24"},{"v":13995.238420512822,"d":"R 13,995.24"},{"v":13995.238420512822,"d":"R 13,995.24"},{"v":13995.238420512822,"d":"R 13,995.24"},{"v":13995.238420512822,"d":"R 13,995.24"},{"v":13995.238420512822,"d":"R 13,995.24"}]
[null,"1401 - 1500",15,{"v":14994.898307692309,"d":"R 14,994.90"},{"v":14994.898307692309,"d":"R 14,994.90"},{"v":14994.898307692309,"d":"R 14,994.90"},{"v":14994.898307692309,"d":"R 14,994.90"},{"v":14994.898307692309,"d":"R 14,994.90"},{"v":14994.898307692309,"d":"R 14,994.90"},{"v":14994.898307692309,"d":"R 14,994.90"},{"v":14994.898307692309,"d":"R 14,994.90"},{"v":14994.898307692309,"d":"R 14,994.90"},{"v":14994.898307692309,"d":"R 14,994.90"}]
[null,"1501 - 3000",16,{"v":29989.796615384617,"d":"R 29,989.80"},{"v":29989.796615384617,"d":"R 29,989.80"},{"v":29989.796615384617,"d":"R 29,989.80"},{"v":29989.796615384617,"d":"R 29,989.80"},{"v":29989.796615384617,"d":"R 29,989.80"},{"v":29989.796615384617,"d":"R 29,989.80"},{"v":29989.796615384617,"d":"R 29,989.80"},{"v":29989.796615384617,"d":"R 29,989.80"},{"v":29989.796615384617,"d":"R 29,989.80"},{"v":29989.796615384617,"d":"R 29,989.80"}]
[null,"3001 - 4000",17,{"v":39986.395487179485,"d":"R 39,986.40"},{"v":39986.395487179485,"d":"R 39,986.40"},{"v":39986.395487179485,"d":"R 39,986.40"},{"v":39986.395487179485,"d":"R 39,986.40"},{"v":39986.395487179485,"d":"R 39,986.40"},{"v":39986.395487179485,"d":"R 39,986.40"},{"v":39986.395487179485,"d":"R 39,986.40"},{"v":39986.395487179485,"d":"R 39,986.40"},{"v":39986.395487179485,"d":"R 39,986.40"},{"v":39986.395487179485,"d":"R 39,986.40"}]
[null,"4000 +",18,"On request","On request","On request","On request","On request","On request","On request","On request","On request","On request"]
[]
[null,null,"ACCESSORIES"]
[null,null,"Item","SAP Number","Short Description","Price","Qty"]
[null,null,1,"Non-stock","Anti-corrosion lubricant (at least 250ml)",{"v":101.91,"d":"R 101.91"},"Nil"]
[null,null,2,14403,"Thermometer",{"v":334.36,"d":"R 334.36"},"Nil"]
[null,null,3,256065,"Maintenance & safety equipment board / rack (Excludes Maintenance equipment and PPE)",{"v":698.55,"d":"R 698.55"},"Nil"]
[null,null,4,209845,"Nickel Cadmium battery 90 cell logbook",{"v":29.59,"d":"R 29.59"},"Nil"]
[null,null,5,209846,"Nickel Cadmium battery 174 cell logbook",{"v":29.59,"d":"R 29.59"},"Nil"]
[null,null,6,186196,"Battery Cabinet safety sign, DCSS2",{"v":733.85,"d":"R 733.85"},"Nil"]
[null,null,7,256069,"Eyewash bottle - sealed",{"v":545.69,"d":"R 545.69"},"Nil"]
[null,null,8,16897,"Faceshield",{"v":55.88,"d":"R 55.88"},"Nil"]
[null,null,9,256070,"Pack of disposable nitrile gloves (at least 50 units)",{"v":22.19,"d":"R 22.19"},"Nil"]
[null,null,10,"Non-stock","Pack of paper towels",{"v":106.83,"d":"R 106.83"},"Nil"]
[null,null,11,16895,"Acid resistant apron - white",{"v":27.69,"d":"R 27.69"},"Nil"]
[null,null,12,"213465","Top-up bottle (at least 500ml)",{"v":21.37,"d":"R 21.37"},"Nil"]
[null,null,13,"Non-stock","Stainless steel nuts and bolts",{"v":3.09,"d":"R 3.09"},"Nil"]
[null,null,14,"Non-stock","Stainless steel flat washers",{"v":0.33,"d":"R 0.33"},"Nil"]
[null,null,15,"Non-stock","Non-intrusive (laser) thermometer",{"v":1691.3,"d":"R 1,691.30"},"Nil"]
[null,null,16,16896,"Rubber gloves (Re-usable)","TBA","Nil"]

{"sheet":"Alcad Tables (12)","index":12,"n_rows":141,"n_cols":13,"rows_kept":141,"hidden":true,"merged":[[1,2,1,6],[13,2,13,6],[26,2,26,6],[29,2,29,6],[41,2,41,6],[59,1,59,12],[60,1,63,1],[60,2,63,2],[60,3,60,12],[61,3,61,12],[62,3,62,12],[80,2,80,7],[82,2,82,7],[84,2,84,7],[86,2,86,7],[88,2,88,7],[90,2,90,7],[92,2,92,7],[94,2,94,7],[96,2,96,7],[98,2,98,7],[100,1,100,12],[101,1,103,1],[101,2,103,2],[101,3,101,12],[102,3,102,4],[102,5,102,6],[102,7,102,8],[102,9,102,10],[102,11,102,12],[123,2,123,6]],"flags":["formulas_cached_only"]}
[]
[null,null,"SEMI-SEALED, POCKET PLATE, LOW PERFORMANCE CELLS"]
[null,"Ah","Item","SAP Number","Description","Price","Qty"]
[null,15,1,"0256085","CELL, NICD 1.2V 15AH VTX1 L15 D9308",{"v":222.01,"d":"R 222.01"},"Nil"]
[null,30,2,"0256086","CELL, NICD 1.2V 30AH VTX1 L30 D9308",{"v":331.87,"d":"R 331.87"},"Nil"]
[null,47,3,"0256087","CELL, NICD 1.2V 47AH VTX1 L47 D9308",{"v":453.18,"d":"R 453.18"},"Nil"]
[null,62,4,"0256088","CELL, NICD 1.2V 62AH VTX1 L62 D9308",{"v":555.03,"d":"R 555.03"},"Nil"]
[null,75,5,"0256089","CELL, NICD 1.2V 75AH VTX1 L75 D9308",{"v":624.83,"d":"R 624.83"},"Nil"]
[null,95,6,"0256091","CELL, NICD 1.2V 95AH VTX1 L95 D9308",{"v":747.28,"d":"R 747.28"},"Nil"]
[null,110,7,"0256092","CELL, NICD 1.2V 110AH VTX1 L110 D9308",{"v":852.56,"d":"R 852.56"},"Nil"]
[null,140,8,"0256093","CELL, NICD 1.2V 140AH VTX1 L140 D9308",{"v":1051.69,"d":"R 1,051.69"},"Nil"]
[null,185,9,"0256094","CELL, NICD 1.2V 185AH VTX1 L185 D9308",{"v":1346.94,"d":"R 1,346.94"},"Nil"]
[]
[null,null,"SEMI-SEALED, POCKET PLATE, MEDIUM PERFORMANCE CELLS"]
[null,null,"Item","SAP Number","Description","Price","Qty"]
[null,16,1,"0256095","CELL, NICD 1.2V 16AH VTX1 M16 D9308",{"v":249.5,"d":"R 249.50"},"Nil"]
[null,24,2,"0256096","CELL, NICD 1.2V 24AH VTX1 M24 D9308",{"v":296.97,"d":"R 296.97"},"Nil"]
[null,32,3,"0256097","CELL, NICD 1.2V 32AH VTX1 M32 D9308",{"v":351.07,"d":"R 351.07"},"Nil"]
[null,40,4,"0256098","CELL, NICD 1.2V 40AH VTX1 M40 D9308",{"v":405.16,"d":"R 405.16"},"Nil"]
[null,48,5,"0256099","CELL, NICD 1.2V 48AH VTX1 M48 D9308",{"v":472.51,"d":"R 472.51"},"Nil"]
[null,65,6,"0256100","CELL, NICD 1.2V 65AH VTX1 M65 D9308",{"v":587.32,"d":"R 587.32"},"Nil"]
[null,75,7,"0256101","CELL, NICD 1.2V 75AH VTX1 M75 D9308",{"v":654.67,"d":"R 654.67"},"Nil"]
[null,100,8,"0256102","CELL, NICD 1.2V 100AH VTX1 M100 D9308",{"v":820.27,"d":"R 820.27"},"Nil"]
[null,125,9,"0256103","CELL, NICD 1.2V 125AH VTX1 M125 D9308",{"v":1018.98,"d":"R 1,018.98"},"Nil"]
[null,150,10,"0256104","CELL, NICD 1.2V 150AH VTX1 M150 D9308",{"v":1202.25,"d":"R 1,202.25"},"Nil"]
[null,170,11,"0256105","CELL, NICD 1.2V 170AH VTX1 M170 D9308",{"v":1345.77,"d":"R 1,345.77"},"Nil"]
[null,null,"Notes:\n1) Individual cells include inter cell connectors, bolts, nuts, washers, spring washers, corrosion protection lubricant and electrolyte.\n2) Cell numbers are included in the cell price."]
[]
[]
[null,null,"BATTERY CABINETS"]
[null,null,"Item","SAP Number","Description","Price","Qty"]
[null,0,1,"0256350","CABINET, BATT NICD 88C SA TYPE 1\nStandalone Cabinet with fixed steps\nSuitable for 88 of the following cells:\nVTX1 L: 15 - 47Ah\nVTX1 M: 16 - 32Ah\nSafety sign DCSS 2 (0186196) included",{"v":10958,"d":"R 10,958.00"},"Nil"]
[null,0,2,"0256352","CABINET, BATT NICD 88C SA TYPE 2\nStandalone Cabinet with fixed steps\nSuitable for 88 of the following cells:\nVTX1 L: 62 - 75Ah\nVTX1 M: 40 - 65Ah\nSafety sign DCSS 2 (0186196) included",{"v":16658,"d":"R 16,658.00"},"Nil"]
[null,0,3,"0256354","CABINET, BATT NICD 88C SA TYPE 3\nStandalone Cabinet with fixed steps\nSuitable for 88 of the following cells:\nVTX1 L: 95 - 185Ah\nVTX1 M: 75 - 170Ah\nSafety sign DCSS 2 (0186196) included",{"v":16655,"d":"R 16,655.00"},"Nil"]
[null,0,4,"0256906","CABINET, BATT NICD 170C SA TYPE 1\nStandalone Cabinet with fixed steps\nSuitable for 170 of the following cells:\nVTX1 L: 15 - 47Ah\nVTX1 M: 16 - 32Ah\nSafety sign DCSS 2 (0186196) included",{"v":21916,"d":"R 21,916.00"},"Nil"]
[null,0,5,"0256907","CABINET, BATT NICD 170C SA TYPE 2\nStandalone Cabinet with fixed steps\nSuitable for 170 of the following cells:\nVTX1 L: 62 - 75Ah\nVTX1 M: 40 - 65Ah\nSafety sign DCSS 2 (0186196) included",{"v":33315,"d":"R 33,315.00"},"Nil"]
[null,0,6,"0256908","CABINET, BATT NICD 170C SA TYPE 3\nStandalone Cabinet with fixed steps\nSuitable for 170 of the following cells:\nVTX1 L: 95 - 185Ah\nVTX1 M: 75 - 170Ah\nSafety sign DCSS 2 (0186196) included",{"v":33315,"d":"R 33,315.00"},"Nil"]
[null,0,7,"0256902","CABINET, BATT NICD 40C SA TYPE 1\nStandalone Cabinet with fixed steps\nSuitable for 40 of the following cells:\nVTX1 L: 15 - 47Ah\nVTX1 M: 16 - 32Ah\nSafety sign DCSS 2 (0186196) included",{"v":10545,"d":"R 10,545.00"},"Nil"]
[null,0,8,"0256903","CABINET, BATT NICD 40C SA TYPE 2\nStandalone Cabinet with fixed steps\nSuitable for 40 of the following cells:\nVTX1 L: 62 - 75Ah\nVTX1 M: 40 - 65Ah\nSafety sign DCSS 2 (0186196) included",{"v":14195,"d":"R 14,195.00"},"Nil"]
[null,0,9,"0256904","CABINET, BATT NICD 40C SA TYPE 3\nStandalone Cabinet with fixed steps\nSuitable for 40 of the following cells:\nVTX1 L: 95 - 185Ah\nVTX1 M: 75 - 170Ah\nSafety sign DCSS 2 (0186196) included",{"v":14195,"d":"R 14,195.00"},"Nil"]
[]
[null,null,"BATTERY LINKING SETS"]
[null,null,"Item","SAP Number","Description","Price","Qty"]
[null,0,1,256346,"CONNECTORS, VTX BATT LINK SET 1 \nSuitable for connecting 85 - 88 of the following cells in a Standalone Battery Cabinet:\nVTX1 L: 15 - 62Ah\nVTX1 M: 16 - 48Ah",{"v":450,"d":"R 450.00"},"Nil"]
[null,0,2,"0256347","CONNECTORS, VTX BATT LINK SET 2 \nSuitable for connecting 85 - 88 of the following cells in a Standalone Battery Cabinet:\nVTX1 L: 75Ah\nVTX1 M: 65Ah",{"v":365,"d":"R 365.00"},"Nil"]
[null,0,3,"0256348","CONNECTORS, VTX BATT LINK SET 3 \nSuitable for connecting 85 - 88 of the following cells in a Standalone Battery Cabinet:\nVTX1 L: 95 - 110Ah\nVTX1 M: 75 - 100Ah",{"v":675,"d":"R 675.00"},"Nil"]
[null,0,4,"0256349","CONNECTORS, VTX BATT LINK SET 4 \nSuitable for connecting 85 - 88 of the following cells in a Standalone Battery Cabinet:\nVTX1 L: 140 - 185Ah\nVTX1 M: 125 - 170Ah",{"v":675,"d":"R 675.00"},"Nil"]
[null,0,5,256892,"CONNECTORS, VTX BATT LINK SET 5 \nSuitable for connecting 170 of the following cells in a Standalone Battery Cabinet:\nVTX1 L: 15 - 62Ah\nVTX1 M: 16 - 48Ah",{"v":3300,"d":"R 3,300.00"},"Nil"]
[null,0,6,"0256893","CONNECTORS, VTX BATT LINK SET 6 \nSuitable for connecting 170 of the following cells in a Standalone Battery Cabinet:\nVTX1 L: 75Ah\nVTX1 M: 65Ah",{"v":3300,"d":"R 3,300.00"},"Nil"]
[null,0,7,"0256894           ","CONNECTORS, VTX BATT LINK SET 7 \nSuitable for connecting 170 of the following cells in a Standalone Battery Cabinet:\nVTX1 L: 95 - 110Ah\nVTX1 M: 75 - 100Ah",{"v":3300,"d":"R 3,300.00"},"Nil"]
[null,0,8,"0256895           ","CONNECTORS, VTX BATT LINK SET 8 \nSuitable for connecting 170 of the following cells in a Standalone Battery Cabinet:\nVTX1 L: 140 - 185Ah\nVTX1 M: 125 - 170Ah",{"v":3300,"d":"R 3,300.00"},"Nil"]
[null,0,9,"0256896           ","CONNECTORS, VTX BATT LINK SET 9 \nSuitable for connecting 40 of the following cells in a Standalone Battery Cabinet:\nVTX1 L: 15 - 62Ah\nVTX1 M: 16 - 48Ah",{"v":365,"d":"R 365.00"},"Nil"]
[null,0,10,"0256897           ","CONNECTORS, VTX BATT LINK SET 10 \nSuitable for connecting 40 of the following cells in a Standalone Battery Cabinet:\nVTX1 L: 75Ah\nVTX1 M: 65Ah",{"v":365,"d":"R 365.00"},"Nil"]
[null,0,11,"0256898           ","CONNECTORS, VTX BATT LINK SET 11 \nSuitable for connecting 40 of the following cells in a Standalone Battery Cabinet:\nVTX1 L: 95 - 110Ah\nVTX1 M: 75 - 100Ah",{"v":595,"d":"R 595.00"},"Nil"]
[null,0,12,"0256899           ","CONNECTORS, VTX BATT LINK SET 12 \nSuitable for connecting 40 of the following cells in a Standalone Battery Cabinet:\nVTX1 L: 140 - 185Ah\nVTX1 M: 125 - 170Ah",{"v":595,"d":"R 595.00"},"Nil"]
[]
[]
[]
[]
[null,"TRANSPORT AND OFF LOADING COSTS"]
[null,"One Way Trip Distance [km]","Item","Prices in South African Currency (Excluding VAT)"]
[{"$nulls":3},"Transport to site or regional store and off-loading"]
[{"$nulls":3},"Total Mass [kg]"]
[{"$nulls":3},"0-1000","1001 - 2000","2001 - 3000","3001 - 4000","4001 - 6000","6001 - 8000","8001 - 10000","10001 - 14000","14001 - 18000","18000 +"]
[null,"0 - 100",1,{"v":2667.0967741935483,"d":"R 2,667"},{"v":2858.064516129032,"d":"R 2,858"},{"v":2858.064516129032,"d":"R 2,858"},{"v":3237.4193548387098,"d":"R 3,237"},{"v":3237.4193548387098,"d":"R 3,237"},{"v":4765.1612903225805,"d":"R 4,765"},{"v":4765.1612903225805,"d":"R 4,765"},{"v":6290.322580645161,"d":"R 6,290"},{"v":6290.322580645161,"d":"R 6,290"},"On request"]
[null,"101 - 200",2,{"v":3620.6451612903224,"d":"R 3,621"},{"v":4001.290322580645,"d":"R 4,001"},{"v":4001.290322580645,"d":"R 4,001"},{"v":4765.1612903225805,"d":"R 4,765"},{"v":4765.1612903225805,"d":"R 4,765"},{"v":7052.903225806452,"d":"R 7,053"},{"v":7052.903225806452,"d":"R 7,053"},{"v":9340.645161290322,"d":"R 9,341"},{"v":9340.645161290322,"d":"R 9,341"},"On request"]
[null,"201 - 300",3,{"v":4572.903225806452,"d":"R 4,573"},{"v":5149.677419354839,"d":"R 5,150"},{"v":5149.677419354839,"d":"R 5,150"},{"v":6289.032258064516,"d":"R 6,289"},{"v":6289.032258064516,"d":"R 6,289"},{"v":9340.645161290322,"d":"R 9,341"},{"v":9340.645161290322,"d":"R 9,341"},{"v":12389.677419354839,"d":"R 12,390"},{"v":12389.677419354839,"d":"R 12,390"},"On request"]
[null,"301 - 400",4,{"v":5526.451612903225,"d":"R 5,526"},{"v":6289.032258064516,"d":"R 6,289"},{"v":6289.032258064516,"d":"R 6,289"},{"v":7816.774193548387,"d":"R 7,817"},{"v":7816.774193548387,"d":"R 7,817"},{"v":11628.387096774193,"d":"R 11,628"},{"v":11628.387096774193,"d":"R 11,628"},{"v":15441.290322580644,"d":"R 15,441"},{"v":15441.290322580644,"d":"R 15,441"},"On request"]
[null,"401 - 500",5,{"v":6480,"d":"R 6,480"},{"v":7434.8387096774195,"d":"R 7,435"},{"v":7434.8387096774195,"d":"R 7,435"},{"v":9340.645161290322,"d":"R 9,341"},{"v":9340.645161290322,"d":"R 9,341"},{"v":13913.548387096775,"d":"R 13,914"},{"v":13913.548387096775,"d":"R 13,914"},{"v":18491.612903225807,"d":"R 18,492"},{"v":18491.612903225807,"d":"R 18,492"},"On request"]
[null,"501 - 600",6,{"v":7434.8387096774195,"d":"R 7,435"},{"v":8578.064516129032,"d":"R 8,578"},{"v":8578.064516129032,"d":"R 8,578"},{"v":10865.806451612903,"d":"R 10,866"},{"v":10865.806451612903,"d":"R 10,866"},{"v":16201.290322580644,"d":"R 16,201"},{"v":16201.290322580644,"d":"R 16,201"},{"v":21540.645161290322,"d":"R 21,541"},{"v":21540.645161290322,"d":"R 21,541"},"On request"]
[null,"601 - 700",7,{"v":8387.096774193547,"d":"R 8,387"},{"v":9722.58064516129,"d":"R 9,723"},{"v":9722.58064516129,"d":"R 9,723"},{"v":12389.677419354839,"d":"R 12,390"},{"v":12389.677419354839,"d":"R 12,390"},{"v":18491.612903225807,"d":"R 18,492"},{"v":18491.612903225807,"d":"R 18,492"},{"v":24589.677419354837,"d":"R 24,590"},{"v":24589.677419354837,"d":"R 24,590"},"On request"]
[null,"701 - 800",8,{"v":9340.645161290322,"d":"R 9,341"},{"v":10865.806451612903,"d":"R 10,866"},{"v":10865.806451612903,"d":"R 10,866"},{"v":13913.548387096775,"d":"R 13,914"},{"v":13913.548387096775,"d":"R 13,914"},{"v":20779.354838709678,"d":"R 20,779"},{"v":20779.354838709678,"d":"R 20,779"},{"v":27638.709677419352,"d":"R 27,639"},{"v":27638.709677419352,"d":"R 27,639"},"On request"]
[null,"801 - 900",9,{"v":10292.90322580645,"d":"R 10,293"},{"v":12007.741935483871,"d":"R 12,008"},{"v":12007.741935483871,"d":"R 12,008"},{"v":15441.290322580644,"d":"R 15,441"},{"v":15441.290322580644,"d":"R 15,441"},{"v":23065.8064516129,"d":"R 23,066"},{"v":23065.8064516129,"d":"R 23,066"},{"v":30691.612903225807,"d":"R 30,692"},{"v":30691.612903225807,"d":"R 30,692"},"On request"]
[null,"901 - 1000",10,{"v":11246.451612903225,"d":"R 11,246"},{"v":13153.548387096775,"d":"R 13,154"},{"v":13153.548387096775,"d":"R 13,154"},{"v":16965.16129032258,"d":"R 16,965"},{"v":16965.16129032258,"d":"R 16,965"},{"v":25352.25806451613,"d":"R 25,352"},{"v":25352.25806451613,"d":"R 25,352"},{"v":33740.64516129032,"d":"R 33,741"},{"v":33740.64516129032,"d":"R 33,741"},"On request"]
[null,"1001 - 1100",11,{"v":12200,"d":"R 12,200"},{"v":14295.483870967742,"d":"R 14,295"},{"v":14295.483870967742,"d":"R 14,295"},{"v":18491.612903225807,"d":"R 18,492"},{"v":18491.612903225807,"d":"R 18,492"},{"v":27638.709677419352,"d":"R 27,639"},{"v":27638.709677419352,"d":"R 27,639"},{"v":36790.967741935485,"d":"R 36,791"},{"v":36790.967741935485,"d":"R 36,791"},"On request"]
[null,"1101 - 1200",12,{"v":13153.548387096775,"d":"R 13,154"},{"v":15441.290322580644,"d":"R 15,441"},{"v":15441.290322580644,"d":"R 15,441"},{"v":20015.483870967742,"d":"R 20,015"},{"v":20015.483870967742,"d":"R 20,015"},{"v":29929.032258064515,"d":"R 29,929"},{"v":29929.032258064515,"d":"R 29,929"},{"v":39840,"d":"R 39,840"},{"v":39840,"d":"R 39,840"},"On request"]
[null,"1201 - 1300",13,{"v":14105.806451612903,"d":"R 14,106"},{"v":16583.225806451614,"d":"R 16,583"},{"v":16583.225806451614,"d":"R 16,583"},{"v":21540.645161290322,"d":"R 21,541"},{"v":21540.645161290322,"d":"R 21,541"},{"v":32216.774193548386,"d":"R 32,217"},{"v":32216.774193548386,"d":"R 32,217"},{"v":42891.6129032258,"d":"R 42,892"},{"v":42891.6129032258,"d":"R 42,892"},"On request"]
[null,"1301 - 1400",14,{"v":15059.354838709676,"d":"R 15,059"},{"v":17726.451612903224,"d":"R 17,726"},{"v":17726.451612903224,"d":"R 17,726"},{"v":23065.8064516129,"d":"R 23,066"},{"v":23065.8064516129,"d":"R 23,066"},{"v":34504.51612903226,"d":"R 34,505"},{"v":34504.51612903226,"d":"R 34,505"},{"v":45941.93548387097,"d":"R 45,942"},{"v":45941.93548387097,"d":"R 45,942"},"On request"]
[null,"1401 - 1500",15,{"v":16011.612903225807,"d":"R 16,012"},{"v":18873.548387096773,"d":"R 18,874"},{"v":18873.548387096773,"d":"R 18,874"},{"v":24589.677419354837,"d":"R 24,590"},{"v":24589.677419354837,"d":"R 24,590"},{"v":36790.967741935485,"d":"R 36,791"},{"v":36790.967741935485,"d":"R 36,791"},{"v":48990.967741935485,"d":"R 48,991"},{"v":48990.967741935485,"d":"R 48,991"},"On request"]
[]
[null,null,"DECOMMISSIONING, ERECTION & COMMISSIONING - LABOUR COSTS for SEMI-SEALED CELLS"]
[null,null,"Item","Decommissioning Only","Erection Only","Commissioning Only","Erection & Commissioning Only","Decomissioning, Erection & Commissioning"]
[null,null,"40 CELL, 50V POCKET PLATE BATTERY BANKS"]
[null,0,1,{"v":2539,"d":"R 2,539"},{"v":5077,"d":"R 5,077"},{"v":10157,"d":"R 10,157"},{"v":15235,"d":"R 15,235"},{"v":17774,"d":"R 17,774"}]
[null,null,"85 CELL, 110V POCKET PLATE BATTERY BANKS"]
[null,1,2,{"v":7616,"d":"R 7,616"},{"v":7616,"d":"R 7,616"},{"v":15236,"d":"R 15,236"},{"v":22852,"d":"R 22,852"},{"v":26661,"d":"R 26,661"}]
[null,null,"170 CELL, 220V POCKET PLATE BATTERY BANKS"]
[null,0,3,{"v":5079,"d":"R 5,079"},{"v":10155,"d":"R 10,155"},{"v":20315,"d":"R 20,315"},{"v":30470,"d":"R 30,470"},{"v":35548,"d":"R 35,548"}]
[null,null,"Note: The costs indicated are applicable to the ranges of low performance and medium performance cells as shown in Annex A."]
[]
[null,null,"DECOMMISSIONING, ERECTION & COMMISSIONING - ACCOMMODATION & SUBSISTENCE COSTS for SEMI-SEALED CELLS"]
[null,null,"Item","Decommissioning Only","Erection Only","Commissioning Only","Erection & Commissioning Only","Decomissioning, Erection & Commissioning"]
[null,null,"40 CELL, 50V POCKET PLATE BATTERY BANKS"]
[null,0,1,{"v":3096.774193548387,"d":"R 3,097"},{"v":3096.774193548387,"d":"R 3,097"},{"v":0,"d":"R 0"},{"v":3096.774193548387,"d":"R 3,097"},{"v":6193.548387096774,"d":"R 6,194"}]
[null,null,"85 CELL, 110V POCKET PLATE BATTERY BANKS"]
[null,1,2,{"v":3096.774193548387,"d":"R 3,097"},{"v":3096.774193548387,"d":"R 3,097"},{"v":0,"d":"R 0"},{"v":3096.774193548387,"d":"R 3,097"},{"v":6193.548387096774,"d":"R 6,194"}]
[null,null,"170 CELL, 220V POCKET PLATE BATTERY BANKS"]
[null,0,3,{"v":3096.774193548387,"d":"R 3,097"},{"v":3096.774193548387,"d":"R 3,097"},{"v":0,"d":"R 0"},{"v":3096.774193548387,"d":"R 3,097"},{"v":6193.548387096774,"d":"R 6,194"}]
[null,null,"Note: The costs indicated are applicable to the ranges of low performance and medium performance cells as shown in Annex A."]
[]
[null,"DECOMMISSIONING, ERECTION & COMMISSIONING - TRAVEL COSTS"]
[null,"Round Trip Distance [km]","Item","ALL BATTERY BANKS"]
[{"$nulls":3},"Decommissioning Only",null,"Erection Only",null,"Commissioning Only",null,"Erection & Commissioning Only",null,"Decomissioning, Erection & Commissioning"]
[{"$nulls":3},"One ","Two +","One ","Two +","One ","Two +","One ","Two +","One ","Two +"]
[null,"0 - 100",1,{"v":967.741935483871,"d":"R 968"},{"v":580.6451612903226,"d":"R 581"},{"v":967.741935483871,"d":"R 968"},{"v":580.6451612903226,"d":"R 581"},{"v":2129.032258064516,"d":"R 2,129"},{"v":1161.2903225806451,"d":"R 1,161"},{"v":3096.774193548387,"d":"R 3,097"},{"v":1741.9354838709678,"d":"R 1,742"},{"v":4064.516129032258,"d":"R 4,065"},{"v":2322.5806451612902,"d":"R 2,323"}]
[null,"101 - 200",2,{"v":1741.9354838709678,"d":"R 1,742"},{"v":967.741935483871,"d":"R 968"},{"v":1741.9354838709678,"d":"R 1,742"},{"v":967.741935483871,"d":"R 968"},{"v":2903.2258064516127,"d":"R 2,903"},{"v":1548.3870967741934,"d":"R 1,548"},{"v":4645.1612903225805,"d":"R 4,645"},{"v":2516.1290322580644,"d":"R 2,516"},{"v":6387.096774193548,"d":"R 6,387"},{"v":3483.8709677419356,"d":"R 3,484"}]
[null,"201 - 300",3,{"v":2516.1290322580644,"d":"R 2,516"},{"v":1354.8387096774193,"d":"R 1,355"},{"v":2516.1290322580644,"d":"R 2,516"},{"v":1354.8387096774193,"d":"R 1,355"},{"v":3677.4193548387098,"d":"R 3,677"},{"v":1935.483870967742,"d":"R 1,935"},{"v":6193.548387096774,"d":"R 6,194"},{"v":3290.322580645161,"d":"R 3,290"},{"v":8709.68,"d":"R 8,710"},{"v":4645.1612903225805,"d":"R 4,645"}]
[null,"301 - 400",4,{"v":3290.322580645161,"d":"R 3,290"},{"v":1741.9354838709678,"d":"R 1,742"},{"v":3290.322580645161,"d":"R 3,290"},{"v":1741.9354838709678,"d":"R 1,742"},{"v":4451.612903225806,"d":"R 4,452"},{"v":2322.5806451612902,"d":"R 2,323"},{"v":7741.935483870968,"d":"R 7,742"},{"v":4064.516129032258,"d":"R 4,065"},{"v":11032.258064516129,"d":"R 11,032"},{"v":5806.451612903225,"d":"R 5,806"}]
[null,"401 - 500",5,{"v":4064.516129032258,"d":"R 4,065"},{"v":2129.032258064516,"d":"R 2,129"},{"v":4064.516129032258,"d":"R 4,065"},{"v":2129.032258064516,"d":"R 2,129"},{"v":5225.806451612903,"d":"R 5,226"},{"v":2709.6774193548385,"d":"R 2,710"},{"v":9290.322580645161,"d":"R 9,290"},{"v":4838.709677419355,"d":"R 4,839"},{"v":13354.838709677419,"d":"R 13,355"},{"v":6967.741935483871,"d":"R 6,968"}]
[null,"501 - 600",6,{"v":4838.709677419355,"d":"R 4,839"},{"v":2516.1290322580644,"d":"R 2,516"},{"v":4838.709677419355,"d":"R 4,839"},{"v":2516.1290322580644,"d":"R 2,516"},{"v":6000,"d":"R 6,000"},{"v":3096.774193548387,"d":"R 3,097"},{"v":10838.709677419354,"d":"R 10,839"},{"v":5612.903225806452,"d":"R 5,613"},{"v":15677.419354838708,"d":"R 15,677"},{"v":8129.032258064516,"d":"R 8,129"}]
[null,"601 - 700",7,{"v":5612.903225806452,"d":"R 5,613"},{"v":2903.2258064516127,"d":"R 2,903"},{"v":5612.903225806452,"d":"R 5,613"},{"v":2903.2258064516127,"d":"R 2,903"},{"v":6774.193548387097,"d":"R 6,774"},{"v":3483.8709677419356,"d":"R 3,484"},{"v":12387.096774193547,"d":"R 12,387"},{"v":6387.096774193548,"d":"R 6,387"},{"v":18000,"d":"R 18,000"},{"v":9290.322580645161,"d":"R 9,290"}]
[null,"701 - 800",8,{"v":6387.096774193548,"d":"R 6,387"},{"v":3290.322580645161,"d":"R 3,290"},{"v":6387.096774193548,"d":"R 6,387"},{"v":3290.322580645161,"d":"R 3,290"},{"v":7548.387096774193,"d":"R 7,548"},{"v":3870.967741935484,"d":"R 3,871"},{"v":13935.483870967742,"d":"R 13,935"},{"v":7161.290322580645,"d":"R 7,161"},{"v":20322.580645161288,"d":"R 20,323"},{"v":10451.612903225807,"d":"R 10,452"}]
[null,"801 - 900",9,{"v":7161.290322580645,"d":"R 7,161"},{"v":3677.4193548387098,"d":"R 3,677"},{"v":7161.290322580645,"d":"R 7,161"},{"v":3677.4193548387098,"d":"R 3,677"},{"v":8322.58064516129,"d":"R 8,323"},{"v":4258.064516129032,"d":"R 4,258"},{"v":15483.870967741936,"d":"R 15,484"},{"v":7935.4838709677415,"d":"R 7,935"},{"v":22645.16129032258,"d":"R 22,645"},{"v":11612.90322580645,"d":"R 11,613"}]
[null,"901 - 1000",10,{"v":7935.4838709677415,"d":"R 7,935"},{"v":4064.516129032258,"d":"R 4,065"},{"v":7935.4838709677415,"d":"R 7,935"},{"v":4064.516129032258,"d":"R 4,065"},{"v":9096.774193548386,"d":"R 9,097"},{"v":4645.1612903225805,"d":"R 4,645"},{"v":17032.25806451613,"d":"R 17,032"},{"v":8709.677419354839,"d":"R 8,710"},{"v":24967.74193548387,"d":"R 24,968"},{"v":12774.193548387097,"d":"R 12,774"}]
[null,"1001 - 1100",11,{"v":8709.677419354839,"d":"R 8,710"},{"v":4451.612903225806,"d":"R 4,452"},{"v":8709.677419354839,"d":"R 8,710"},{"v":4451.612903225806,"d":"R 4,452"},{"v":9870.967741935483,"d":"R 9,871"},{"v":5032.258064516129,"d":"R 5,032"},{"v":18580.645161290322,"d":"R 18,581"},{"v":9483.870967741936,"d":"R 9,484"},{"v":27290.32258064516,"d":"R 27,290"},{"v":13935.483870967742,"d":"R 13,935"}]
[null,"1101 - 1200",12,{"v":9483.870967741936,"d":"R 9,484"},{"v":4838.709677419355,"d":"R 4,839"},{"v":9483.870967741936,"d":"R 9,484"},{"v":4838.709677419355,"d":"R 4,839"},{"v":10645.16129032258,"d":"R 10,645"},{"v":5419.354838709677,"d":"R 5,419"},{"v":20129.032258064515,"d":"R 20,129"},{"v":10258.064516129032,"d":"R 10,258"},{"v":29612.90322580645,"d":"R 29,613"},{"v":15096.774193548386,"d":"R 15,097"}]
[null,"1201 - 1300",13,{"v":10258.064516129032,"d":"R 10,258"},{"v":5225.806451612903,"d":"R 5,226"},{"v":10258.064516129032,"d":"R 10,258"},{"v":5225.806451612903,"d":"R 5,226"},{"v":11419.354838709676,"d":"R 11,419"},{"v":5709.677419354838,"d":"R 5,710"},{"v":21677.41935483871,"d":"R 21,677"},{"v":10935.483870967742,"d":"R 10,935"},{"v":31935.483870967742,"d":"R 31,935"},{"v":16161.290322580644,"d":"R 16,161"}]
[null,"1301 - 1400",14,{"v":11032.258064516129,"d":"R 11,032"},{"v":5612.903225806452,"d":"R 5,613"},{"v":11032.258064516129,"d":"R 11,032"},{"v":5612.903225806452,"d":"R 5,613"},{"v":12193.548387096775,"d":"R 12,194"},{"v":6225.806451612903,"d":"R 6,226"},{"v":23225.8064516129,"d":"R 23,226"},{"v":11838.709677419354,"d":"R 11,839"},{"v":34258.06451612903,"d":"R 34,258"},{"v":17451.612903225807,"d":"R 17,452"}]
[null,"1401 - 1500",15,{"v":11806.451612903225,"d":"R 11,806"},{"v":6000,"d":"R 6,000"},{"v":11806.451612903225,"d":"R 11,806"},{"v":6000,"d":"R 6,000"},{"v":12967.741935483871,"d":"R 12,968"},{"v":6612.903225806452,"d":"R 6,613"},{"v":24774.193548387095,"d":"R 24,774"},{"v":12612.90322580645,"d":"R 12,613"},{"v":36580.64516129032,"d":"R 36,581"},{"v":18612.90322580645,"d":"R 18,613"}]
[null,"1501 - 3000",16,{"v":23419.354838709678,"d":"R 23,419"},{"v":11806.451612903225,"d":"R 11,806"},{"v":23419.354838709678,"d":"R 23,419"},{"v":11806.451612903225,"d":"R 11,806"},{"v":24580.645161290322,"d":"R 24,581"},{"v":12419.354838709676,"d":"R 12,419"},{"v":48000,"d":"R 48,000"},{"v":24225.8064516129,"d":"R 24,226"},{"v":71419.35483870968,"d":"R 71,419"},{"v":36032.25806451613,"d":"R 36,032"}]
[null,"3001 - 4000",17,{"v":31161.290322580644,"d":"R 31,161"},{"v":15677.419354838708,"d":"R 15,677"},{"v":31161.290322580644,"d":"R 31,161"},{"v":15677.419354838708,"d":"R 15,677"},{"v":32322.580645161288,"d":"R 32,323"},{"v":16290.322580645161,"d":"R 16,290"},{"v":63483.87096774193,"d":"R 63,484"},{"v":31967.74193548387,"d":"R 31,968"},{"v":94645.16129032258,"d":"R 94,645"},{"v":47645.161290322576,"d":"R 47,645"}]
[null,"4000 +",18,"On request","On request","On request","On request","On request","On request","On request","On request","On request","On request"]
[]
[null,null,"ACCESSORIES"]
[null,null,"Item","SAP Number","Short Description","Price","Qty"]
[null,null,1,"Non-stock","Anti-corrosion lubricant (at least 250ml)",{"v":50,"d":"R 50.00"},"Nil"]
[null,null,2,14403,"Thermometer",{"v":215,"d":"R 215.00"},"Nil"]
[null,null,3,256065,"Maintenance & safety equipment board / rack (Excludes Maintenance equipment and PPE)",{"v":1200,"d":"R 1,200.00"},"Nil"]
[null,null,4,209845,"Nickel Cadmium battery 90 cell logbook",{"v":125,"d":"R 125.00"},"Nil"]
[null,null,5,209846,"Nickel Cadmium battery 174 cell logbook",{"v":125,"d":"R 125.00"},"Nil"]
[null,null,6,186196,"Battery Cabinet safety sign, DCSS2",{"v":50,"d":"R 50.00"},"Nil"]
[null,null,7,256069,"Eyewash bottle - sealed",{"v":45,"d":"R 45.00"},"Nil"]
[null,null,8,16897,"Faceshield",{"v":65,"d":"R 65.00"},"Nil"]
[null,null,9,256070,"Pack of disposable nitrile gloves (at least 50 units)",{"v":110,"d":"R 110.00"},"Nil"]
[null,null,10,"Non-stock","Pack of paper towels",{"v":45,"d":"R 45.00"},"Nil"]
[null,null,11,16895,"Acid resistant apron - white",{"v":45,"d":"R 45.00"},"Nil"]
[null,null,12,"213465","Top-up bottle (at least 500ml)",{"v":55,"d":"R 55.00"},"Nil"]
[null,null,13,"Non-stock","Stainless steel nuts and bolts",{"v":4.5,"d":"R 4.50"},"Nil"]
[null,null,14,"Non-stock","Stainless steel flat washers",{"v":1.5,"d":"R 1.50"},"Nil"]
[null,null,15,"Non-stock","Cell Label",{"v":3.1,"d":"R 3.10"},"Nil"]
[null,null,16,16896,"Rubber gloves (Re-usable)",{"v":55,"d":"R 55.00"},"Nil"]

{"sheet":"Hoppecke Tables (13)","index":13,"n_rows":471,"n_cols":14,"rows_kept":471,"hidden":true,"merged":[[0,2,0,6],[13,2,13,6],[25,2,25,6],[27,2,28,3],[27,5,27,8],[27,9,27,12],[27,13,28,13],[29,2,29,3],[30,2,30,3],[31,2,31,3],[32,2,32,3],[33,2,33,3],[34,2,34,3],[35,2,35,3],[36,2,36,3],[37,2,37,3],[38,2,38,3],[40,2,40,6],[46,2,46,6],[61,2,61,6],[93,2,93,6],[95,2,95,6],[127,2,127,6],[129,2,129,6],[161,2,161,6],[163,2,163,6],[195,2,195,6],[197,2,197,6],[229,2,229,6],[231,2,231,13],[233,2,236,2],[233,3,236,3],[233,4,233,13],[234,4,234,13],[235,4,235,13],[253,2,253,13],[254,2,255,2],[254,3,255,3],[254,4,255,4],[254,6,254,7],[254,8,254,9],[254,10,254,11],[254,12,254,13],[256,2,256,13],[281,2,282,2],[281,3,282,3],[281,4,282,4],[281,6,281,7],[281,8,281,9],[281,10,281,11],[281,12,281,13],[283,2,283,13],[308,2,309,2],[308,3,309,3],[308,4,309,4],[308,6,308,7],[308,8,308,9],[308,10,308,11],[308,12,308,13],[310,2,310,13],[336,2,336,13],[337,2,338,2],[337,3,338,3],[337,4,338,4],[337,6,337,7],[337,8,337,9],[337,10,337,11],[337,12,337,13],[339,2,339,13],[364,2,365,2],[364,3,365,3],[364,4,365,4],[364,6,364,7],[364,8,364,9],[364,10,364,11],[364,12,364,13],[366,2,366,13],[391,2,392,2],[391,3,392,3],[391,4,392,4],[391,6,391,7],[391,8,391,9],[391,10,391,11],[391,12,391,13],[393,2,393,13],[419,2,419,13],[420,2,422,2],[420,3,422,3],[420,4,420,13],[421,4,421,5],[421,6,421,7],[421,8,421,9],[421,10,421,11],[421,12,421,13]],"flags":["formulas_cached_only"]}
[null,null,"DRY CHARGED CELLS"]
[null,null,"Item","SAP Number","Description","Price","Qty"]
[null,125,1,"0255054","CELL, DRY BATT FLAT 2V 125AH D9303 (3 OSP.HC 105)",{"v":949.22,"d":"R 949.22"},"Nil"]
[null,167,2,"0255055","CELL, DRY BATT FLAT 2V 167AH D9303 (4 OSP.HC 140)",{"v":1028.38,"d":"R 1,028.38"},"Nil"]
[null,209,3,"0255056","CELL, DRY BATT FLAT 2V 209AH D9303 (5 OSP.HC 175)",{"v":1132.37,"d":"R 1,132.37"},"Nil"]
[null,250,4,"0255057","CELL, DRY BATT FLAT 2V 250AH D9303 (6 OSP.HC 210)",{"v":1273.53,"d":"R 1,273.53"},"Nil"]
[null,334,5,"0255058","CELL, DRY BATT FLAT 2V 334AH D9303 (8 OSP.HC 280)",{"v":1512.22,"d":"R 1,512.22"},"Nil"]
[null,361,6,"0255059","CELL, DRY BATT FLAT 2V 361AH D9303 (9 OSP.HC 315)",{"v":1849.51,"d":"R 1,849.51"},"Nil"]
[null,401,7,"0255060","CELL, DRY BATT FLAT 2V 401AH D9303 (10 OSP.HC 350)",{"v":1983.14,"d":"R 1,983.14"},"Nil"]
[null,448,8,"0255062","CELL, DRY BATT FLAT 2V 448AH D9303 (5 OSP.HC 425)",{"v":2154.7,"d":"R 2,154.70"},"Nil"]
[null,538,9,"0255064","CELL, DRY BATT FLAT 2V 538AH D9303 (6 OSP.HC 510)",{"v":2366.6,"d":"R 2,366.60"},"Nil"]
[null,628,10,"0255065","CELL, DRY BATT FLAT 2V 628AH D9303 (7 OSP.HC 595)",{"v":2595.04,"d":"R 2,595.04"},"Nil"]
[]
[null,null,"WET CHARGED CELLS"]
[null,null,"Item","SAP Number","Description","Price","Qty"]
[null,125,1,"0255066","CELL, WET BATT FLAT 2V 125AH D9303 (3 OSP.HC 105)",{"v":949.22,"d":"R 949.22"},"Nil"]
[null,167,2,"0255067","CELL, WET BATT FLAT 2V 167AH D9303 (4 OSP.HC 140)",{"v":1028.38,"d":"R 1,028.38"},"Nil"]
[null,209,3,"0255068","CELL, WET BATT FLAT 2V 209AH D9303 (5 OSP.HC 175)",{"v":1132.37,"d":"R 1,132.37"},"Nil"]
[null,250,4,"0255069","CELL, WET BATT FLAT 2V 250AH D9303 (6 OSP.HC 210)",{"v":1273.53,"d":"R 1,273.53"},"Nil"]
[null,334,5,"0255070","CELL, WET BATT FLAT 2V 334AH D9303 (8 OSP.HC 280)",{"v":1512.22,"d":"R 1,512.22"},"Nil"]
[null,361,6,"0255071","CELL, WET BATT FLAT 2V 361AH D9303 (9 OSP.HC 315)",{"v":1849.51,"d":"R 1,849.51"},"Nil"]
[null,401,7,"0255072","CELL, WET BATT FLAT 2V 401AH D9303 (10 OSP.HC 350)",{"v":1983.14,"d":"R 1,983.14"},"Nil"]
[null,448,8,"0255073","CELL, WET BATT FLAT 2V 448AH D9303 (5 OSP.HC 425)",{"v":2154.7,"d":"R 2,154.70"},"Nil"]
[null,538,9,"0255074","CELL, WET BATT FLAT 2V 538AH D9303 (6 OSP.HC 510)",{"v":2366.6,"d":"R 2,366.60"},"Nil"]
[null,628,10,"0255075","CELL, WET BATT FLAT 2V 628AH D9303 (7 OSP.HC 595)",{"v":2595.04,"d":"R 2,595.04"},"Nil"]
[null,null,"Notes: Individual cells include inter cell connectors, bolts, nuts, washers, spring washers, corrosion protection lubricant and electrolyte."]
[]
[null,null,"Ah",null,"Cell Models","Terminating Device Type #",{"$nulls":3},"Inter-row Connector Type #",{"$nulls":3},"Stand Range"]
[{"$nulls":5},"DRST","DRSTS","TRCT","FRCT","DRST","DRSTS","TRCT","FRCT"]
[null,null,125,null,"3 OSP.HC 105",1,1,1,1,1,6,11,16,1]
[null,null,167,null,"4 OSP.HC 140",1,1,1,1,1,6,11,16,1]
[null,null,209,null,"5 OSP.HC 175",1,1,1,1,1,6,11,16,1]
[null,null,250,null,"6 OSP.HC 210",1,1,1,1,1,6,11,16,2]
[null,null,334,null,"8 OSP.HC 280",1,1,1,1,1,6,11,16,3]
[null,null,361,null,"9 OSP.HC 315",2,2,2,2,2,7,12,17,4]
[null,null,401,null,"10 OSP.HC 350",2,2,2,2,2,7,12,17,4]
[null,null,448,null,"5 OSP.HC 425",3,3,3,3,3,8,13,18,5]
[null,null,538,null,"6 OSP.HC 510",3,3,3,3,3,8,13,18,5]
[null,null,628,null,"7 OSP.HC 595",3,3,3,3,3,8,13,18,5]
[]
[null,null,"TERMINATING DEVICES"]
[null,"Code","Item","SAP Number","Description","Price","Qty"]
[null,1,1,"0255254","TERMINATING DEVICE TYPE 1 D9305",{"v":770,"d":"R 770.00"},"Nil"]
[null,2,2,"0255255","TERMINATING DEVICE TYPE 2 D9305",{"v":970,"d":"R 970.00"},"Nil"]
[null,3,3,"0255256","TERMINATING DEVICE TYPE 3 D9305",{"v":970,"d":"R 970.00"},"Nil"]
[]
[null,null,"INTER-ROW CONNECTORS"]
[null,null,"Item","SAP Number","Description","Price","Qty"]
[null,1,1,"0255257","CONNECTOR,CELL INTER-ROW TYPE 1 D9305",{"v":200,"d":"R 200.00"},"Nil"]
[null,2,2,"0255259","CONNECTOR,CELL INTER-ROW TYPE 2 D9305",{"v":200,"d":"R 200.00"},"Nil"]
[null,3,3,"0255260","CONNECTOR,CELL INTER-ROW TYPE 3 D9305",{"v":200,"d":"R 200.00"},"Nil"]
[null,6,4,"0255261","CONNECTOR,CELL INTER-ROW TYPE 6 D9305",{"v":200,"d":"R 200.00"},"Nil"]
[null,7,5,"0255262","CONNECTOR,CELL INTER-ROW TYPE 7 D9305",{"v":200,"d":"R 200.00"},"Nil"]
[null,9,6,"0255263","CONNECTOR,CELL INTER-ROW TYPE 8 D9305",{"v":200,"d":"R 200.00"},"Nil"]
[null,11,7,"0255264","CONNECTOR,CELL INTER-ROW TYPE 11 D9305",{"v":400,"d":"R 400.00"},"Nil"]
[null,12,8,"0255265","CONNECTOR,CELL INTER-ROW TYPE 12 D9305",{"v":400,"d":"R 400.00"},"Nil"]
[null,13,9,"0255266","CONNECTOR,CELL INTER-ROW TYPE 13 D9305",{"v":400,"d":"R 400.00"},"Nil"]
[null,16,10,"0255267","CONNECTOR,CELL INTER-ROW TYPE 16 D9305",{"v":600,"d":"R 600.00"},"Nil"]
[null,17,11,"0255268","CONNECTOR,CELL INTER-ROW TYPE 17 D9305",{"v":600,"d":"R 600.00"},"Nil"]
[null,18,12,"0255269","CONNECTOR,CELL INTER-ROW TYPE 18 D9305",{"v":600,"d":"R 600.00"},"Nil"]
[]
[null,null,"DOUBLE ROW, SINGLE TIER (DRST) BATTERY STANDS"]
[null,null,"Item","SAP Number","Description","Price","Qty"]
[null,0,1,255097,"STAND, LP 24-25C AH RANGE 1 DRST D9304",{"v":3750,"d":"R 3,750.00"},"Nil"]
[null,0,2,255098,"STAND, LP 24-25C AH RANGE 2 DRST D9304",{"v":4250,"d":"R 4,250.00"},"Nil"]
[null,0,3,255099,"STAND, LP 24-25C AH RANGE 3 DRST D9304",{"v":5000,"d":"R 5,000.00"},"Nil"]
[null,0,4,255100,"STAND, LP 24-25C AH RANGE 4 DRST D9304",{"v":5000,"d":"R 5,000.00"},"Nil"]
[null,0,5,255101,"STAND, LP 24-25C AH RANGE 5 DRST D9304",{"v":7500,"d":"R 7,500.00"},"Nil"]
[null,0,6,255102,"STAND, PW 24-25C AH RANGE 1 DRST D9304",{"v":5250,"d":"R 5,250.00"},"Nil"]
[null,0,7,255103,"STAND, PW 24-25C AH RANGE 2 DRST D9304",{"v":5950,"d":"R 5,950.00"},"Nil"]
[null,0,8,255104,"STAND, PW 24-25C AH RANGE 3 DRST D9304",{"v":7000,"d":"R 7,000.00"},"Nil"]
[null,0,9,255105,"STAND, PW 24-25C AH RANGE 4 DRST D9304",{"v":7000,"d":"R 7,000.00"},"Nil"]
[null,0,10,255448,"STAND, PW 24-25C AH RANGE 5 DRST D9304",{"v":10500,"d":"R 10,500.00"},"Nil"]
[null,0,11,255449,"STAND, LP 52C AH RANGE 1 DRST D9304",{"v":6900,"d":"R 6,900.00"},"Nil"]
[null,0,12,255450,"STAND, LP 52C AH RANGE 2 DRST D9304",{"v":6900,"d":"R 6,900.00"},"Nil"]
[null,0,13,255451,"STAND, LP 52C AH RANGE 3 DRST D9304",{"v":7820,"d":"R 7,820.00"},"Nil"]
[null,0,14,255453,"STAND, LP 52C AH RANGE 4 DRST D9304",{"v":10000,"d":"R 10,000.00"},"Nil"]
[null,0,15,255461,"STAND, LP 52C AH RANGE 5 DRST D9304",{"v":9200,"d":"R 9,200.00"},"Nil"]
[null,0,16,255462,"STAND, PW 52C AH RANGE 1 DRST D9304",{"v":9660,"d":"R 9,660.00"},"Nil"]
[null,0,17,255464,"STAND, PW 52C AH RANGE 2 DRST D9304",{"v":9660,"d":"R 9,660.00"},"Nil"]
[null,0,18,255465,"STAND, PW 52C AH RANGE 3 DRST D9304",{"v":10948,"d":"R 10,948.00"},"Nil"]
[null,0,19,255468,"STAND, PW 52C AH RANGE 4 DRST D9304",{"v":14000,"d":"R 14,000.00"},"Nil"]
[null,0,20,255106,"STAND, PW 52C AH RANGE 5 DRST D9304",{"v":12880,"d":"R 12,880.00"},"Nil"]
[null,0,21,255107,"STAND, LP 104C AH RANGE 1 DRST D9304",{"v":13800,"d":"R 13,800.00"},"Nil"]
[null,0,22,255108,"STAND, LP 104C AH RANGE 2 DRST D9304",{"v":13800,"d":"R 13,800.00"},"Nil"]
[null,0,23,255109,"STAND, LP 104C AH RANGE 3 DRST D9304",{"v":15640,"d":"R 15,640.00"},"Nil"]
[null,0,24,255110,"STAND, LP 104C AH RANGE 4 DRST D9304",{"v":20000,"d":"R 20,000.00"},"Nil"]
[null,0,25,255111,"STAND, LP 104C AH RANGE 5 DRST D9304",{"v":18400,"d":"R 18,400.00"},"Nil"]
[null,0,26,255112,"STAND, PW 104C AH RANGE 1 DRST D9304",{"v":19320,"d":"R 19,320.00"},"Nil"]
[null,0,27,255113,"STAND, PW 104C AH RANGE 2 DRST D9304",{"v":19320,"d":"R 19,320.00"},"Nil"]
[null,0,28,255114,"STAND, PW 104C AH RANGE 3 DRST D9304",{"v":21896,"d":"R 21,896.00"},"Nil"]
[null,0,29,255116,"STAND, PW 104C AH RANGE 4 DRST D9304",{"v":28000,"d":"R 28,000.00"},"Nil"]
[null,0,30,255117,"STAND, PW 104C AH RANGE 5 DRST D9304",{"v":25760,"d":"R 25,760.00"},"Nil"]
[null,null,"Legend: PW – Polywood, LP – Laminated Pine"]
[]
[null,null,"SINGLE ROW, SINGLE TIER (SRST) BATTERY STANDS"]
[null,null,"Item","SAP Number","Description","Price","Qty"]
[null,0,31,255118,"STAND, LP 24-25C AH RANGE 1 SRST D9304",{"v":5175,"d":"R 5,175.00"},"Nil"]
[null,0,32,255119,"STAND, LP 24-25C AH RANGE 2 SRST D9304",{"v":5175,"d":"R 5,175.00"},"Nil"]
[null,0,33,255120,"STAND, LP 24-25C AH RANGE 3 SRST D9304",{"v":5865,"d":"R 5,865.00"},"Nil"]
[null,0,34,255121,"STAND, LP 24-25C AH RANGE 4 SRST D9304",{"v":7500,"d":"R 7,500.00"},"Nil"]
[null,0,35,255122,"STAND, LP 24-25C AH RANGE 5 SRST D9304",{"v":6900,"d":"R 6,900.00"},"Nil"]
[null,0,36,255123,"STAND, PW 24-25C AH RANGE 1 SRST D9304",{"v":7245,"d":"R 7,245.00"},"Nil"]
[null,0,37,255124,"STAND, PW 24-25C AH RANGE 2 SRST D9304",{"v":7245,"d":"R 7,245.00"},"Nil"]
[null,0,38,255126,"STAND, PW 24-25C AH RANGE 3 SRST D9304",{"v":8211,"d":"R 8,211.00"},"Nil"]
[null,0,39,255127,"STAND, PW 24-25C AH RANGE 4 SRST D9304",{"v":10500,"d":"R 10,500.00"},"Nil"]
[null,0,40,255128,"STAND, PW 24-25C AH RANGE 5 SRST D9304",{"v":9660,"d":"R 9,660.00"},"Nil"]
[null,0,41,255129,"STAND, LP 52C AH RANGE 1 SRST D9304",{"v":10350,"d":"R 10,350.00"},"Nil"]
[null,0,42,255130,"STAND, LP 52C AH RANGE 2 SRST D9304",{"v":10350,"d":"R 10,350.00"},"Nil"]
[null,0,43,255131,"STAND, LP 52C AH RANGE 3 SRST D9304",{"v":11730,"d":"R 11,730.00"},"Nil"]
[null,0,44,255132,"STAND, LP 52C AH RANGE 4 SRST D9304",{"v":15000,"d":"R 15,000.00"},"Nil"]
[null,0,45,255133,"STAND, LP 52C AH RANGE 5 SRST D9304",{"v":13800,"d":"R 13,800.00"},"Nil"]
[null,0,46,255134,"STAND, PW 52C AH RANGE 1 SRST D9304",{"v":14490,"d":"R 14,490.00"},"Nil"]
[null,0,47,255135,"STAND, PW 52C AH RANGE 2 SRST D9304",{"v":14490,"d":"R 14,490.00"},"Nil"]
[null,0,48,255136,"STAND, PW 52C AH RANGE 3 SRST D9304",{"v":16422,"d":"R 16,422.00"},"Nil"]
[null,0,49,255137,"STAND, PW 52C AH RANGE 4 SRST D9304",{"v":21000,"d":"R 21,000.00"},"Nil"]
[null,0,50,255138,"STAND, PW 52C AH RANGE 5 SRST D9304",{"v":19320,"d":"R 19,320.00"},"Nil"]
[null,0,51,255139,"STAND, LP 104C AH RANGE 1 SRST D9304",{"v":20700,"d":"R 20,700.00"},"Nil"]
[null,0,52,255140,"STAND, LP 104C AH RANGE 2 SRST D9304",{"v":20700,"d":"R 20,700.00"},"Nil"]
[null,0,53,255141,"STAND, LP 104C AH RANGE 3 SRST D9304",{"v":23460,"d":"R 23,460.00"},"Nil"]
[null,0,54,255142,"STAND, LP 104C AH RANGE 4 SRST D9304",{"v":30000,"d":"R 30,000.00"},"Nil"]
[null,0,55,255143,"STAND, LP 104C AH RANGE 5 SRST D9304",{"v":27600,"d":"R 27,600.00"},"Nil"]
[null,0,56,255144,"STAND, PW 104C AH RANGE 1 SRST D9304",{"v":28980,"d":"R 28,980.00"},"Nil"]
[null,0,57,255145,"STAND, PW 104C AH RANGE 2 SRST D9304",{"v":28980,"d":"R 28,980.00"},"Nil"]
[null,0,58,255146,"STAND, PW 104C AH RANGE 3 SRST D9304",{"v":32844,"d":"R 32,844.00"},"Nil"]
[null,0,59,255147,"STAND, PW 104C AH RANGE 4 SRST D9304",{"v":42000,"d":"R 42,000.00"},"Nil"]
[null,0,60,255148,"STAND, PW 104C AH RANGE 5 SRST D9304",{"v":38640,"d":"R 38,640.00"},"Nil"]
[null,null,"Legend: PW – Polywood, LP – Laminated Pine"]
[]
[null,null,"THREE ROW, CENTER TERRACED (TRCT) BATTERY STANDS"]
[null,null,"Item","SAP Number","Description","Price","Qty"]
[null,0,61,255149,"STAND, LP 24-25C AH RANGE 1 TRCT D9304",{"v":3450,"d":"R 3,450.00"},"Nil"]
[null,0,62,255150,"STAND, LP 24-25C AH RANGE 2 TRCT D9304",{"v":3450,"d":"R 3,450.00"},"Nil"]
[null,0,63,255151,"STAND, LP 24-25C AH RANGE 3 TRCT D9304",{"v":3910,"d":"R 3,910.00"},"Nil"]
[null,0,64,255152,"STAND, LP 24-25C AH RANGE 4 TRCT D9304",{"v":5000,"d":"R 5,000.00"},"Nil"]
[null,0,65,255153,"STAND, LP 24-25C AH RANGE 5 TRCT D9304",{"v":4600,"d":"R 4,600.00"},"Nil"]
[null,0,66,255154,"STAND, PW 24-25C AH RANGE 1 TRCT D9304",{"v":4830,"d":"R 4,830.00"},"Nil"]
[null,0,67,255155,"STAND, PW 24-25C AH RANGE 2 TRCT D9304",{"v":4830,"d":"R 4,830.00"},"Nil"]
[null,0,68,255156,"STAND, PW 24-25C AH RANGE 3 TRCT D9304",{"v":5474,"d":"R 5,474.00"},"Nil"]
[null,0,69,255157,"STAND, PW 24-25C AH RANGE 4 TRCT D9304",{"v":7000,"d":"R 7,000.00"},"Nil"]
[null,0,70,255158,"STAND, PW 24-25C AH RANGE 5 TRCT D9304",{"v":6440,"d":"R 6,440.00"},"Nil"]
[null,0,71,255159,"STAND, LP 52C AH RANGE 1 TRCT D9304",{"v":6900,"d":"R 6,900.00"},"Nil"]
[null,0,72,255160,"STAND, LP 52C AH RANGE 2 TRCT D9304",{"v":6900,"d":"R 6,900.00"},"Nil"]
[null,0,73,255161,"STAND, LP 52C AH RANGE 3 TRCT D9304",{"v":7820,"d":"R 7,820.00"},"Nil"]
[null,0,74,255162,"STAND, LP 52C AH RANGE 4 TRCT D9304",{"v":10000,"d":"R 10,000.00"},"Nil"]
[null,0,75,255163,"STAND, LP 52C AH RANGE 5 TRCT D9304",{"v":9200,"d":"R 9,200.00"},"Nil"]
[null,0,76,255164,"STAND, PW 52C AH RANGE 1 TRCT D9304",{"v":9660,"d":"R 9,660.00"},"Nil"]
[null,0,77,255167,"STAND, PW 52C AH RANGE 2 TRCT D9304",{"v":9660,"d":"R 9,660.00"},"Nil"]
[null,0,78,255169,"STAND, PW 52C AH RANGE 3 TRCT D9304",{"v":10948,"d":"R 10,948.00"},"Nil"]
[null,0,79,255170,"STAND, PW 52C AH RANGE 4 TRCT D9304",{"v":14000,"d":"R 14,000.00"},"Nil"]
[null,0,80,255171,"STAND, PW 52C AH RANGE 5 TRCT D9304",{"v":12880,"d":"R 12,880.00"},"Nil"]
[null,0,81,255247,"STAND, LP 104C AH RANGE 1 TRCT D9304",{"v":13800,"d":"R 13,800.00"},"Nil"]
[null,0,82,255172,"STAND, LP 104C AH RANGE 2 TRCT D9304",{"v":13800,"d":"R 13,800.00"},"Nil"]
[null,0,83,255173,"STAND, LP 104C AH RANGE 3 TRCT D9304",{"v":15640,"d":"R 15,640.00"},"Nil"]
[null,0,84,255174,"STAND, LP 104C AH RANGE 4 TRCT D9304",{"v":20000,"d":"R 20,000.00"},"Nil"]
[null,0,85,255176,"STAND, LP 104C AH RANGE 5 TRCT D9304",{"v":18400,"d":"R 18,400.00"},"Nil"]
[null,0,86,255177,"STAND, PW 104C AH RANGE 1 TRCT D9304",{"v":19320,"d":"R 19,320.00"},"Nil"]
[null,0,87,255178,"STAND, PW 104C AH RANGE 2 TRCT D9304",{"v":19320,"d":"R 19,320.00"},"Nil"]
[null,0,88,255179,"STAND, PW 104C AH RANGE 3 TRCT D9304",{"v":21896,"d":"R 21,896.00"},"Nil"]
[null,0,89,255252,"STAND, PW 104C AH RANGE 4 TRCT D9304",{"v":28000,"d":"R 28,000.00"},"Nil"]
[null,0,90,255180,"STAND, PW 104C AH RANGE 5 TRCT D9304",{"v":25760,"d":"R 25,760.00"},"Nil"]
[null,null,"Legend: PW – Polywood, LP – Laminated Pine"]
[]
[null,null,"FOUR ROW, CENTER TERRACED (FRCT) BATTERY STANDS"]
[null,null,"Item","SAP Number","Description","Price","Qty"]
[null,0,91,255181,"STAND, LP 24-25C AH RANGE 1 FRCT D9304",{"v":3450,"d":"R 3,450.00"},"Nil"]
[null,0,92,255182,"STAND, LP 24-25C AH RANGE 2 FRCT D9304",{"v":3450,"d":"R 3,450.00"},"Nil"]
[null,0,93,255183,"STAND, LP 24-25C AH RANGE 3 FRCT D9304",{"v":3910,"d":"R 3,910.00"},"Nil"]
[null,0,94,255184,"STAND, LP 24-25C AH RANGE 4 FRCT D9304",{"v":5000,"d":"R 5,000.00"},"Nil"]
[null,0,95,255185,"STAND, LP 24-25C AH RANGE 5 FRCT D9304",{"v":4600,"d":"R 4,600.00"},"Nil"]
[null,0,96,255186,"STAND, PW 24-25C AH RANGE 1 FRCT D9304",{"v":4830,"d":"R 4,830.00"},"Nil"]
[null,0,97,255187,"STAND, PW 24-25C AH RANGE 2 FRCT D9304",{"v":4830,"d":"R 4,830.00"},"Nil"]
[null,0,98,255188,"STAND, PW 24-25C AH RANGE 3 FRCT D9304",{"v":5474,"d":"R 5,474.00"},"Nil"]
[null,0,99,255189,"STAND, PW 24-25C AH RANGE 4 FRCT D9304",{"v":7000,"d":"R 7,000.00"},"Nil"]
[null,0,100,255190,"STAND, PW 24-25C AH RANGE 5 FRCT D9304",{"v":6440,"d":"R 6,440.00"},"Nil"]
[null,0,101,255191,"STAND, LP 52C AH RANGE 1 FRCT D9304",{"v":6900,"d":"R 6,900.00"},"Nil"]
[null,0,102,255192,"STAND, LP 52C AH RANGE 2 FRCT D9304",{"v":6900,"d":"R 6,900.00"},"Nil"]
[null,0,103,255193,"STAND, LP 52C AH RANGE 3 FRCT D9304",{"v":7820,"d":"R 7,820.00"},"Nil"]
[null,0,104,255194,"STAND, LP 52C AH RANGE 4 FRCT D9304",{"v":10000,"d":"R 10,000.00"},"Nil"]
[null,0,105,255196,"STAND, LP 52C AH RANGE 5 FRCT D9304",{"v":9200,"d":"R 9,200.00"},"Nil"]
[null,0,106,255197,"STAND, PW 52C AH RANGE 1 FRCT D9304",{"v":9660,"d":"R 9,660.00"},"Nil"]
[null,0,107,255198,"STAND, PW 52C AH RANGE 2 FRCT D9304",{"v":9660,"d":"R 9,660.00"},"Nil"]
[null,0,108,255199,"STAND, PW 52C AH RANGE 3 FRCT D9304",{"v":10948,"d":"R 10,948.00"},"Nil"]
[null,0,109,255200,"STAND, PW 52C AH RANGE 4 FRCT D9304",{"v":14000,"d":"R 14,000.00"},"Nil"]
[null,0,110,255201,"STAND, PW 52C AH RANGE 5 FRCT D9304",{"v":12880,"d":"R 12,880.00"},"Nil"]
[null,0,111,255202,"STAND, LP 104C AH RANGE 1 FRCT D9304",{"v":13800,"d":"R 13,800.00"},"Nil"]
[null,0,112,255203,"STAND, LP 104C AH RANGE 2 FRCT D9304",{"v":13800,"d":"R 13,800.00"},"Nil"]
[null,0,113,255204,"STAND, LP 104C AH RANGE 3 FRCT D9304",{"v":15640,"d":"R 15,640.00"},"Nil"]
[null,0,114,255205,"STAND, LP 104C AH RANGE 4 FRCT D9304",{"v":20000,"d":"R 20,000.00"},"Nil"]
[null,0,115,255206,"STAND, LP 104C AH RANGE 5 FRCT D9304",{"v":18400,"d":"R 18,400.00"},"Nil"]
[null,0,116,255207,"STAND, PW 104C AH RANGE 1 FRCT D9304",{"v":19320,"d":"R 19,320.00"},"Nil"]
[null,0,117,255469,"STAND, PW 104C AH RANGE 2 FRCT D9304",{"v":19320,"d":"R 19,320.00"},"Nil"]
[null,0,118,255470,"STAND, PW 104C AH RANGE 3 FRCT D9304",{"v":21896,"d":"R 21,896.00"},"Nil"]
[null,0,119,255471,"STAND, PW 104C AH RANGE 4 FRCT D9304",{"v":28000,"d":"R 28,000.00"},"Nil"]
[null,0,120,255472,"STAND, PW 104C AH RANGE 5 FRCT D9304",{"v":25760,"d":"R 25,760.00"},"Nil"]
[null,null,"Legend: PW – Polywood, LP – Laminated Pine"]
[]
[null,null,"DOUBLE ROW, SINGLE TIER, STEPPED (DRSTS) BATTERY STANDS"]
[null,null,"Item","SAP Number","Description","Price","Qty"]
[null,0,121,255212,"STAND, LP 24-25C AH RANGE 1 DRSTS D9304",{"v":3450,"d":"R 3,450.00"},"Nil"]
[null,0,122,255213,"STAND, LP 24-25C AH RANGE 2 DRSTS D9304",{"v":3450,"d":"R 3,450.00"},"Nil"]
[null,0,123,255214,"STAND, LP 24-25C AH RANGE 3 DRSTS D9304",{"v":3910,"d":"R 3,910.00"},"Nil"]
[null,0,124,255215,"STAND, LP 24-25C AH RANGE 4 DRSTS D9304",{"v":5000,"d":"R 5,000.00"},"Nil"]
[null,0,125,255208,"STAND, LP 24-25C AH RANGE 5 DRSTS D9304",{"v":4600,"d":"R 4,600.00"},"Nil"]
[null,0,126,255209,"STAND, PW 24-25C AH RANGE 1 DRSTS D9304",{"v":4830,"d":"R 4,830.00"},"Nil"]
[null,0,127,255210,"STAND, PW 24-25C AH RANGE 2 DRSTS D9304",{"v":4830,"d":"R 4,830.00"},"Nil"]
[null,0,128,255211,"STAND, PW 24-25C AH RANGE 3 DRSTS D9304",{"v":5474,"d":"R 5,474.00"},"Nil"]
[null,0,129,255473,"STAND, PW 24-25C AH RANGE 4 DRSTS D9304",{"v":7000,"d":"R 7,000.00"},"Nil"]
[null,0,130,255474,"STAND, PW 24-25C AH RANGE 5 DRSTS D9304",{"v":6440,"d":"R 6,440.00"},"Nil"]
[null,0,131,255475,"STAND, LP 52C AH RANGE 1 DRSTS D9304",{"v":6900,"d":"R 6,900.00"},"Nil"]
[null,0,132,255477,"STAND, LP 52C AH RANGE 2 DRSTS D9304",{"v":6900,"d":"R 6,900.00"},"Nil"]
[null,0,133,255217,"STAND, LP 52C AH RANGE 3 DRSTS D9304",{"v":7820,"d":"R 7,820.00"},"Nil"]
[null,0,134,255228,"STAND, LP 52C AH RANGE 4 DRSTS D9304",{"v":10000,"d":"R 10,000.00"},"Nil"]
[null,0,135,255231,"STAND, LP 52C AH RANGE 5 DRSTS D9304",{"v":9200,"d":"R 9,200.00"},"Nil"]
[null,0,136,255232,"STAND, PW 52C AH RANGE 1 DRSTS D9304",{"v":9660,"d":"R 9,660.00"},"Nil"]
[null,0,137,255233,"STAND, PW 52C AH RANGE 2 DRSTS D9304",{"v":9660,"d":"R 9,660.00"},"Nil"]
[null,0,138,255234,"STAND, PW 52C AH RANGE 3 DRSTS D9304",{"v":10948,"d":"R 10,948.00"},"Nil"]
[null,0,139,255235,"STAND, PW 52C AH RANGE 4 DRSTS D9304",{"v":14000,"d":"R 14,000.00"},"Nil"]
[null,0,140,255236,"STAND, PW 52C AH RANGE 5 DRSTS D9304",{"v":12880,"d":"R 12,880.00"},"Nil"]
[null,0,141,255237,"STAND, LP 104C AH RANGE 1 DRSTS D9304",{"v":13800,"d":"R 13,800.00"},"Nil"]
[null,0,142,255238,"STAND, LP 104C AH RANGE 2 DRSTS D9304",{"v":13800,"d":"R 13,800.00"},"Nil"]
[null,0,143,255239,"STAND, LP 104C AH RANGE 3 DRSTS D9304",{"v":15640,"d":"R 15,640.00"},"Nil"]
[null,0,144,255240,"STAND, LP 104C AH RANGE 4 DRSTS D9304",{"v":20000,"d":"R 20,000.00"},"Nil"]
[null,0,145,255241,"STAND, LP 104C AH RANGE 5 DRSTS D9304",{"v":18400,"d":"R 18,400.00"},"Nil"]
[null,0,146,255242,"STAND, PW 104C AH RANGE 1 DRSTS D9304",{"v":19320,"d":"R 19,320.00"},"Nil"]
[null,0,147,255243,"STAND, PW 104C AH RANGE 2 DRSTS D9304",{"v":19320,"d":"R 19,320.00"},"Nil"]
[null,0,148,255244,"STAND, PW 104C AH RANGE 3 DRSTS D9304",{"v":21896,"d":"R 21,896.00"},"Nil"]
[null,0,149,255245,"STAND, PW 104C AH RANGE 4 DRSTS D9304",{"v":28000,"d":"R 28,000.00"},"Nil"]
[null,0,150,255246,"STAND, PW 104C AH RANGE 5 DRSTS D9304",{"v":25760,"d":"R 25,760.00"},"Nil"]
[null,null,"Legend: PW – Polywood, LP – Laminated Pine"]
[]
[null,null,"TRANSPORT AND OFF LOADING COSTS"]
[]
[null,null,"Item","Distance [km]","Prices in South African Currency (Excluding VAT)"]
[{"$nulls":4},"Transport to site or regional store and off-loading"]
[{"$nulls":4},"Total Mass [kg]"]
[{"$nulls":4},"0-1000","1001 - 2000","2001 - 3000","3001 - 4000","4001 - 6000","6001 - 8000","8001 - 10000","10001 - 14000","14001 - 18000","18000 +"]
[null,null,1,"0 - 100",{"v":2067,"d":"R 2,067.00"},{"v":2215,"d":"R 2,215.00"},{"v":2215,"d":"R 2,215.00"},{"v":2509,"d":"R 2,509.00"},{"v":2509,"d":"R 2,509.00"},{"v":3693,"d":"R 3,693.00"},{"v":3693,"d":"R 3,693.00"},{"v":4875,"d":"R 4,875.00"},{"v":4875,"d":"R 4,875.00"},"On request"]
[null,null,11,"1001 - 1100",{"v":9455,"d":"R 9,455.00"},{"v":11079,"d":"R 11,079.00"},{"v":11079,"d":"R 11,079.00"},{"v":14331,"d":"R 14,331.00"},{"v":14331,"d":"R 14,331.00"},{"v":21420,"d":"R 21,420.00"},{"v":21420,"d":"R 21,420.00"},{"v":28513,"d":"R 28,513.00"},{"v":28513,"d":"R 28,513.00"},"On request"]
[null,null,2,"101 - 200",{"v":2806,"d":"R 2,806.00"},{"v":3101,"d":"R 3,101.00"},{"v":3101,"d":"R 3,101.00"},{"v":3693,"d":"R 3,693.00"},{"v":3693,"d":"R 3,693.00"},{"v":5466,"d":"R 5,466.00"},{"v":5466,"d":"R 5,466.00"},{"v":7239,"d":"R 7,239.00"},{"v":7239,"d":"R 7,239.00"},"On request"]
[null,null,12,"1101 - 1200",{"v":10194,"d":"R 10,194.00"},{"v":11967,"d":"R 11,967.00"},{"v":11967,"d":"R 11,967.00"},{"v":15512,"d":"R 15,512.00"},{"v":15512,"d":"R 15,512.00"},{"v":23195,"d":"R 23,195.00"},{"v":23195,"d":"R 23,195.00"},{"v":30876,"d":"R 30,876.00"},{"v":30876,"d":"R 30,876.00"},"On request"]
[null,null,13,"1201 - 1300",{"v":10932,"d":"R 10,932.00"},{"v":12852,"d":"R 12,852.00"},{"v":12852,"d":"R 12,852.00"},{"v":16694,"d":"R 16,694.00"},{"v":16694,"d":"R 16,694.00"},{"v":24968,"d":"R 24,968.00"},{"v":24968,"d":"R 24,968.00"},{"v":33241,"d":"R 33,241.00"},{"v":33241,"d":"R 33,241.00"},"On request"]
[null,null,14,"1301 - 1400",{"v":11671,"d":"R 11,671.00"},{"v":13738,"d":"R 13,738.00"},{"v":13738,"d":"R 13,738.00"},{"v":17876,"d":"R 17,876.00"},{"v":17876,"d":"R 17,876.00"},{"v":26741,"d":"R 26,741.00"},{"v":26741,"d":"R 26,741.00"},{"v":35605,"d":"R 35,605.00"},{"v":35605,"d":"R 35,605.00"},"On request"]
[null,null,15,"1401 - 1500",{"v":12409,"d":"R 12,409.00"},{"v":14627,"d":"R 14,627.00"},{"v":14627,"d":"R 14,627.00"},{"v":19057,"d":"R 19,057.00"},{"v":19057,"d":"R 19,057.00"},{"v":28513,"d":"R 28,513.00"},{"v":28513,"d":"R 28,513.00"},{"v":37968,"d":"R 37,968.00"},{"v":37968,"d":"R 37,968.00"},"On request"]
[null,null,3,"201 - 300",{"v":3544,"d":"R 3,544.00"},{"v":3991,"d":"R 3,991.00"},{"v":3991,"d":"R 3,991.00"},{"v":4874,"d":"R 4,874.00"},{"v":4874,"d":"R 4,874.00"},{"v":7239,"d":"R 7,239.00"},{"v":7239,"d":"R 7,239.00"},{"v":9602,"d":"R 9,602.00"},{"v":9602,"d":"R 9,602.00"},"On request"]
[null,null,4,"301 - 400",{"v":4283,"d":"R 4,283.00"},{"v":4874,"d":"R 4,874.00"},{"v":4874,"d":"R 4,874.00"},{"v":6058,"d":"R 6,058.00"},{"v":6058,"d":"R 6,058.00"},{"v":9012,"d":"R 9,012.00"},{"v":9012,"d":"R 9,012.00"},{"v":11967,"d":"R 11,967.00"},{"v":11967,"d":"R 11,967.00"},"On request"]
[null,null,5,"401 - 500",{"v":5022,"d":"R 5,022.00"},{"v":5762,"d":"R 5,762.00"},{"v":5762,"d":"R 5,762.00"},{"v":7239,"d":"R 7,239.00"},{"v":7239,"d":"R 7,239.00"},{"v":10783,"d":"R 10,783.00"},{"v":10783,"d":"R 10,783.00"},{"v":14331,"d":"R 14,331.00"},{"v":14331,"d":"R 14,331.00"},"On request"]
[null,null,6,"501 - 600",{"v":5762,"d":"R 5,762.00"},{"v":6648,"d":"R 6,648.00"},{"v":6648,"d":"R 6,648.00"},{"v":8421,"d":"R 8,421.00"},{"v":8421,"d":"R 8,421.00"},{"v":12556,"d":"R 12,556.00"},{"v":12556,"d":"R 12,556.00"},{"v":16694,"d":"R 16,694.00"},{"v":16694,"d":"R 16,694.00"},"On request"]
[null,null,7,"601 - 700",{"v":6500,"d":"R 6,500.00"},{"v":7535,"d":"R 7,535.00"},{"v":7535,"d":"R 7,535.00"},{"v":9602,"d":"R 9,602.00"},{"v":9602,"d":"R 9,602.00"},{"v":14331,"d":"R 14,331.00"},{"v":14331,"d":"R 14,331.00"},{"v":19057,"d":"R 19,057.00"},{"v":19057,"d":"R 19,057.00"},"On request"]
[null,null,8,"701 - 800",{"v":7239,"d":"R 7,239.00"},{"v":8421,"d":"R 8,421.00"},{"v":8421,"d":"R 8,421.00"},{"v":10783,"d":"R 10,783.00"},{"v":10783,"d":"R 10,783.00"},{"v":16104,"d":"R 16,104.00"},{"v":16104,"d":"R 16,104.00"},{"v":21420,"d":"R 21,420.00"},{"v":21420,"d":"R 21,420.00"},"On request"]
[null,null,9,"801 - 900",{"v":7977,"d":"R 7,977.00"},{"v":9306,"d":"R 9,306.00"},{"v":9306,"d":"R 9,306.00"},{"v":11967,"d":"R 11,967.00"},{"v":11967,"d":"R 11,967.00"},{"v":17876,"d":"R 17,876.00"},{"v":17876,"d":"R 17,876.00"},{"v":23786,"d":"R 23,786.00"},{"v":23786,"d":"R 23,786.00"},"On request"]
[null,null,10,"901 - 1000",{"v":8716,"d":"R 8,716.00"},{"v":10194,"d":"R 10,194.00"},{"v":10194,"d":"R 10,194.00"},{"v":13148,"d":"R 13,148.00"},{"v":13148,"d":"R 13,148.00"},{"v":19648,"d":"R 19,648.00"},{"v":19648,"d":"R 19,648.00"},{"v":26149,"d":"R 26,149.00"},{"v":26149,"d":"R 26,149.00"},"On request"]
[]
[null,null,"DECOMMISSIONING, ERECTION & COMMISSIONING - LABOUR COSTS for FLAT PLATE CELLS"]
[null,null,"Item","Ah Capacity","Cell Model No.","Decommissioning Only","Erection Only",null,"Commissioning Only",null,"Erection & Commissioning Only",null,"Decommissioning, Erection & Commissioning"]
[{"$nulls":5},"Wet Charged","Dry Charged","Wet Charged","Dry Charged","Wet Charged","Dry Charged","Wet Charged","Dry Charged","Wet Charged"]
[null,null,"24 – 25 Cell, 50V Battery Banks"]
[null,0,1,125,"3 OSP.HC 105",{"v":1968,"d":"R 1,968.00"},{"v":3935,"d":"R 3,935.00"},{"v":3935,"d":"R 3,935.00"},{"v":7872,"d":"R 7,872.00"},{"v":7872,"d":"R 7,872.00"},{"v":11807,"d":"R 11,807.00"},{"v":11807,"d":"R 11,807.00"},{"v":13775,"d":"R 13,775.00"},{"v":13775,"d":"R 13,775.00"}]
[null,0,2,167,"4 OSP.HC 140",{"v":1968,"d":"R 1,968.00"},{"v":3935,"d":"R 3,935.00"},{"v":3935,"d":"R 3,935.00"},{"v":7872,"d":"R 7,872.00"},{"v":7872,"d":"R 7,872.00"},{"v":11807,"d":"R 11,807.00"},{"v":11807,"d":"R 11,807.00"},{"v":13775,"d":"R 13,775.00"},{"v":13775,"d":"R 13,775.00"}]
[null,0,3,209,"5 OSP.HC 175",{"v":1968,"d":"R 1,968.00"},{"v":3935,"d":"R 3,935.00"},{"v":3935,"d":"R 3,935.00"},{"v":7872,"d":"R 7,872.00"},{"v":7872,"d":"R 7,872.00"},{"v":11807,"d":"R 11,807.00"},{"v":11807,"d":"R 11,807.00"},{"v":13775,"d":"R 13,775.00"},{"v":13775,"d":"R 13,775.00"}]
[null,0,4,250,"6 OSP.HC 210",{"v":1968,"d":"R 1,968.00"},{"v":3935,"d":"R 3,935.00"},{"v":3935,"d":"R 3,935.00"},{"v":7872,"d":"R 7,872.00"},{"v":7872,"d":"R 7,872.00"},{"v":11807,"d":"R 11,807.00"},{"v":11807,"d":"R 11,807.00"},{"v":13775,"d":"R 13,775.00"},{"v":13775,"d":"R 13,775.00"}]
[null,0,5,334,"8 OSP.HC 280",{"v":1968,"d":"R 1,968.00"},{"v":3935,"d":"R 3,935.00"},{"v":3935,"d":"R 3,935.00"},{"v":7872,"d":"R 7,872.00"},{"v":7872,"d":"R 7,872.00"},{"v":11807,"d":"R 11,807.00"},{"v":11807,"d":"R 11,807.00"},{"v":13775,"d":"R 13,775.00"},{"v":13775,"d":"R 13,775.00"}]
[null,0,6,361,"9 OSP.HC 315",{"v":1968,"d":"R 1,968.00"},{"v":3935,"d":"R 3,935.00"},{"v":3935,"d":"R 3,935.00"},{"v":7872,"d":"R 7,872.00"},{"v":7872,"d":"R 7,872.00"},{"v":11807,"d":"R 11,807.00"},{"v":11807,"d":"R 11,807.00"},{"v":13775,"d":"R 13,775.00"},{"v":13775,"d":"R 13,775.00"}]
[null,0,7,401,"10 OSP.HC 350",{"v":1968,"d":"R 1,968.00"},{"v":3935,"d":"R 3,935.00"},{"v":3935,"d":"R 3,935.00"},{"v":7872,"d":"R 7,872.00"},{"v":7872,"d":"R 7,872.00"},{"v":11807,"d":"R 11,807.00"},{"v":11807,"d":"R 11,807.00"},{"v":13775,"d":"R 13,775.00"},{"v":13775,"d":"R 13,775.00"}]
[null,0,8,448,"5 OSP.HC 425",{"v":1968,"d":"R 1,968.00"},{"v":3935,"d":"R 3,935.00"},{"v":3935,"d":"R 3,935.00"},{"v":7872,"d":"R 7,872.00"},{"v":7872,"d":"R 7,872.00"},{"v":11807,"d":"R 11,807.00"},{"v":11807,"d":"R 11,807.00"},{"v":13775,"d":"R 13,775.00"},{"v":13775,"d":"R 13,775.00"}]
[null,0,9,538,"6 OSP.HC 510",{"v":1968,"d":"R 1,968.00"},{"v":3935,"d":"R 3,935.00"},{"v":3935,"d":"R 3,935.00"},{"v":7872,"d":"R 7,872.00"},{"v":7872,"d":"R 7,872.00"},{"v":11807,"d":"R 11,807.00"},{"v":11807,"d":"R 11,807.00"},{"v":13775,"d":"R 13,775.00"},{"v":13775,"d":"R 13,775.00"}]
[null,0,10,628,"7 OSP.HC 595",{"v":1968,"d":"R 1,968.00"},{"v":3935,"d":"R 3,935.00"},{"v":3935,"d":"R 3,935.00"},{"v":7872,"d":"R 7,872.00"},{"v":7872,"d":"R 7,872.00"},{"v":11807,"d":"R 11,807.00"},{"v":11807,"d":"R 11,807.00"},{"v":13775,"d":"R 13,775.00"},{"v":13775,"d":"R 13,775.00"}]
[null,0,11,718,"8 OSP.HC 680",{"v":2164,"d":"R 2,164.00"},{"v":4330,"d":"R 4,330.00"},{"v":4330,"d":"R 4,330.00"},{"v":9839,"d":"R 9,839.00"},{"v":9839,"d":"R 9,839.00"},{"v":14169,"d":"R 14,169.00"},{"v":14169,"d":"R 14,169.00"},{"v":16333,"d":"R 16,333.00"},{"v":16333,"d":"R 16,333.00"}]
[null,0,12,807,"9 OSP.HC 765",{"v":2164,"d":"R 2,164.00"},{"v":4330,"d":"R 4,330.00"},{"v":4330,"d":"R 4,330.00"},{"v":9839,"d":"R 9,839.00"},{"v":9839,"d":"R 9,839.00"},{"v":14169,"d":"R 14,169.00"},{"v":14169,"d":"R 14,169.00"},{"v":16333,"d":"R 16,333.00"},{"v":16333,"d":"R 16,333.00"}]
[null,0,13,897,"10 OSP.HC 850",{"v":2164,"d":"R 2,164.00"},{"v":4330,"d":"R 4,330.00"},{"v":4330,"d":"R 4,330.00"},{"v":9839,"d":"R 9,839.00"},{"v":9839,"d":"R 9,839.00"},{"v":14169,"d":"R 14,169.00"},{"v":14169,"d":"R 14,169.00"},{"v":16333,"d":"R 16,333.00"},{"v":16333,"d":"R 16,333.00"}]
[null,0,14,1076,"12 OSP.HC 1020",{"v":2164,"d":"R 2,164.00"},{"v":4330,"d":"R 4,330.00"},{"v":4330,"d":"R 4,330.00"},{"v":9839,"d":"R 9,839.00"},{"v":9839,"d":"R 9,839.00"},{"v":14169,"d":"R 14,169.00"},{"v":14169,"d":"R 14,169.00"},{"v":16333,"d":"R 16,333.00"},{"v":16333,"d":"R 16,333.00"}]
[null,0,15,1166,"13 OSP.HC 1105",{"v":2164,"d":"R 2,164.00"},{"v":4330,"d":"R 4,330.00"},{"v":4330,"d":"R 4,330.00"},{"v":9839,"d":"R 9,839.00"},{"v":9839,"d":"R 9,839.00"},{"v":14169,"d":"R 14,169.00"},{"v":14169,"d":"R 14,169.00"},{"v":16333,"d":"R 16,333.00"},{"v":16333,"d":"R 16,333.00"}]
[null,0,16,1256,"14 OSP.HC 1190",{"v":2164,"d":"R 2,164.00"},{"v":4330,"d":"R 4,330.00"},{"v":4330,"d":"R 4,330.00"},{"v":9839,"d":"R 9,839.00"},{"v":9839,"d":"R 9,839.00"},{"v":14169,"d":"R 14,169.00"},{"v":14169,"d":"R 14,169.00"},{"v":16333,"d":"R 16,333.00"},{"v":16333,"d":"R 16,333.00"}]
[null,0,17,1345,"15 OSP.HC 1275",{"v":2164,"d":"R 2,164.00"},{"v":4330,"d":"R 4,330.00"},{"v":4330,"d":"R 4,330.00"},{"v":9839,"d":"R 9,839.00"},{"v":9839,"d":"R 9,839.00"},{"v":14169,"d":"R 14,169.00"},{"v":14169,"d":"R 14,169.00"},{"v":16333,"d":"R 16,333.00"},{"v":16333,"d":"R 16,333.00"}]
[null,0,18,1435,"16 OSP.HC 1360",{"v":2164,"d":"R 2,164.00"},{"v":4330,"d":"R 4,330.00"},{"v":4330,"d":"R 4,330.00"},{"v":9839,"d":"R 9,839.00"},{"v":9839,"d":"R 9,839.00"},{"v":14169,"d":"R 14,169.00"},{"v":14169,"d":"R 14,169.00"},{"v":16333,"d":"R 16,333.00"},{"v":16333,"d":"R 16,333.00"}]
[null,0,19,1525,"17 OSP.HC 1445",{"v":2164,"d":"R 2,164.00"},{"v":4330,"d":"R 4,330.00"},{"v":4330,"d":"R 4,330.00"},{"v":9839,"d":"R 9,839.00"},{"v":9839,"d":"R 9,839.00"},{"v":14169,"d":"R 14,169.00"},{"v":14169,"d":"R 14,169.00"},{"v":16333,"d":"R 16,333.00"},{"v":16333,"d":"R 16,333.00"}]
[null,0,20,1693,"16 OSP.HC 1680",{"v":2164,"d":"R 2,164.00"},{"v":4330,"d":"R 4,330.00"},{"v":4330,"d":"R 4,330.00"},{"v":9839,"d":"R 9,839.00"},{"v":9839,"d":"R 9,839.00"},{"v":14169,"d":"R 14,169.00"},{"v":14169,"d":"R 14,169.00"},{"v":16333,"d":"R 16,333.00"},{"v":16333,"d":"R 16,333.00"}]
[null,0,21,1799,"17 OSP.HC 1785",{"v":2164,"d":"R 2,164.00"},{"v":4330,"d":"R 4,330.00"},{"v":4330,"d":"R 4,330.00"},{"v":9839,"d":"R 9,839.00"},{"v":9839,"d":"R 9,839.00"},{"v":14169,"d":"R 14,169.00"},{"v":14169,"d":"R 14,169.00"},{"v":16333,"d":"R 16,333.00"},{"v":16333,"d":"R 16,333.00"}]
[null,0,22,1904,"18 OSP.HC 1890",{"v":2164,"d":"R 2,164.00"},{"v":4330,"d":"R 4,330.00"},{"v":4330,"d":"R 4,330.00"},{"v":9839,"d":"R 9,839.00"},{"v":9839,"d":"R 9,839.00"},{"v":14169,"d":"R 14,169.00"},{"v":14169,"d":"R 14,169.00"},{"v":16333,"d":"R 16,333.00"},{"v":16333,"d":"R 16,333.00"}]
[null,0,23,2166,"20 OSP.HC 2100",{"v":2164,"d":"R 2,164.00"},{"v":4330,"d":"R 4,330.00"},{"v":4330,"d":"R 4,330.00"},{"v":9839,"d":"R 9,839.00"},{"v":9839,"d":"R 9,839.00"},{"v":14169,"d":"R 14,169.00"},{"v":14169,"d":"R 14,169.00"},{"v":16333,"d":"R 16,333.00"},{"v":16333,"d":"R 16,333.00"}]
[null,0,24,2539,"24 OSP.HC 2520",{"v":2164,"d":"R 2,164.00"},{"v":4330,"d":"R 4,330.00"},{"v":4330,"d":"R 4,330.00"},{"v":9839,"d":"R 9,839.00"},{"v":9839,"d":"R 9,839.00"},{"v":14169,"d":"R 14,169.00"},{"v":14169,"d":"R 14,169.00"},{"v":16333,"d":"R 16,333.00"},{"v":16333,"d":"R 16,333.00"}]
[null,null,"Item","Ah Capacity","Cell Model No.","Decommissioning Only","Erection Only",null,"Commissioning Only",null,"Erection & Commissioning Only",null,"Decommissioning, Erection & Commissioning"]
[{"$nulls":5},"Wet Charged","Dry Charged","Wet Charged","Dry Charged","Wet Charged","Dry Charged","Wet Charged","Dry Charged","Wet Charged"]
[null,null,"52 Cell, 110V Battery Banks"]
[null,0,1,125,"3 OSP.HC 105",{"v":2952,"d":"R 2,952.00"},{"v":5902.5,"d":"R 5,902.50"},{"v":5902.5,"d":"R 5,902.50"},{"v":11808,"d":"R 11,808.00"},{"v":11808,"d":"R 11,808.00"},{"v":17710.5,"d":"R 17,710.50"},{"v":17710.5,"d":"R 17,710.50"},{"v":20662.5,"d":"R 20,662.50"},{"v":20662.5,"d":"R 20,662.50"}]
[null,0,2,167,"4 OSP.HC 140",{"v":2952,"d":"R 2,952.00"},{"v":5902.5,"d":"R 5,902.50"},{"v":5902.5,"d":"R 5,902.50"},{"v":11808,"d":"R 11,808.00"},{"v":11808,"d":"R 11,808.00"},{"v":17710.5,"d":"R 17,710.50"},{"v":17710.5,"d":"R 17,710.50"},{"v":20662.5,"d":"R 20,662.50"},{"v":20662.5,"d":"R 20,662.50"}]
[null,0,3,209,"5 OSP.HC 175",{"v":2952,"d":"R 2,952.00"},{"v":5902.5,"d":"R 5,902.50"},{"v":5902.5,"d":"R 5,902.50"},{"v":11808,"d":"R 11,808.00"},{"v":11808,"d":"R 11,808.00"},{"v":17710.5,"d":"R 17,710.50"},{"v":17710.5,"d":"R 17,710.50"},{"v":20662.5,"d":"R 20,662.50"},{"v":20662.5,"d":"R 20,662.50"}]
[null,0,4,250,"6 OSP.HC 210",{"v":2952,"d":"R 2,952.00"},{"v":5902.5,"d":"R 5,902.50"},{"v":5902.5,"d":"R 5,902.50"},{"v":11808,"d":"R 11,808.00"},{"v":11808,"d":"R 11,808.00"},{"v":17710.5,"d":"R 17,710.50"},{"v":17710.5,"d":"R 17,710.50"},{"v":20662.5,"d":"R 20,662.50"},{"v":20662.5,"d":"R 20,662.50"}]
[null,0,5,334,"8 OSP.HC 280",{"v":2952,"d":"R 2,952.00"},{"v":5902.5,"d":"R 5,902.50"},{"v":5902.5,"d":"R 5,902.50"},{"v":11808,"d":"R 11,808.00"},{"v":11808,"d":"R 11,808.00"},{"v":17710.5,"d":"R 17,710.50"},{"v":17710.5,"d":"R 17,710.50"},{"v":20662.5,"d":"R 20,662.50"},{"v":20662.5,"d":"R 20,662.50"}]
[null,0,6,361,"9 OSP.HC 315",{"v":2952,"d":"R 2,952.00"},{"v":5902.5,"d":"R 5,902.50"},{"v":5902.5,"d":"R 5,902.50"},{"v":11808,"d":"R 11,808.00"},{"v":11808,"d":"R 11,808.00"},{"v":17710.5,"d":"R 17,710.50"},{"v":17710.5,"d":"R 17,710.50"},{"v":20662.5,"d":"R 20,662.50"},{"v":20662.5,"d":"R 20,662.50"}]
[null,0,7,401,"10 OSP.HC 350",{"v":2952,"d":"R 2,952.00"},{"v":5902.5,"d":"R 5,902.50"},{"v":5902.5,"d":"R 5,902.50"},{"v":11808,"d":"R 11,808.00"},{"v":11808,"d":"R 11,808.00"},{"v":17710.5,"d":"R 17,710.50"},{"v":17710.5,"d":"R 17,710.50"},{"v":20662.5,"d":"R 20,662.50"},{"v":20662.5,"d":"R 20,662.50"}]
[null,0,8,448,"5 OSP.HC 425",{"v":2952,"d":"R 2,952.00"},{"v":5902.5,"d":"R 5,902.50"},{"v":5902.5,"d":"R 5,902.50"},{"v":11808,"d":"R 11,808.00"},{"v":11808,"d":"R 11,808.00"},{"v":17710.5,"d":"R 17,710.50"},{"v":17710.5,"d":"R 17,710.50"},{"v":20662.5,"d":"R 20,662.50"},{"v":20662.5,"d":"R 20,662.50"}]
[null,0,9,538,"6 OSP.HC 510",{"v":2952,"d":"R 2,952.00"},{"v":5902.5,"d":"R 5,902.50"},{"v":5902.5,"d":"R 5,902.50"},{"v":11808,"d":"R 11,808.00"},{"v":11808,"d":"R 11,808.00"},{"v":17710.5,"d":"R 17,710.50"},{"v":17710.5,"d":"R 17,710.50"},{"v":20662.5,"d":"R 20,662.50"},{"v":20662.5,"d":"R 20,662.50"}]
[null,0,10,628,"7 OSP.HC 595",{"v":2952,"d":"R 2,952.00"},{"v":5902.5,"d":"R 5,902.50"},{"v":5902.5,"d":"R 5,902.50"},{"v":11808,"d":"R 11,808.00"},{"v":11808,"d":"R 11,808.00"},{"v":17710.5,"d":"R 17,710.50"},{"v":17710.5,"d":"R 17,710.50"},{"v":20662.5,"d":"R 20,662.50"},{"v":20662.5,"d":"R 20,662.50"}]
[null,0,11,718,"8 OSP.HC 680",{"v":3246,"d":"R 3,246.00"},{"v":6495,"d":"R 6,495.00"},{"v":6495,"d":"R 6,495.00"},{"v":14758.5,"d":"R 14,758.50"},{"v":14758.5,"d":"R 14,758.50"},{"v":21253.5,"d":"R 21,253.50"},{"v":21253.5,"d":"R 21,253.50"},{"v":24499.5,"d":"R 24,499.50"},{"v":24499.5,"d":"R 24,499.50"}]
[null,0,12,807,"9 OSP.HC 765",{"v":3246,"d":"R 3,246.00"},{"v":6495,"d":"R 6,495.00"},{"v":6495,"d":"R 6,495.00"},{"v":14758.5,"d":"R 14,758.50"},{"v":14758.5,"d":"R 14,758.50"},{"v":21253.5,"d":"R 21,253.50"},{"v":21253.5,"d":"R 21,253.50"},{"v":24499.5,"d":"R 24,499.50"},{"v":24499.5,"d":"R 24,499.50"}]
[null,0,13,897,"10 OSP.HC 850",{"v":3246,"d":"R 3,246.00"},{"v":6495,"d":"R 6,495.00"},{"v":6495,"d":"R 6,495.00"},{"v":14758.5,"d":"R 14,758.50"},{"v":14758.5,"d":"R 14,758.50"},{"v":21253.5,"d":"R 21,253.50"},{"v":21253.5,"d":"R 21,253.50"},{"v":24499.5,"d":"R 24,499.50"},{"v":24499.5,"d":"R 24,499.50"}]
[null,0,14,1076,"12 OSP.HC 1020",{"v":3246,"d":"R 3,246.00"},{"v":6495,"d":"R 6,495.00"},{"v":6495,"d":"R 6,495.00"},{"v":14758.5,"d":"R 14,758.50"},{"v":14758.5,"d":"R 14,758.50"},{"v":21253.5,"d":"R 21,253.50"},{"v":21253.5,"d":"R 21,253.50"},{"v":24499.5,"d":"R 24,499.50"},{"v":24499.5,"d":"R 24,499.50"}]
[null,0,15,1166,"13 OSP.HC 1105",{"v":3246,"d":"R 3,246.00"},{"v":6495,"d":"R 6,495.00"},{"v":6495,"d":"R 6,495.00"},{"v":14758.5,"d":"R 14,758.50"},{"v":14758.5,"d":"R 14,758.50"},{"v":21253.5,"d":"R 21,253.50"},{"v":21253.5,"d":"R 21,253.50"},{"v":24499.5,"d":"R 24,499.50"},{"v":24499.5,"d":"R 24,499.50"}]
[null,0,16,1256,"14 OSP.HC 1190",{"v":3246,"d":"R 3,246.00"},{"v":6495,"d":"R 6,495.00"},{"v":6495,"d":"R 6,495.00"},{"v":14758.5,"d":"R 14,758.50"},{"v":14758.5,"d":"R 14,758.50"},{"v":21253.5,"d":"R 21,253.50"},{"v":21253.5,"d":"R 21,253.50"},{"v":24499.5,"d":"R 24,499.50"},{"v":24499.5,"d":"R 24,499.50"}]
[null,0,17,1345,"15 OSP.HC 1275",{"v":3246,"d":"R 3,246.00"},{"v":6495,"d":"R 6,495.00"},{"v":6495,"d":"R 6,495.00"},{"v":14758.5,"d":"R 14,758.50"},{"v":14758.5,"d":"R 14,758.50"},{"v":21253.5,"d":"R 21,253.50"},{"v":21253.5,"d":"R 21,253.50"},{"v":24499.5,"d":"R 24,499.50"},{"v":24499.5,"d":"R 24,499.50"}]
[null,0,18,1435,"16 OSP.HC 1360",{"v":3246,"d":"R 3,246.00"},{"v":6495,"d":"R 6,495.00"},{"v":6495,"d":"R 6,495.00"},{"v":14758.5,"d":"R 14,758.50"},{"v":14758.5,"d":"R 14,758.50"},{"v":21253.5,"d":"R 21,253.50"},{"v":21253.5,"d":"R 21,253.50"},{"v":24499.5,"d":"R 24,499.50"},{"v":24499.5,"d":"R 24,499.50"}]
[null,0,19,1525,"17 OSP.HC 1445",{"v":3246,"d":"R 3,246.00"},{"v":6495,"d":"R 6,495.00"},{"v":6495,"d":"R 6,495.00"},{"v":14758.5,"d":"R 14,758.50"},{"v":14758.5,"d":"R 14,758.50"},{"v":21253.5,"d":"R 21,253.50"},{"v":21253.5,"d":"R 21,253.50"},{"v":24499.5,"d":"R 24,499.50"},{"v":24499.5,"d":"R 24,499.50"}]
[null,0,20,1693,"16 OSP.HC 1680",{"v":3246,"d":"R 3,246.00"},{"v":6495,"d":"R 6,495.00"},{"v":6495,"d":"R 6,495.00"},{"v":14758.5,"d":"R 14,758.50"},{"v":14758.5,"d":"R 14,758.50"},{"v":21253.5,"d":"R 21,253.50"},{"v":21253.5,"d":"R 21,253.50"},{"v":24499.5,"d":"R 24,499.50"},{"v":24499.5,"d":"R 24,499.50"}]
[null,0,21,1799,"17 OSP.HC 1785",{"v":3246,"d":"R 3,246.00"},{"v":6495,"d":"R 6,495.00"},{"v":6495,"d":"R 6,495.00"},{"v":14758.5,"d":"R 14,758.50"},{"v":14758.5,"d":"R 14,758.50"},{"v":21253.5,"d":"R 21,253.50"},{"v":21253.5,"d":"R 21,253.50"},{"v":24499.5,"d":"R 24,499.50"},{"v":24499.5,"d":"R 24,499.50"}]
[null,0,22,1904,"18 OSP.HC 1890",{"v":3246,"d":"R 3,246.00"},{"v":6495,"d":"R 6,495.00"},{"v":6495,"d":"R 6,495.00"},{"v":14758.5,"d":"R 14,758.50"},{"v":14758.5,"d":"R 14,758.50"},{"v":21253.5,"d":"R 21,253.50"},{"v":21253.5,"d":"R 21,253.50"},{"v":24499.5,"d":"R 24,499.50"},{"v":24499.5,"d":"R 24,499.50"}]
[null,0,23,2166,"20 OSP.HC 2100",{"v":3246,"d":"R 3,246.00"},{"v":6495,"d":"R 6,495.00"},{"v":6495,"d":"R 6,495.00"},{"v":14758.5,"d":"R 14,758.50"},{"v":14758.5,"d":"R 14,758.50"},{"v":21253.5,"d":"R 21,253.50"},{"v":21253.5,"d":"R 21,253.50"},{"v":24499.5,"d":"R 24,499.50"},{"v":24499.5,"d":"R 24,499.50"}]
[null,0,24,2539,"24 OSP.HC 2520",{"v":3246,"d":"R 3,246.00"},{"v":6495,"d":"R 6,495.00"},{"v":6495,"d":"R 6,495.00"},{"v":14758.5,"d":"R 14,758.50"},{"v":14758.5,"d":"R 14,758.50"},{"v":21253.5,"d":"R 21,253.50"},{"v":21253.5,"d":"R 21,253.50"},{"v":24499.5,"d":"R 24,499.50"},{"v":24499.5,"d":"R 24,499.50"}]
[null,null,"Item","Ah Capacity","Cell Model No.","Decommissioning Only","Erection Only",null,"Commissioning Only",null,"Erection & Commissioning Only",null,"Decommissioning, Erection & Commissioning"]
[{"$nulls":5},"Wet Charged","Dry Charged","Wet Charged","Dry Charged","Wet Charged","Dry Charged","Wet Charged","Dry Charged","Wet Charged"]
[null,null,"104 Cell, 220V Battery Banks"]
[null,0,1,125,"3 OSP.HC 105",{"v":3936,"d":"R 3,936.00"},{"v":7870,"d":"R 7,870.00"},{"v":7870,"d":"R 7,870.00"},{"v":15744,"d":"R 15,744.00"},{"v":15744,"d":"R 15,744.00"},{"v":23614,"d":"R 23,614.00"},{"v":23614,"d":"R 23,614.00"},{"v":27550,"d":"R 27,550.00"},{"v":27550,"d":"R 27,550.00"}]
[null,0,2,167,"4 OSP.HC 140",{"v":3936,"d":"R 3,936.00"},{"v":7870,"d":"R 7,870.00"},{"v":7870,"d":"R 7,870.00"},{"v":15744,"d":"R 15,744.00"},{"v":15744,"d":"R 15,744.00"},{"v":23614,"d":"R 23,614.00"},{"v":23614,"d":"R 23,614.00"},{"v":27550,"d":"R 27,550.00"},{"v":27550,"d":"R 27,550.00"}]
[null,0,3,209,"5 OSP.HC 175",{"v":3936,"d":"R 3,936.00"},{"v":7870,"d":"R 7,870.00"},{"v":7870,"d":"R 7,870.00"},{"v":15744,"d":"R 15,744.00"},{"v":15744,"d":"R 15,744.00"},{"v":23614,"d":"R 23,614.00"},{"v":23614,"d":"R 23,614.00"},{"v":27550,"d":"R 27,550.00"},{"v":27550,"d":"R 27,550.00"}]
[null,0,4,250,"6 OSP.HC 210",{"v":3936,"d":"R 3,936.00"},{"v":7870,"d":"R 7,870.00"},{"v":7870,"d":"R 7,870.00"},{"v":15744,"d":"R 15,744.00"},{"v":15744,"d":"R 15,744.00"},{"v":23614,"d":"R 23,614.00"},{"v":23614,"d":"R 23,614.00"},{"v":27550,"d":"R 27,550.00"},{"v":27550,"d":"R 27,550.00"}]
[null,0,5,334,"8 OSP.HC 280",{"v":3936,"d":"R 3,936.00"},{"v":7870,"d":"R 7,870.00"},{"v":7870,"d":"R 7,870.00"},{"v":15744,"d":"R 15,744.00"},{"v":15744,"d":"R 15,744.00"},{"v":23614,"d":"R 23,614.00"},{"v":23614,"d":"R 23,614.00"},{"v":27550,"d":"R 27,550.00"},{"v":27550,"d":"R 27,550.00"}]
[null,0,6,361,"9 OSP.HC 315",{"v":3936,"d":"R 3,936.00"},{"v":7870,"d":"R 7,870.00"},{"v":7870,"d":"R 7,870.00"},{"v":15744,"d":"R 15,744.00"},{"v":15744,"d":"R 15,744.00"},{"v":23614,"d":"R 23,614.00"},{"v":23614,"d":"R 23,614.00"},{"v":27550,"d":"R 27,550.00"},{"v":27550,"d":"R 27,550.00"}]
[null,0,7,401,"10 OSP.HC 350",{"v":3936,"d":"R 3,936.00"},{"v":7870,"d":"R 7,870.00"},{"v":7870,"d":"R 7,870.00"},{"v":15744,"d":"R 15,744.00"},{"v":15744,"d":"R 15,744.00"},{"v":23614,"d":"R 23,614.00"},{"v":23614,"d":"R 23,614.00"},{"v":27550,"d":"R 27,550.00"},{"v":27550,"d":"R 27,550.00"}]
[null,0,8,448,"5 OSP.HC 425",{"v":3936,"d":"R 3,936.00"},{"v":7870,"d":"R 7,870.00"},{"v":7870,"d":"R 7,870.00"},{"v":15744,"d":"R 15,744.00"},{"v":15744,"d":"R 15,744.00"},{"v":23614,"d":"R 23,614.00"},{"v":23614,"d":"R 23,614.00"},{"v":27550,"d":"R 27,550.00"},{"v":27550,"d":"R 27,550.00"}]
[null,0,9,538,"6 OSP.HC 510",{"v":3936,"d":"R 3,936.00"},{"v":7870,"d":"R 7,870.00"},{"v":7870,"d":"R 7,870.00"},{"v":15744,"d":"R 15,744.00"},{"v":15744,"d":"R 15,744.00"},{"v":23614,"d":"R 23,614.00"},{"v":23614,"d":"R 23,614.00"},{"v":27550,"d":"R 27,550.00"},{"v":27550,"d":"R 27,550.00"}]
[null,0,10,628,"7 OSP.HC 595",{"v":3936,"d":"R 3,936.00"},{"v":7870,"d":"R 7,870.00"},{"v":7870,"d":"R 7,870.00"},{"v":15744,"d":"R 15,744.00"},{"v":15744,"d":"R 15,744.00"},{"v":23614,"d":"R 23,614.00"},{"v":23614,"d":"R 23,614.00"},{"v":27550,"d":"R 27,550.00"},{"v":27550,"d":"R 27,550.00"}]
[null,0,11,718,"8 OSP.HC 680",{"v":4328,"d":"R 4,328.00"},{"v":8660,"d":"R 8,660.00"},{"v":8660,"d":"R 8,660.00"},{"v":19678,"d":"R 19,678.00"},{"v":19678,"d":"R 19,678.00"},{"v":28338,"d":"R 28,338.00"},{"v":28338,"d":"R 28,338.00"},{"v":32666,"d":"R 32,666.00"},{"v":32666,"d":"R 32,666.00"}]
[null,0,12,807,"9 OSP.HC 765",{"v":4328,"d":"R 4,328.00"},{"v":8660,"d":"R 8,660.00"},{"v":8660,"d":"R 8,660.00"},{"v":19678,"d":"R 19,678.00"},{"v":19678,"d":"R 19,678.00"},{"v":28338,"d":"R 28,338.00"},{"v":28338,"d":"R 28,338.00"},{"v":32666,"d":"R 32,666.00"},{"v":32666,"d":"R 32,666.00"}]
[null,0,13,897,"10 OSP.HC 850",{"v":4328,"d":"R 4,328.00"},{"v":8660,"d":"R 8,660.00"},{"v":8660,"d":"R 8,660.00"},{"v":19678,"d":"R 19,678.00"},{"v":19678,"d":"R 19,678.00"},{"v":28338,"d":"R 28,338.00"},{"v":28338,"d":"R 28,338.00"},{"v":32666,"d":"R 32,666.00"},{"v":32666,"d":"R 32,666.00"}]
[null,0,14,1076,"12 OSP.HC 1020",{"v":4328,"d":"R 4,328.00"},{"v":8660,"d":"R 8,660.00"},{"v":8660,"d":"R 8,660.00"},{"v":19678,"d":"R 19,678.00"},{"v":19678,"d":"R 19,678.00"},{"v":28338,"d":"R 28,338.00"},{"v":28338,"d":"R 28,338.00"},{"v":32666,"d":"R 32,666.00"},{"v":32666,"d":"R 32,666.00"}]
[null,0,15,1166,"13 OSP.HC 1105",{"v":4328,"d":"R 4,328.00"},{"v":8660,"d":"R 8,660.00"},{"v":8660,"d":"R 8,660.00"},{"v":19678,"d":"R 19,678.00"},{"v":19678,"d":"R 19,678.00"},{"v":28338,"d":"R 28,338.00"},{"v":28338,"d":"R 28,338.00"},{"v":32666,"d":"R 32,666.00"},{"v":32666,"d":"R 32,666.00"}]
[null,0,16,1256,"14 OSP.HC 1190",{"v":4328,"d":"R 4,328.00"},{"v":8660,"d":"R 8,660.00"},{"v":8660,"d":"R 8,660.00"},{"v":19678,"d":"R 19,678.00"},{"v":19678,"d":"R 19,678.00"},{"v":28338,"d":"R 28,338.00"},{"v":28338,"d":"R 28,338.00"},{"v":32666,"d":"R 32,666.00"},{"v":32666,"d":"R 32,666.00"}]
[null,0,17,1345,"15 OSP.HC 1275",{"v":4328,"d":"R 4,328.00"},{"v":8660,"d":"R 8,660.00"},{"v":8660,"d":"R 8,660.00"},{"v":19678,"d":"R 19,678.00"},{"v":19678,"d":"R 19,678.00"},{"v":28338,"d":"R 28,338.00"},{"v":28338,"d":"R 28,338.00"},{"v":32666,"d":"R 32,666.00"},{"v":32666,"d":"R 32,666.00"}]
[null,0,18,1435,"16 OSP.HC 1360",{"v":4328,"d":"R 4,328.00"},{"v":8660,"d":"R 8,660.00"},{"v":8660,"d":"R 8,660.00"},{"v":19678,"d":"R 19,678.00"},{"v":19678,"d":"R 19,678.00"},{"v":28338,"d":"R 28,338.00"},{"v":28338,"d":"R 28,338.00"},{"v":32666,"d":"R 32,666.00"},{"v":32666,"d":"R 32,666.00"}]
[null,0,19,1525,"17 OSP.HC 1445",{"v":4328,"d":"R 4,328.00"},{"v":8660,"d":"R 8,660.00"},{"v":8660,"d":"R 8,660.00"},{"v":19678,"d":"R 19,678.00"},{"v":19678,"d":"R 19,678.00"},{"v":28338,"d":"R 28,338.00"},{"v":28338,"d":"R 28,338.00"},{"v":32666,"d":"R 32,666.00"},{"v":32666,"d":"R 32,666.00"}]
[null,0,20,1693,"16 OSP.HC 1680",{"v":4328,"d":"R 4,328.00"},{"v":8660,"d":"R 8,660.00"},{"v":8660,"d":"R 8,660.00"},{"v":19678,"d":"R 19,678.00"},{"v":19678,"d":"R 19,678.00"},{"v":28338,"d":"R 28,338.00"},{"v":28338,"d":"R 28,338.00"},{"v":32666,"d":"R 32,666.00"},{"v":32666,"d":"R 32,666.00"}]
[null,0,21,1799,"17 OSP.HC 1785",{"v":4328,"d":"R 4,328.00"},{"v":8660,"d":"R 8,660.00"},{"v":8660,"d":"R 8,660.00"},{"v":19678,"d":"R 19,678.00"},{"v":19678,"d":"R 19,678.00"},{"v":28338,"d":"R 28,338.00"},{"v":28338,"d":"R 28,338.00"},{"v":32666,"d":"R 32,666.00"},{"v":32666,"d":"R 32,666.00"}]
[null,0,22,1904,"18 OSP.HC 1890",{"v":4328,"d":"R 4,328.00"},{"v":8660,"d":"R 8,660.00"},{"v":8660,"d":"R 8,660.00"},{"v":19678,"d":"R 19,678.00"},{"v":19678,"d":"R 19,678.00"},{"v":28338,"d":"R 28,338.00"},{"v":28338,"d":"R 28,338.00"},{"v":32666,"d":"R 32,666.00"},{"v":32666,"d":"R 32,666.00"}]
[null,0,23,2166,"20 OSP.HC 2100",{"v":4328,"d":"R 4,328.00"},{"v":8660,"d":"R 8,660.00"},{"v":8660,"d":"R 8,660.00"},{"v":19678,"d":"R 19,678.00"},{"v":19678,"d":"R 19,678.00"},{"v":28338,"d":"R 28,338.00"},{"v":28338,"d":"R 28,338.00"},{"v":32666,"d":"R 32,666.00"},{"v":32666,"d":"R 32,666.00"}]
[null,0,24,2539,"24 OSP.HC 2520",{"v":4328,"d":"R 4,328.00"},{"v":8660,"d":"R 8,660.00"},{"v":8660,"d":"R 8,660.00"},{"v":19678,"d":"R 19,678.00"},{"v":19678,"d":"R 19,678.00"},{"v":28338,"d":"R 28,338.00"},{"v":28338,"d":"R 28,338.00"},{"v":32666,"d":"R 32,666.00"},{"v":32666,"d":"R 32,666.00"}]
[]
[null,null,"DECOMMISSIONING, ERECTION & COMMISSIONING - ACCOMMODATION & SUBSISTENCE COSTS for FLAT PLATE CELLS"]
[null,null,"Item","Ah Capacity","Cell Model No.","Decommissioning Only","Erection Only",null,"Commissioning Only",null,"Erection & Commissioning Only",null,"Decommissioning, Erection & Commissioning"]
[{"$nulls":5},"Wet Charged","Dry Charged","Wet Charged","Dry Charged","Wet Charged","Dry Charged","Wet Charged","Dry Charged","Wet Charged"]
[null,null,"24 – 25 Cell, 50V Battery Banks"]
[null,0,1,125,"3 OSP.HC 105",{"v":2400,"d":"R 2,400.00"},{"v":2400,"d":"R 2,400.00"},{"v":2400,"d":"R 2,400.00"},{"v":16800,"d":"R 16,800.00"},"See Note 2)",{"v":19200,"d":"R 19,200.00"},{"v":2400,"d":"R 2,400.00"},{"v":21600,"d":"R 21,600.00"},{"v":4800,"d":"R 4,800.00"}]
[null,0,2,167,"4 OSP.HC 140",{"v":2400,"d":"R 2,400.00"},{"v":2400,"d":"R 2,400.00"},{"v":2400,"d":"R 2,400.00"},{"v":16800,"d":"R 16,800.00"},"See Note 2)",{"v":19200,"d":"R 19,200.00"},{"v":2400,"d":"R 2,400.00"},{"v":21600,"d":"R 21,600.00"},{"v":4800,"d":"R 4,800.00"}]
[null,0,3,209,"5 OSP.HC 175",{"v":2400,"d":"R 2,400.00"},{"v":2400,"d":"R 2,400.00"},{"v":2400,"d":"R 2,400.00"},{"v":16800,"d":"R 16,800.00"},"See Note 2)",{"v":19200,"d":"R 19,200.00"},{"v":2400,"d":"R 2,400.00"},{"v":21600,"d":"R 21,600.00"},{"v":4800,"d":"R 4,800.00"}]
[null,0,4,250,"6 OSP.HC 210",{"v":2400,"d":"R 2,400.00"},{"v":2400,"d":"R 2,400.00"},{"v":2400,"d":"R 2,400.00"},{"v":16800,"d":"R 16,800.00"},"See Note 2)",{"v":19200,"d":"R 19,200.00"},{"v":2400,"d":"R 2,400.00"},{"v":21600,"d":"R 21,600.00"},{"v":4800,"d":"R 4,800.00"}]
[null,0,5,334,"8 OSP.HC 280",{"v":2400,"d":"R 2,400.00"},{"v":2400,"d":"R 2,400.00"},{"v":2400,"d":"R 2,400.00"},{"v":16800,"d":"R 16,800.00"},"See Note 2)",{"v":19200,"d":"R 19,200.00"},{"v":2400,"d":"R 2,400.00"},{"v":21600,"d":"R 21,600.00"},{"v":4800,"d":"R 4,800.00"}]
[null,0,6,361,"9 OSP.HC 315",{"v":2400,"d":"R 2,400.00"},{"v":2400,"d":"R 2,400.00"},{"v":2400,"d":"R 2,400.00"},{"v":16800,"d":"R 16,800.00"},"See Note 2)",{"v":19200,"d":"R 19,200.00"},{"v":2400,"d":"R 2,400.00"},{"v":21600,"d":"R 21,600.00"},{"v":4800,"d":"R 4,800.00"}]
[null,0,7,401,"10 OSP.HC 350",{"v":2400,"d":"R 2,400.00"},{"v":2400,"d":"R 2,400.00"},{"v":2400,"d":"R 2,400.00"},{"v":16800,"d":"R 16,800.00"},"See Note 2)",{"v":19200,"d":"R 19,200.00"},{"v":2400,"d":"R 2,400.00"},{"v":21600,"d":"R 21,600.00"},{"v":4800,"d":"R 4,800.00"}]
[null,0,8,448,"5 OSP.HC 425",{"v":2400,"d":"R 2,400.00"},{"v":2400,"d":"R 2,400.00"},{"v":2400,"d":"R 2,400.00"},{"v":16800,"d":"R 16,800.00"},"See Note 2)",{"v":19200,"d":"R 19,200.00"},{"v":2400,"d":"R 2,400.00"},{"v":21600,"d":"R 21,600.00"},{"v":4800,"d":"R 4,800.00"}]
[null,0,9,538,"6 OSP.HC 510",{"v":2400,"d":"R 2,400.00"},{"v":2400,"d":"R 2,400.00"},{"v":2400,"d":"R 2,400.00"},{"v":16800,"d":"R 16,800.00"},"See Note 2)",{"v":19200,"d":"R 19,200.00"},{"v":2400,"d":"R 2,400.00"},{"v":21600,"d":"R 21,600.00"},{"v":4800,"d":"R 4,800.00"}]
[null,0,10,628,"7 OSP.HC 595",{"v":2400,"d":"R 2,400.00"},{"v":2400,"d":"R 2,400.00"},{"v":2400,"d":"R 2,400.00"},{"v":16800,"d":"R 16,800.00"},"See Note 2)",{"v":19200,"d":"R 19,200.00"},{"v":2400,"d":"R 2,400.00"},{"v":21600,"d":"R 21,600.00"},{"v":4800,"d":"R 4,800.00"}]
[null,0,11,718,"8 OSP.HC 680",{"v":4800,"d":"R 4,800.00"},{"v":4800,"d":"R 4,800.00"},{"v":4800,"d":"R 4,800.00"},{"v":16800,"d":"R 16,800.00"},"See Note 2)",{"v":21600,"d":"R 21,600.00"},{"v":4800,"d":"R 4,800.00"},{"v":26400,"d":"R 26,400.00"},{"v":9600,"d":"R 9,600.00"}]
[null,0,12,807,"9 OSP.HC 765",{"v":4800,"d":"R 4,800.00"},{"v":4800,"d":"R 4,800.00"},{"v":4800,"d":"R 4,800.00"},{"v":16800,"d":"R 16,800.00"},"See Note 2)",{"v":21600,"d":"R 21,600.00"},{"v":4800,"d":"R 4,800.00"},{"v":26400,"d":"R 26,400.00"},{"v":9600,"d":"R 9,600.00"}]
[null,0,13,897,"10 OSP.HC 850",{"v":4800,"d":"R 4,800.00"},{"v":4800,"d":"R 4,800.00"},{"v":4800,"d":"R 4,800.00"},{"v":16800,"d":"R 16,800.00"},"See Note 2)",{"v":21600,"d":"R 21,600.00"},{"v":4800,"d":"R 4,800.00"},{"v":26400,"d":"R 26,400.00"},{"v":9600,"d":"R 9,600.00"}]
[null,0,14,1076,"12 OSP.HC 1020",{"v":4800,"d":"R 4,800.00"},{"v":4800,"d":"R 4,800.00"},{"v":4800,"d":"R 4,800.00"},{"v":16800,"d":"R 16,800.00"},"See Note 2)",{"v":21600,"d":"R 21,600.00"},{"v":4800,"d":"R 4,800.00"},{"v":26400,"d":"R 26,400.00"},{"v":9600,"d":"R 9,600.00"}]
[null,0,15,1166,"13 OSP.HC 1105",{"v":4800,"d":"R 4,800.00"},{"v":4800,"d":"R 4,800.00"},{"v":4800,"d":"R 4,800.00"},{"v":16800,"d":"R 16,800.00"},"See Note 2)",{"v":21600,"d":"R 21,600.00"},{"v":4800,"d":"R 4,800.00"},{"v":26400,"d":"R 26,400.00"},{"v":9600,"d":"R 9,600.00"}]
[null,0,16,1256,"14 OSP.HC 1190",{"v":4800,"d":"R 4,800.00"},{"v":4800,"d":"R 4,800.00"},{"v":4800,"d":"R 4,800.00"},{"v":16800,"d":"R 16,800.00"},"See Note 2)",{"v":21600,"d":"R 21,600.00"},{"v":4800,"d":"R 4,800.00"},{"v":26400,"d":"R 26,400.00"},{"v":9600,"d":"R 9,600.00"}]
[null,0,17,1345,"15 OSP.HC 1275",{"v":4800,"d":"R 4,800.00"},{"v":4800,"d":"R 4,800.00"},{"v":4800,"d":"R 4,800.00"},{"v":16800,"d":"R 16,800.00"},"See Note 2)",{"v":21600,"d":"R 21,600.00"},{"v":4800,"d":"R 4,800.00"},{"v":26400,"d":"R 26,400.00"},{"v":9600,"d":"R 9,600.00"}]
[null,0,18,1435,"16 OSP.HC 1360",{"v":4800,"d":"R 4,800.00"},{"v":4800,"d":"R 4,800.00"},{"v":4800,"d":"R 4,800.00"},{"v":16800,"d":"R 16,800.00"},"See Note 2)",{"v":21600,"d":"R 21,600.00"},{"v":4800,"d":"R 4,800.00"},{"v":26400,"d":"R 26,400.00"},{"v":9600,"d":"R 9,600.00"}]
[null,0,19,1525,"17 OSP.HC 1445",{"v":4800,"d":"R 4,800.00"},{"v":7200,"d":"R 7,200.00"},{"v":7200,"d":"R 7,200.00"},{"v":16800,"d":"R 16,800.00"},"See Note 2)",{"v":24000,"d":"R 24,000.00"},{"v":7200,"d":"R 7,200.00"},{"v":28800,"d":"R 28,800.00"},{"v":12000,"d":"R 12,000.00"}]
[null,0,20,1693,"16 OSP.HC 1680",{"v":4800,"d":"R 4,800.00"},{"v":7200,"d":"R 7,200.00"},{"v":7200,"d":"R 7,200.00"},{"v":16800,"d":"R 16,800.00"},"See Note 2)",{"v":24000,"d":"R 24,000.00"},{"v":7200,"d":"R 7,200.00"},{"v":28800,"d":"R 28,800.00"},{"v":12000,"d":"R 12,000.00"}]
[null,0,21,1799,"17 OSP.HC 1785",{"v":4800,"d":"R 4,800.00"},{"v":7200,"d":"R 7,200.00"},{"v":7200,"d":"R 7,200.00"},{"v":16800,"d":"R 16,800.00"},"See Note 2)",{"v":24000,"d":"R 24,000.00"},{"v":7200,"d":"R 7,200.00"},{"v":28800,"d":"R 28,800.00"},{"v":12000,"d":"R 12,000.00"}]
[null,0,22,1904,"18 OSP.HC 1890",{"v":4800,"d":"R 4,800.00"},{"v":7200,"d":"R 7,200.00"},{"v":7200,"d":"R 7,200.00"},{"v":16800,"d":"R 16,800.00"},"See Note 2)",{"v":24000,"d":"R 24,000.00"},{"v":7200,"d":"R 7,200.00"},{"v":28800,"d":"R 28,800.00"},{"v":12000,"d":"R 12,000.00"}]
[null,0,23,2166,"20 OSP.HC 2100",{"v":4800,"d":"R 4,800.00"},{"v":7200,"d":"R 7,200.00"},{"v":7200,"d":"R 7,200.00"},{"v":16800,"d":"R 16,800.00"},"See Note 2)",{"v":24000,"d":"R 24,000.00"},{"v":7200,"d":"R 7,200.00"},{"v":28800,"d":"R 28,800.00"},{"v":12000,"d":"R 12,000.00"}]
[null,0,24,2539,"24 OSP.HC 2520",{"v":4800,"d":"R 4,800.00"},{"v":7200,"d":"R 7,200.00"},{"v":7200,"d":"R 7,200.00"},{"v":16800,"d":"R 16,800.00"},"See Note 2)",{"v":24000,"d":"R 24,000.00"},{"v":7200,"d":"R 7,200.00"},{"v":28800,"d":"R 28,800.00"},{"v":12000,"d":"R 12,000.00"}]
[null,null,"Item","Ah Capacity","Cell Model No.","Decommissioning Only","Erection Only",null,"Commissioning Only",null,"Erection & Commissioning Only",null,"Decommissioning, Erection & Commissioning"]
[{"$nulls":5},"Wet Charged","Dry Charged","Wet Charged","Dry Charged","Wet Charged","Dry Charged","Wet Charged","Dry Charged","Wet Charged"]
[null,null,"52 Cell, 110V Battery Banks"]
[null,0,1,125,"3 OSP.HC 105",{"v":2400,"d":"R 2,400.00"},{"v":2400,"d":"R 2,400.00"},{"v":2400,"d":"R 2,400.00"},{"v":16800,"d":"R 16,800.00"},"See Note 2)",{"v":19200,"d":"R 19,200.00"},{"v":2400,"d":"R 2,400.00"},{"v":21600,"d":"R 21,600.00"},{"v":4800,"d":"R 4,800.00"}]
[null,0,2,167,"4 OSP.HC 140",{"v":2400,"d":"R 2,400.00"},{"v":2400,"d":"R 2,400.00"},{"v":2400,"d":"R 2,400.00"},{"v":16800,"d":"R 16,800.00"},"See Note 2)",{"v":19200,"d":"R 19,200.00"},{"v":2400,"d":"R 2,400.00"},{"v":21600,"d":"R 21,600.00"},{"v":4800,"d":"R 4,800.00"}]
[null,0,3,209,"5 OSP.HC 175",{"v":2400,"d":"R 2,400.00"},{"v":2400,"d":"R 2,400.00"},{"v":2400,"d":"R 2,400.00"},{"v":16800,"d":"R 16,800.00"},"See Note 2)",{"v":19200,"d":"R 19,200.00"},{"v":2400,"d":"R 2,400.00"},{"v":21600,"d":"R 21,600.00"},{"v":4800,"d":"R 4,800.00"}]
[null,0,4,250,"6 OSP.HC 210",{"v":2400,"d":"R 2,400.00"},{"v":2400,"d":"R 2,400.00"},{"v":2400,"d":"R 2,400.00"},{"v":16800,"d":"R 16,800.00"},"See Note 2)",{"v":19200,"d":"R 19,200.00"},{"v":2400,"d":"R 2,400.00"},{"v":21600,"d":"R 21,600.00"},{"v":4800,"d":"R 4,800.00"}]
[null,0,5,334,"8 OSP.HC 280",{"v":2400,"d":"R 2,400.00"},{"v":2400,"d":"R 2,400.00"},{"v":2400,"d":"R 2,400.00"},{"v":16800,"d":"R 16,800.00"},"See Note 2)",{"v":19200,"d":"R 19,200.00"},{"v":2400,"d":"R 2,400.00"},{"v":21600,"d":"R 21,600.00"},{"v":4800,"d":"R 4,800.00"}]
[null,0,6,361,"9 OSP.HC 315",{"v":2400,"d":"R 2,400.00"},{"v":2400,"d":"R 2,400.00"},{"v":2400,"d":"R 2,400.00"},{"v":16800,"d":"R 16,800.00"},"See Note 2)",{"v":19200,"d":"R 19,200.00"},{"v":2400,"d":"R 2,400.00"},{"v":21600,"d":"R 21,600.00"},{"v":4800,"d":"R 4,800.00"}]
[null,0,7,401,"10 OSP.HC 350",{"v":2400,"d":"R 2,400.00"},{"v":2400,"d":"R 2,400.00"},{"v":2400,"d":"R 2,400.00"},{"v":16800,"d":"R 16,800.00"},"See Note 2)",{"v":19200,"d":"R 19,200.00"},{"v":2400,"d":"R 2,400.00"},{"v":21600,"d":"R 21,600.00"},{"v":4800,"d":"R 4,800.00"}]
[null,0,8,448,"5 OSP.HC 425",{"v":2400,"d":"R 2,400.00"},{"v":2400,"d":"R 2,400.00"},{"v":2400,"d":"R 2,400.00"},{"v":16800,"d":"R 16,800.00"},"See Note 2)",{"v":19200,"d":"R 19,200.00"},{"v":2400,"d":"R 2,400.00"},{"v":21600,"d":"R 21,600.00"},{"v":4800,"d":"R 4,800.00"}]
[null,0,9,538,"6 OSP.HC 510",{"v":2400,"d":"R 2,400.00"},{"v":2400,"d":"R 2,400.00"},{"v":2400,"d":"R 2,400.00"},{"v":16800,"d":"R 16,800.00"},"See Note 2)",{"v":19200,"d":"R 19,200.00"},{"v":2400,"d":"R 2,400.00"},{"v":21600,"d":"R 21,600.00"},{"v":4800,"d":"R 4,800.00"}]
[null,0,10,628,"7 OSP.HC 595",{"v":2400,"d":"R 2,400.00"},{"v":2400,"d":"R 2,400.00"},{"v":2400,"d":"R 2,400.00"},{"v":16800,"d":"R 16,800.00"},"See Note 2)",{"v":19200,"d":"R 19,200.00"},{"v":2400,"d":"R 2,400.00"},{"v":21600,"d":"R 21,600.00"},{"v":4800,"d":"R 4,800.00"}]
[null,0,11,718,"8 OSP.HC 680",{"v":4800,"d":"R 4,800.00"},{"v":4800,"d":"R 4,800.00"},{"v":4800,"d":"R 4,800.00"},{"v":16800,"d":"R 16,800.00"},"See Note 2)",{"v":21600,"d":"R 21,600.00"},{"v":4800,"d":"R 4,800.00"},{"v":26400,"d":"R 26,400.00"},{"v":9600,"d":"R 9,600.00"}]
[null,0,12,807,"9 OSP.HC 765",{"v":4800,"d":"R 4,800.00"},{"v":4800,"d":"R 4,800.00"},{"v":4800,"d":"R 4,800.00"},{"v":16800,"d":"R 16,800.00"},"See Note 2)",{"v":21600,"d":"R 21,600.00"},{"v":4800,"d":"R 4,800.00"},{"v":26400,"d":"R 26,400.00"},{"v":9600,"d":"R 9,600.00"}]
[null,0,13,897,"10 OSP.HC 850",{"v":4800,"d":"R 4,800.00"},{"v":4800,"d":"R 4,800.00"},{"v":4800,"d":"R 4,800.00"},{"v":16800,"d":"R 16,800.00"},"See Note 2)",{"v":21600,"d":"R 21,600.00"},{"v":4800,"d":"R 4,800.00"},{"v":26400,"d":"R 26,400.00"},{"v":9600,"d":"R 9,600.00"}]
[null,0,14,1076,"12 OSP.HC 1020",{"v":4800,"d":"R 4,800.00"},{"v":4800,"d":"R 4,800.00"},{"v":4800,"d":"R 4,800.00"},{"v":16800,"d":"R 16,800.00"},"See Note 2)",{"v":21600,"d":"R 21,600.00"},{"v":4800,"d":"R 4,800.00"},{"v":26400,"d":"R 26,400.00"},{"v":9600,"d":"R 9,600.00"}]
[null,0,15,1166,"13 OSP.HC 1105",{"v":4800,"d":"R 4,800.00"},{"v":4800,"d":"R 4,800.00"},{"v":4800,"d":"R 4,800.00"},{"v":16800,"d":"R 16,800.00"},"See Note 2)",{"v":21600,"d":"R 21,600.00"},{"v":4800,"d":"R 4,800.00"},{"v":26400,"d":"R 26,400.00"},{"v":9600,"d":"R 9,600.00"}]
[null,0,16,1256,"14 OSP.HC 1190",{"v":4800,"d":"R 4,800.00"},{"v":4800,"d":"R 4,800.00"},{"v":4800,"d":"R 4,800.00"},{"v":16800,"d":"R 16,800.00"},"See Note 2)",{"v":21600,"d":"R 21,600.00"},{"v":4800,"d":"R 4,800.00"},{"v":26400,"d":"R 26,400.00"},{"v":9600,"d":"R 9,600.00"}]
[null,0,17,1345,"15 OSP.HC 1275",{"v":4800,"d":"R 4,800.00"},{"v":4800,"d":"R 4,800.00"},{"v":4800,"d":"R 4,800.00"},{"v":16800,"d":"R 16,800.00"},"See Note 2)",{"v":21600,"d":"R 21,600.00"},{"v":4800,"d":"R 4,800.00"},{"v":26400,"d":"R 26,400.00"},{"v":9600,"d":"R 9,600.00"}]
[null,0,18,1435,"16 OSP.HC 1360",{"v":4800,"d":"R 4,800.00"},{"v":4800,"d":"R 4,800.00"},{"v":4800,"d":"R 4,800.00"},{"v":16800,"d":"R 16,800.00"},"See Note 2)",{"v":21600,"d":"R 21,600.00"},{"v":4800,"d":"R 4,800.00"},{"v":26400,"d":"R 26,400.00"},{"v":9600,"d":"R 9,600.00"}]
[null,0,19,1525,"17 OSP.HC 1445",{"v":4800,"d":"R 4,800.00"},{"v":7200,"d":"R 7,200.00"},{"v":7200,"d":"R 7,200.00"},{"v":16800,"d":"R 16,800.00"},"See Note 2)",{"v":24000,"d":"R 24,000.00"},{"v":7200,"d":"R 7,200.00"},{"v":28800,"d":"R 28,800.00"},{"v":12000,"d":"R 12,000.00"}]
[null,0,20,1693,"16 OSP.HC 1680",{"v":4800,"d":"R 4,800.00"},{"v":7200,"d":"R 7,200.00"},{"v":7200,"d":"R 7,200.00"},{"v":16800,"d":"R 16,800.00"},"See Note 2)",{"v":24000,"d":"R 24,000.00"},{"v":7200,"d":"R 7,200.00"},{"v":28800,"d":"R 28,800.00"},{"v":12000,"d":"R 12,000.00"}]
[null,0,21,1799,"17 OSP.HC 1785",{"v":4800,"d":"R 4,800.00"},{"v":7200,"d":"R 7,200.00"},{"v":7200,"d":"R 7,200.00"},{"v":16800,"d":"R 16,800.00"},"See Note 2)",{"v":24000,"d":"R 24,000.00"},{"v":7200,"d":"R 7,200.00"},{"v":28800,"d":"R 28,800.00"},{"v":12000,"d":"R 12,000.00"}]
[null,0,22,1904,"18 OSP.HC 1890",{"v":4800,"d":"R 4,800.00"},{"v":7200,"d":"R 7,200.00"},{"v":7200,"d":"R 7,200.00"},{"v":16800,"d":"R 16,800.00"},"See Note 2)",{"v":24000,"d":"R 24,000.00"},{"v":7200,"d":"R 7,200.00"},{"v":28800,"d":"R 28,800.00"},{"v":12000,"d":"R 12,000.00"}]
[null,0,23,2166,"20 OSP.HC 2100",{"v":4800,"d":"R 4,800.00"},{"v":7200,"d":"R 7,200.00"},{"v":7200,"d":"R 7,200.00"},{"v":16800,"d":"R 16,800.00"},"See Note 2)",{"v":24000,"d":"R 24,000.00"},{"v":7200,"d":"R 7,200.00"},{"v":28800,"d":"R 28,800.00"},{"v":12000,"d":"R 12,000.00"}]
[null,0,24,2539,"24 OSP.HC 2520",{"v":4800,"d":"R 4,800.00"},{"v":7200,"d":"R 7,200.00"},{"v":7200,"d":"R 7,200.00"},{"v":16800,"d":"R 16,800.00"},"See Note 2)",{"v":24000,"d":"R 24,000.00"},{"v":7200,"d":"R 7,200.00"},{"v":28800,"d":"R 28,800.00"},{"v":12000,"d":"R 12,000.00"}]
[null,null,"Item","Ah Capacity","Cell Model No.","Decommissioning Only","Erection Only",null,"Commissioning Only",null,"Erection & Commissioning Only",null,"Decommissioning, Erection & Commissioning"]
[{"$nulls":5},"Wet Charged","Dry Charged","Wet Charged","Dry Charged","Wet Charged","Dry Charged","Wet Charged","Dry Charged","Wet Charged"]
[null,null,"104 Cell, 220V Battery Banks"]
[null,0,1,125,"3 OSP.HC 105",{"v":2400,"d":"R 2,400.00"},{"v":2400,"d":"R 2,400.00"},{"v":2400,"d":"R 2,400.00"},{"v":16800,"d":"R 16,800.00"},"See Note 2)",{"v":19200,"d":"R 19,200.00"},{"v":2400,"d":"R 2,400.00"},{"v":21600,"d":"R 21,600.00"},{"v":4800,"d":"R 4,800.00"}]
[null,0,2,167,"4 OSP.HC 140",{"v":2400,"d":"R 2,400.00"},{"v":2400,"d":"R 2,400.00"},{"v":2400,"d":"R 2,400.00"},{"v":16800,"d":"R 16,800.00"},"See Note 2)",{"v":19200,"d":"R 19,200.00"},{"v":2400,"d":"R 2,400.00"},{"v":21600,"d":"R 21,600.00"},{"v":4800,"d":"R 4,800.00"}]
[null,0,3,209,"5 OSP.HC 175",{"v":2400,"d":"R 2,400.00"},{"v":2400,"d":"R 2,400.00"},{"v":2400,"d":"R 2,400.00"},{"v":16800,"d":"R 16,800.00"},"See Note 2)",{"v":19200,"d":"R 19,200.00"},{"v":2400,"d":"R 2,400.00"},{"v":21600,"d":"R 21,600.00"},{"v":4800,"d":"R 4,800.00"}]
[null,0,4,250,"6 OSP.HC 210",{"v":2400,"d":"R 2,400.00"},{"v":2400,"d":"R 2,400.00"},{"v":2400,"d":"R 2,400.00"},{"v":16800,"d":"R 16,800.00"},"See Note 2)",{"v":19200,"d":"R 19,200.00"},{"v":2400,"d":"R 2,400.00"},{"v":21600,"d":"R 21,600.00"},{"v":4800,"d":"R 4,800.00"}]
[null,0,5,334,"8 OSP.HC 280",{"v":2400,"d":"R 2,400.00"},{"v":2400,"d":"R 2,400.00"},{"v":2400,"d":"R 2,400.00"},{"v":16800,"d":"R 16,800.00"},"See Note 2)",{"v":19200,"d":"R 19,200.00"},{"v":2400,"d":"R 2,400.00"},{"v":21600,"d":"R 21,600.00"},{"v":4800,"d":"R 4,800.00"}]
[null,0,6,361,"9 OSP.HC 315",{"v":2400,"d":"R 2,400.00"},{"v":2400,"d":"R 2,400.00"},{"v":2400,"d":"R 2,400.00"},{"v":16800,"d":"R 16,800.00"},"See Note 2)",{"v":19200,"d":"R 19,200.00"},{"v":2400,"d":"R 2,400.00"},{"v":21600,"d":"R 21,600.00"},{"v":4800,"d":"R 4,800.00"}]
[null,0,7,401,"10 OSP.HC 350",{"v":2400,"d":"R 2,400.00"},{"v":2400,"d":"R 2,400.00"},{"v":2400,"d":"R 2,400.00"},{"v":16800,"d":"R 16,800.00"},"See Note 2)",{"v":19200,"d":"R 19,200.00"},{"v":2400,"d":"R 2,400.00"},{"v":21600,"d":"R 21,600.00"},{"v":4800,"d":"R 4,800.00"}]
[null,0,8,448,"5 OSP.HC 425",{"v":2400,"d":"R 2,400.00"},{"v":2400,"d":"R 2,400.00"},{"v":2400,"d":"R 2,400.00"},{"v":16800,"d":"R 16,800.00"},"See Note 2)",{"v":19200,"d":"R 19,200.00"},{"v":2400,"d":"R 2,400.00"},{"v":21600,"d":"R 21,600.00"},{"v":4800,"d":"R 4,800.00"}]
[null,0,9,538,"6 OSP.HC 510",{"v":2400,"d":"R 2,400.00"},{"v":2400,"d":"R 2,400.00"},{"v":2400,"d":"R 2,400.00"},{"v":16800,"d":"R 16,800.00"},"See Note 2)",{"v":19200,"d":"R 19,200.00"},{"v":2400,"d":"R 2,400.00"},{"v":21600,"d":"R 21,600.00"},{"v":4800,"d":"R 4,800.00"}]
[null,0,10,628,"7 OSP.HC 595",{"v":2400,"d":"R 2,400.00"},{"v":2400,"d":"R 2,400.00"},{"v":2400,"d":"R 2,400.00"},{"v":16800,"d":"R 16,800.00"},"See Note 2)",{"v":19200,"d":"R 19,200.00"},{"v":2400,"d":"R 2,400.00"},{"v":21600,"d":"R 21,600.00"},{"v":4800,"d":"R 4,800.00"}]
[null,0,11,718,"8 OSP.HC 680",{"v":4800,"d":"R 4,800.00"},{"v":4800,"d":"R 4,800.00"},{"v":4800,"d":"R 4,800.00"},{"v":16800,"d":"R 16,800.00"},"See Note 2)",{"v":21600,"d":"R 21,600.00"},{"v":4800,"d":"R 4,800.00"},{"v":26400,"d":"R 26,400.00"},{"v":9600,"d":"R 9,600.00"}]
[null,0,12,807,"9 OSP.HC 765",{"v":4800,"d":"R 4,800.00"},{"v":4800,"d":"R 4,800.00"},{"v":4800,"d":"R 4,800.00"},{"v":16800,"d":"R 16,800.00"},"See Note 2)",{"v":21600,"d":"R 21,600.00"},{"v":4800,"d":"R 4,800.00"},{"v":26400,"d":"R 26,400.00"},{"v":9600,"d":"R 9,600.00"}]
[null,0,13,897,"10 OSP.HC 850",{"v":4800,"d":"R 4,800.00"},{"v":4800,"d":"R 4,800.00"},{"v":4800,"d":"R 4,800.00"},{"v":16800,"d":"R 16,800.00"},"See Note 2)",{"v":21600,"d":"R 21,600.00"},{"v":4800,"d":"R 4,800.00"},{"v":26400,"d":"R 26,400.00"},{"v":9600,"d":"R 9,600.00"}]
[null,0,14,1076,"12 OSP.HC 1020",{"v":4800,"d":"R 4,800.00"},{"v":4800,"d":"R 4,800.00"},{"v":4800,"d":"R 4,800.00"},{"v":16800,"d":"R 16,800.00"},"See Note 2)",{"v":21600,"d":"R 21,600.00"},{"v":4800,"d":"R 4,800.00"},{"v":26400,"d":"R 26,400.00"},{"v":9600,"d":"R 9,600.00"}]
[null,0,15,1166,"13 OSP.HC 1105",{"v":4800,"d":"R 4,800.00"},{"v":4800,"d":"R 4,800.00"},{"v":4800,"d":"R 4,800.00"},{"v":16800,"d":"R 16,800.00"},"See Note 2)",{"v":21600,"d":"R 21,600.00"},{"v":4800,"d":"R 4,800.00"},{"v":26400,"d":"R 26,400.00"},{"v":9600,"d":"R 9,600.00"}]
[null,0,16,1256,"14 OSP.HC 1190",{"v":4800,"d":"R 4,800.00"},{"v":4800,"d":"R 4,800.00"},{"v":4800,"d":"R 4,800.00"},{"v":16800,"d":"R 16,800.00"},"See Note 2)",{"v":21600,"d":"R 21,600.00"},{"v":4800,"d":"R 4,800.00"},{"v":26400,"d":"R 26,400.00"},{"v":9600,"d":"R 9,600.00"}]
[null,0,17,1345,"15 OSP.HC 1275",{"v":4800,"d":"R 4,800.00"},{"v":4800,"d":"R 4,800.00"},{"v":4800,"d":"R 4,800.00"},{"v":16800,"d":"R 16,800.00"},"See Note 2)",{"v":21600,"d":"R 21,600.00"},{"v":4800,"d":"R 4,800.00"},{"v":26400,"d":"R 26,400.00"},{"v":9600,"d":"R 9,600.00"}]
[null,0,18,1435,"16 OSP.HC 1360",{"v":4800,"d":"R 4,800.00"},{"v":4800,"d":"R 4,800.00"},{"v":4800,"d":"R 4,800.00"},{"v":16800,"d":"R 16,800.00"},"See Note 2)",{"v":21600,"d":"R 21,600.00"},{"v":4800,"d":"R 4,800.00"},{"v":26400,"d":"R 26,400.00"},{"v":9600,"d":"R 9,600.00"}]
[null,0,19,1525,"17 OSP.HC 1445",{"v":4800,"d":"R 4,800.00"},{"v":7200,"d":"R 7,200.00"},{"v":7200,"d":"R 7,200.00"},{"v":16800,"d":"R 16,800.00"},"See Note 2)",{"v":24000,"d":"R 24,000.00"},{"v":7200,"d":"R 7,200.00"},{"v":28800,"d":"R 28,800.00"},{"v":12000,"d":"R 12,000.00"}]
[null,0,20,1693,"16 OSP.HC 1680",{"v":4800,"d":"R 4,800.00"},{"v":7200,"d":"R 7,200.00"},{"v":7200,"d":"R 7,200.00"},{"v":16800,"d":"R 16,800.00"},"See Note 2)",{"v":24000,"d":"R 24,000.00"},{"v":7200,"d":"R 7,200.00"},{"v":28800,"d":"R 28,800.00"},{"v":12000,"d":"R 12,000.00"}]
[null,0,21,1799,"17 OSP.HC 1785",{"v":4800,"d":"R 4,800.00"},{"v":7200,"d":"R 7,200.00"},{"v":7200,"d":"R 7,200.00"},{"v":16800,"d":"R 16,800.00"},"See Note 2)",{"v":24000,"d":"R 24,000.00"},{"v":7200,"d":"R 7,200.00"},{"v":28800,"d":"R 28,800.00"},{"v":12000,"d":"R 12,000.00"}]
[null,0,22,1904,"18 OSP.HC 1890",{"v":4800,"d":"R 4,800.00"},{"v":7200,"d":"R 7,200.00"},{"v":7200,"d":"R 7,200.00"},{"v":16800,"d":"R 16,800.00"},"See Note 2)",{"v":24000,"d":"R 24,000.00"},{"v":7200,"d":"R 7,200.00"},{"v":28800,"d":"R 28,800.00"},{"v":12000,"d":"R 12,000.00"}]
[null,0,23,2166,"20 OSP.HC 2100",{"v":4800,"d":"R 4,800.00"},{"v":7200,"d":"R 7,200.00"},{"v":7200,"d":"R 7,200.00"},{"v":16800,"d":"R 16,800.00"},"See Note 2)",{"v":24000,"d":"R 24,000.00"},{"v":7200,"d":"R 7,200.00"},{"v":28800,"d":"R 28,800.00"},{"v":12000,"d":"R 12,000.00"}]
[null,0,24,2539,"24 OSP.HC 2520",{"v":4800,"d":"R 4,800.00"},{"v":7200,"d":"R 7,200.00"},{"v":7200,"d":"R 7,200.00"},{"v":16800,"d":"R 16,800.00"},"See Note 2)",{"v":24000,"d":"R 24,000.00"},{"v":7200,"d":"R 7,200.00"},{"v":28800,"d":"R 28,800.00"},{"v":12000,"d":"R 12,000.00"}]
[]
[null,null,"DECOMMISSIONING, ERECTION & COMMISSIONING - TRAVEL COSTS"]
[null,null,"Round Trip Distance [km]","Item","ALL BATTERY BANKS"]
[{"$nulls":4},"Decommissioning Only",null,"Erection Only",null,"Commissioning Only",null,"Erection & Commissioning Only",null,"Decomissioning, Erection & Commissioning"]
[{"$nulls":4},"One ","Two +","One ","Two +","One ","Two +","One ","Two +","One ","Two +"]
[null,null,"0 - 100",1,{"v":750,"d":"R 750.00"},{"v":450,"d":"R 450.00"},{"v":750,"d":"R 750.00"},{"v":450,"d":"R 450.00"},{"v":1650,"d":"R 1,650.00"},{"v":900,"d":"R 900.00"},{"v":2400,"d":"R 2,400.00"},{"v":1350,"d":"R 1,350.00"},{"v":3150,"d":"R 3,150.00"},{"v":1800,"d":"R 1,800.00"}]
[null,null,"1001 - 1100",11,{"v":6750,"d":"R 6,750.00"},{"v":3450,"d":"R 3,450.00"},{"v":6750,"d":"R 6,750.00"},{"v":3450,"d":"R 3,450.00"},{"v":7650,"d":"R 7,650.00"},{"v":3900,"d":"R 3,900.00"},{"v":14400,"d":"R 14,400.00"},{"v":7350,"d":"R 7,350.00"},{"v":21150,"d":"R 21,150.00"},{"v":10800,"d":"R 10,800.00"}]
[null,null,"101 - 200",2,{"v":1350,"d":"R 1,350.00"},{"v":750,"d":"R 750.00"},{"v":1350,"d":"R 1,350.00"},{"v":750,"d":"R 750.00"},{"v":2250,"d":"R 2,250.00"},{"v":1200,"d":"R 1,200.00"},{"v":3600,"d":"R 3,600.00"},{"v":1950,"d":"R 1,950.00"},{"v":4950,"d":"R 4,950.00"},{"v":2700,"d":"R 2,700.00"}]
[null,null,"1101 - 1200",12,{"v":7350,"d":"R 7,350.00"},{"v":3750,"d":"R 3,750.00"},{"v":7350,"d":"R 7,350.00"},{"v":3750,"d":"R 3,750.00"},{"v":8250,"d":"R 8,250.00"},{"v":4200,"d":"R 4,200.00"},{"v":15600,"d":"R 15,600.00"},{"v":7950,"d":"R 7,950.00"},{"v":22950,"d":"R 22,950.00"},{"v":11700,"d":"R 11,700.00"}]
[null,null,"1201 - 1300",13,{"v":7950,"d":"R 7,950.00"},{"v":4050,"d":"R 4,050.00"},{"v":7950,"d":"R 7,950.00"},{"v":4050,"d":"R 4,050.00"},{"v":8850,"d":"R 8,850.00"},{"v":4425,"d":"R 4,425.00"},{"v":16800,"d":"R 16,800.00"},{"v":8475,"d":"R 8,475.00"},{"v":24750,"d":"R 24,750.00"},{"v":12525,"d":"R 12,525.00"}]
[null,null,"1301 - 1400",14,{"v":8550,"d":"R 8,550.00"},{"v":4350,"d":"R 4,350.00"},{"v":8550,"d":"R 8,550.00"},{"v":4350,"d":"R 4,350.00"},{"v":9450,"d":"R 9,450.00"},{"v":4825,"d":"R 4,825.00"},{"v":18000,"d":"R 18,000.00"},{"v":9175,"d":"R 9,175.00"},{"v":26550,"d":"R 26,550.00"},{"v":13525,"d":"R 13,525.00"}]
[null,null,"1401 - 1500",15,{"v":9150,"d":"R 9,150.00"},{"v":4650,"d":"R 4,650.00"},{"v":9150,"d":"R 9,150.00"},{"v":4650,"d":"R 4,650.00"},{"v":10050,"d":"R 10,050.00"},{"v":5125,"d":"R 5,125.00"},{"v":19200,"d":"R 19,200.00"},{"v":9775,"d":"R 9,775.00"},{"v":28350,"d":"R 28,350.00"},{"v":14425,"d":"R 14,425.00"}]
[null,null,"1501 - 3000",16,{"v":18150,"d":"R 18,150.00"},{"v":9150,"d":"R 9,150.00"},{"v":18150,"d":"R 18,150.00"},{"v":9150,"d":"R 9,150.00"},{"v":19050,"d":"R 19,050.00"},{"v":9625,"d":"R 9,625.00"},{"v":37200,"d":"R 37,200.00"},{"v":18775,"d":"R 18,775.00"},{"v":55350,"d":"R 55,350.00"},{"v":27925,"d":"R 27,925.00"}]
[null,null,"201 - 300",3,{"v":1950,"d":"R 1,950.00"},{"v":1050,"d":"R 1,050.00"},{"v":1950,"d":"R 1,950.00"},{"v":1050,"d":"R 1,050.00"},{"v":2850,"d":"R 2,850.00"},{"v":1500,"d":"R 1,500.00"},{"v":4800,"d":"R 4,800.00"},{"v":2550,"d":"R 2,550.00"},{"v":6750,"d":"R 6,750.00"},{"v":3600,"d":"R 3,600.00"}]
[null,null,"3001 - 4000",17,{"v":24150,"d":"R 24,150.00"},{"v":12150,"d":"R 12,150.00"},{"v":24150,"d":"R 24,150.00"},{"v":12150,"d":"R 12,150.00"},{"v":25050,"d":"R 25,050.00"},{"v":12625,"d":"R 12,625.00"},{"v":49200,"d":"R 49,200.00"},{"v":24775,"d":"R 24,775.00"},{"v":73350,"d":"R 73,350.00"},{"v":36925,"d":"R 36,925.00"}]
[null,null,"301 - 400",4,{"v":2550,"d":"R 2,550.00"},{"v":1350,"d":"R 1,350.00"},{"v":2550,"d":"R 2,550.00"},{"v":1350,"d":"R 1,350.00"},{"v":3450,"d":"R 3,450.00"},{"v":1800,"d":"R 1,800.00"},{"v":6000,"d":"R 6,000.00"},{"v":3150,"d":"R 3,150.00"},{"v":8550,"d":"R 8,550.00"},{"v":4500,"d":"R 4,500.00"}]
[null,null,"4000 +",18,"On request","On request","On request","On request","On request","On request","On request","On request","On request","On request"]
[null,null,"401 - 500",5,{"v":3150,"d":"R 3,150.00"},{"v":1650,"d":"R 1,650.00"},{"v":3150,"d":"R 3,150.00"},{"v":1650,"d":"R 1,650.00"},{"v":4050,"d":"R 4,050.00"},{"v":2100,"d":"R 2,100.00"},{"v":7200,"d":"R 7,200.00"},{"v":3750,"d":"R 3,750.00"},{"v":10350,"d":"R 10,350.00"},{"v":5400,"d":"R 5,400.00"}]
[null,null,"501 - 600",6,{"v":3750,"d":"R 3,750.00"},{"v":1950,"d":"R 1,950.00"},{"v":3750,"d":"R 3,750.00"},{"v":1950,"d":"R 1,950.00"},{"v":4650,"d":"R 4,650.00"},{"v":2400,"d":"R 2,400.00"},{"v":8400,"d":"R 8,400.00"},{"v":4350,"d":"R 4,350.00"},{"v":12150,"d":"R 12,150.00"},{"v":6300,"d":"R 6,300.00"}]
[null,null,"601 - 700",7,{"v":4350,"d":"R 4,350.00"},{"v":2250,"d":"R 2,250.00"},{"v":4350,"d":"R 4,350.00"},{"v":2250,"d":"R 2,250.00"},{"v":5250,"d":"R 5,250.00"},{"v":2700,"d":"R 2,700.00"},{"v":9600,"d":"R 9,600.00"},{"v":4950,"d":"R 4,950.00"},{"v":13950,"d":"R 13,950.00"},{"v":7200,"d":"R 7,200.00"}]
[null,null,"701 - 800",8,{"v":4950,"d":"R 4,950.00"},{"v":2550,"d":"R 2,550.00"},{"v":4950,"d":"R 4,950.00"},{"v":2550,"d":"R 2,550.00"},{"v":5850,"d":"R 5,850.00"},{"v":3000,"d":"R 3,000.00"},{"v":10800,"d":"R 10,800.00"},{"v":5550,"d":"R 5,550.00"},{"v":15750,"d":"R 15,750.00"},{"v":8100,"d":"R 8,100.00"}]
[null,null,"801 - 900",9,{"v":5550,"d":"R 5,550.00"},{"v":2850,"d":"R 2,850.00"},{"v":5550,"d":"R 5,550.00"},{"v":2850,"d":"R 2,850.00"},{"v":6450,"d":"R 6,450.00"},{"v":3300,"d":"R 3,300.00"},{"v":12000,"d":"R 12,000.00"},{"v":6150,"d":"R 6,150.00"},{"v":17550,"d":"R 17,550.00"},{"v":9000,"d":"R 9,000.00"}]
[null,null,"901 - 1000",10,{"v":6150,"d":"R 6,150.00"},{"v":3150,"d":"R 3,150.00"},{"v":6150,"d":"R 6,150.00"},{"v":3150,"d":"R 3,150.00"},{"v":7050,"d":"R 7,050.00"},{"v":3600,"d":"R 3,600.00"},{"v":13200,"d":"R 13,200.00"},{"v":6750,"d":"R 6,750.00"},{"v":19350,"d":"R 19,350.00"},{"v":9900,"d":"R 9,900.00"}]
[]
[null,null,"Item","SAP Number","Short Description","Price","Qty"]
[null,null,1,14404,"Jug",{"v":68,"d":"R 68.00"},"Nil"]
[null,null,2,14405,"Funnel",{"v":68,"d":"R 68.00"},"Nil"]
[null,null,3,"Non-stock","Anti-corrosion lubricant (at least 250ml)",{"v":25,"d":"R 25.00"},"Nil"]
[null,null,4,14402,"Hydrometer",{"v":210,"d":"R 210.00"},"Nil"]
[null,null,5,14403,"Thermometer",{"v":210,"d":"R 210.00"},"Nil"]
[null,null,6,256065,"Maintenance & safety equipment board / rack (Excludes Maintenance equipment and PPE)",{"v":1400,"d":"R 1,400.00"},"Nil"]
[null,null,7,209843,"Lead acid battery 54 cell logbook",{"v":39,"d":"R 39.00"},"Nil"]
[null,null,8,209844,"Lead acid battery 108 cell logbook",{"v":39,"d":"R 39.00"},"Nil"]
[null,null,9,256066,"Battery stand touch-up paint (500ml)",{"v":50,"d":"R 50.00"},"Nil"]
[null,null,10,256067,"Battery stand touch-up paint (1000ml)",{"v":100,"d":"R 100.00"},"Nil"]
[null,null,11,250068,"Paint brush - 50mm wide",{"v":15,"d":"R 15.00"},"Nil"]
[null,null,12,"0186195","Battery room safety sign, DCSS1",{"v":480,"d":"R 480.00"},"Nil"]
[null,null,13,256069,"Eyewash bottle - sealed",{"v":125,"d":"R 125.00"},"Nil"]
[null,null,14,16897,"Faceshield",{"v":92,"d":"R 92.00"},"Nil"]
[null,null,15,256070,"Pack of disposable nitrile gloves (at least 50 units)",{"v":150,"d":"R 150.00"},"Nil"]
[null,null,16,"Non-stock","Pack of paper towels",{"v":10,"d":"R 10.00"},"Nil"]
[null,null,17,16895,"Acid resistant apron - white",{"v":48,"d":"R 48.00"},"Nil"]
[null,null,18,"213465","Top-up bottle (at least 500ml)",{"v":20,"d":"R 20.00"},"Nil"]
[null,null,19,213463,"Maintenance & safety equipment kit The kit consists of a black plastic box with a removable top tray and cover. It shall contain the items 1, 2, 3, 4, 5, 13, 14, 15, 16, 17, 18 and 26.",{"v":2091,"d":"R 2,091.00"},"Nil"]
[null,null,20,"Non-stock","Stainless steel nuts and bolts",{"v":0,"d":"R 0.00"},"Nil"]
[null,null,21,"Non-stock","Stainless steel flat washers",{"v":0,"d":"R 0.00"},"Nil"]
[null,null,22,"Non-stock","Stainless steel spring washers",{"v":0,"d":"R 0.00"},"Nil"]
[null,null,23,"Non-stock","Electrolyte (25l)",{"v":250,"d":"R 250.00"},"Nil"]
[null,null,24,"Non-stock","Polycan (25l)",{"v":0,"d":"R 0.00"},"Nil"]
[null,null,25,"Non-stock","Non-intrusive (laser) thermometer",{"v":3116,"d":"R 3,116.00"},"Nil"]
[null,null,26,16896,"Rubber gloves (Re-usable)",{"v":150,"d":"R 150.00"},"Nil"]
[null,null,27,256081,"AquaGen® PT-H",{"v":257.93768000000006,"d":"R 257.94"},"Nil"]
[null,null,28,256082,"AquaGen® PT-V",{"v":354.66431,"d":"R 354.66"},"Nil"]

{"sheet":"Chloride Tables (14)","index":14,"n_rows":451,"n_cols":14,"rows_kept":451,"hidden":true,"merged":[[34,2,34,6],[37,2,38,2],[37,3,38,3],[37,5,37,8],[54,2,59,8],[113,2,113,6],[133,2,133,6],[135,2,135,6],[155,2,155,6],[157,2,157,6],[177,2,177,6],[179,2,179,6],[199,2,199,6],[201,2,201,6],[221,2,221,6],[224,2,227,2],[224,3,227,3],[224,4,224,13],[225,4,225,13],[226,4,226,13],[245,2,245,13],[277,2,277,13],[309,2,309,13],[344,2,344,13],[433,7,433,8],[434,7,434,8],[435,7,435,8],[436,7,436,8],[437,7,437,8],[438,7,438,8],[439,7,439,8],[440,7,440,8],[441,7,441,8],[442,7,442,8],[443,7,443,8],[444,7,444,8],[445,7,445,8],[446,7,446,8],[447,7,447,8],[448,7,448,8],[449,7,449,8],[450,7,450,8]],"flags":["formulas_cached_only"]}
[null,null,"DRY CHARGED CELLS"]
[null,null,"Item","SAP Number","Description","Price","Qty"]
[null,64,1,"0255515","CELL, DRY BATT FLAT 2V 64AH D9307 (FCP05)",{"v":746.1,"d":"R 746.10"},"Nil"]
[null,96,2,"0255516","CELL, DRY BATT FLAT 2V 96AH D9307 (FCP07)",{"v":852.3,"d":"R 852.30"},"Nil"]
[null,160,3,"0255517","CELL, DRY BATT FLAT 2V 160AH D9307 (FCP11)",{"v":1065.6,"d":"R 1,065.60"},"Nil"]
[null,192,4,"0255518","CELL, DRY BATT FLAT 2V 192AH D9307 (FCP13)",{"v":1170.9,"d":"R 1,170.90"},"Nil"]
[null,256,5,"0255519","CELL, DRY BATT FLAT 2V 256AH D9307 (FCP17)",{"v":1418.4,"d":"R 1,418.40"},"Nil"]
[null,320,6,"0255520","CELL, DRY BATT FLAT 2V 320AH D9307 (FCP21)",{"v":1668.6,"d":"R 1,668.60"},"Nil"]
[null,352,7,"0255521","CELL, DRY BATT FLAT 2V 352AH D9307 (FCP23)",{"v":1782.9,"d":"R 1,782.90"},"Nil"]
[null,416,8,"0255522","CELL, DRY BATT FLAT 2V 416AH D9307 (FCP27)",{"v":2046.6,"d":"R 2,046.60"},"Nil"]
[null,448,9,"0255523","CELL, DRY BATT FLAT 2V 448AH D9307 (FCP29)",{"v":2371.5,"d":"R 2,371.50"},"Nil"]
[null,512,10,"0255524","CELL, DRY BATT FLAT 2V 512AH D9307 (FCP33)",{"v":2684.7,"d":"R 2,684.70"},"Nil"]
[null,544,11,"0255525","CELL, DRY BATT FLAT 2V 544AH D9307 (FCP35)",{"v":2583,"d":"R 2,583.00"},"Nil"]
[null,608,12,"0255526","CELL, DRY BATT FLAT 2V 608AH D9307 (FCP39)",{"v":2802.6,"d":"R 2,802.60"},"Nil"]
[null,640,13,"0255527","CELL, DRY BATT FLAT 2V 640AH D9307 (FCP41)",{"v":2909.7,"d":"R 2,909.70"},"Nil"]
[null,672,14,"0255528","CELL, DRY BATT FLAT 2V 672AH D9307 (FCP43)",{"v":3016.8,"d":"R 3,016.80"},"Nil"]
[]
[null,null,"WET CHARGED CELLS"]
[null,null,"Item","SAP Number","Description","Price","Qty"]
[null,64,1,"0255530","CELL, WET BATT FLAT 2V 64AH D9307 (FCP05)",{"v":829,"d":"R 829.00"},"Nil"]
[null,96,2,"0255531","CELL, WET BATT FLAT 2V 96AH D9307 (FCP07)",{"v":947,"d":"R 947.00"},"Nil"]
[null,128,3,"014180","BATTERY 2V 104-128AH 1CELL FLAT D9262 (FCP09)",{"v":980,"d":"R 980.00"},"Nil"]
[null,160,4,"0255532","CELL, WET BATT FLAT 2V 160AH D9307 (FCP11)",{"v":1184,"d":"R 1,184.00"},"Nil"]
[null,192,5,"0255533","CELL, WET BATT FLAT 2V 192AH D9307 (FCP13)",{"v":1301,"d":"R 1,301.00"},"Nil"]
[null,256,6,"0255534","CELL, WET BATT FLAT 2V 256AH D9307 (FCP17)",{"v":1576,"d":"R 1,576.00"},"Nil"]
[null,320,7,"0255535","CELL, WET BATT FLAT 2V 320AH D9307 (FCP21)",{"v":1854,"d":"R 1,854.00"},"Nil"]
[null,352,8,"0255536","CELL, WET BATT FLAT 2V 352AH D9307 (FCP23)",{"v":1981,"d":"R 1,981.00"},"Nil"]
[null,416,9,"0255537","CELL, WET BATT FLAT 2V 416AH D9307 (FCP27)",{"v":2274,"d":"R 2,274.00"},"Nil"]
[null,448,10,"0255538","CELL, WET BATT FLAT 2V 448AH D9307 (FCP29)",{"v":2635,"d":"R 2,635.00"},"Nil"]
[null,512,11,"0255539","CELL, WET BATT FLAT 2V 512AH D9307 (FCP33)",{"v":2983,"d":"R 2,983.00"},"Nil"]
[null,544,12,"0255540","CELL, WET BATT FLAT 2V 544AH D9307 (FCP35)",{"v":2870,"d":"R 2,870.00"},"Nil"]
[null,608,13,"0255541","CELL, WET BATT FLAT 2V 608AH D9307 (FCP39)",{"v":3114,"d":"R 3,114.00"},"Nil"]
[null,640,14,"0255542","CELL, WET BATT FLAT 2V 640AH D9307 (FCP41)",{"v":3233,"d":"R 3,233.00"},"Nil"]
[null,672,15,"0255543","CELL, WET BATT FLAT 2V 672AH D9307 (FCP43)",{"v":3352,"d":"R 3,352.00"},"Nil"]
[null,null,"Notes: Individual cells include inter cell connectors, bolts, nuts, washers, spring washers, corrosion protection lubricant and electrolyte."]
[]
[]
[null,null,"Cell Models","Ah","Terminating Device Type # 1)","Inter-row Connector Type #"]
[{"$nulls":4},"All Battery Stands","DRST","DRSTS","TRCT","FRCT"]
[null,null,"FCP05",64,1,1,10,19,28]
[null,null,"FCP07",96,1,1,10,19,28]
[null,null,"FCP09",128,1,1,10,19,28]
[null,null,"FCP11",160,1,1,10,19,28]
[null,null,"FCP13",192,1,1,10,19,28]
[null,null,"FCP17",256,2,2,11,20,29]
[null,null,"FCP21",320,3,3,12,21,30]
[null,null,"FCP23",352,3,3,12,21,30]
[null,null,"FCP27",416,4,4,13,22,31]
[null,null,"FCP29",448,4,4,13,22,31]
[null,null,"FCP33",512,5,5,14,23,32]
[null,null,"FCP35",544,6,6,15,24,33]
[null,null,"FCP39",608,6,6,15,24,33]
[null,null,"FCP41",640,6,6,15,24,33]
[null,null,"FCP43",672,6,6,15,24,33]
[null,null,"Note 1) – Suitable for all battery stands.\nLegend:\nDRST – Double Row Single Tier\nDRSTS – Double Row Single Tier Stepped\nTRCT – Three Row Centre Terraced\nFRCT – Four Row Centre Terraced"]
[]
[]
[]
[]
[]
[null,null,"TERMINATING DEVICES"]
[null,null,"Item","SAP Number","Description","Price","Qty"]
[null,null,1,"0255484","TERMINATING DEVICE TYPE 1 D9306",{"v":770,"d":"R770.00"},"Nil"]
[null,null,2,"0255486","TERMINATING DEVICE TYPE 2 D9306",{"v":770,"d":"R770.00"},"Nil"]
[null,null,3,"0255487","TERMINATING DEVICE TYPE 3 D9306",{"v":770,"d":"R770.00"},"Nil"]
[null,null,4,"0255488","TERMINATING DEVICE TYPE 4 D9306",{"v":970,"d":"R970.00"},"Nil"]
[null,null,5,"0255489","TERMINATING DEVICE TYPE 5 D9306",{"v":970,"d":"R970.00"},"Nil"]
[null,null,6,"0255490","TERMINATING DEVICE TYPE 6 D9306",{"v":970,"d":"R970.00"},"Nil"]
[]
[null,null,"INTER-ROW CONNECTORS"]
[null,null,"Item","SAP Number","Description","Price","Qty"]
[null,1,1,"0255491","CONNECTOR,CELL INTER-ROW TYPE 1 D9306",{"v":225,"d":"R 225.00"},"Nil"]
[null,2,2,"0255492","CONNECTOR,CELL INTER-ROW TYPE 2 D9306",{"v":225,"d":"R 225.00"},"Nil"]
[null,3,3,"0255493","CONNECTOR,CELL INTER-ROW TYPE 3 D9306",{"v":225,"d":"R 225.00"},"Nil"]
[null,4,4,"0255494","CONNECTOR,CELL INTER-ROW TYPE 4 D9306",{"v":225,"d":"R 225.00"},"Nil"]
[null,5,5,"0255495","CONNECTOR,CELL INTER-ROW TYPE 5 D9306",{"v":225,"d":"R 225.00"},"Nil"]
[null,6,6,"0255496","CONNECTOR,CELL INTER-ROW TYPE 6 D9306",{"v":225,"d":"R 225.00"},"Nil"]
[null,10,7,"0255497","CONNECTOR,CELL INTER-ROW TYPE 10 D9306",{"v":225,"d":"R 225.00"},"Nil"]
[null,11,8,"0255498","CONNECTOR,CELL INTER-ROW TYPE 11 D9306",{"v":225,"d":"R 225.00"},"Nil"]
[null,12,9,"0255499","CONNECTOR,CELL INTER-ROW TYPE 12 D9306",{"v":225,"d":"R 225.00"},"Nil"]
[null,13,10,"0255500","CONNECTOR,CELL INTER-ROW TYPE 13 D9306",{"v":225,"d":"R 225.00"},"Nil"]
[null,14,11,"0255501","CONNECTOR,CELL INTER-ROW TYPE 14 D9306",{"v":225,"d":"R 225.00"},"Nil"]
[null,15,12,"0255502","CONNECTOR,CELL INTER-ROW TYPE 15 D9306",{"v":225,"d":"R 225.00"},"Nil"]
[null,19,13,"0255503","CONNECTOR,CELL INTER-ROW TYPE 19 D9306",{"v":445,"d":"R 445.00"},"Nil"]
[null,20,14,"0255504","CONNECTOR,CELL INTER-ROW TYPE 20 D9306",{"v":445,"d":"R 445.00"},"Nil"]
[null,21,15,"0255505","CONNECTOR,CELL INTER-ROW TYPE 21 D9306",{"v":445,"d":"R 445.00"},"Nil"]
[null,22,16,"0255506","CONNECTOR,CELL INTER-ROW TYPE 22 D9306",{"v":445,"d":"R 445.00"},"Nil"]
[null,23,17,"0255507","CONNECTOR,CELL INTER-ROW TYPE 23 D9306",{"v":445,"d":"R 445.00"},"Nil"]
[null,24,18,"0255508","CONNECTOR,CELL INTER-ROW TYPE 24 D9306",{"v":445,"d":"R 445.00"},"Nil"]
[null,28,19,"0255509","CONNECTOR,CELL INTER-ROW TYPE 28 D9306",{"v":665,"d":"R 665.00"},"Nil"]
[null,29,20,"0255510","CONNECTOR,CELL INTER-ROW TYPE 29 D9306",{"v":665,"d":"R 665.00"},"Nil"]
[null,30,21,"0255511","CONNECTOR,CELL INTER-ROW TYPE 30 D9306",{"v":665,"d":"R 665.00"},"Nil"]
[null,31,22,"0255512","CONNECTOR,CELL INTER-ROW TYPE 31 D9306",{"v":665,"d":"R 665.00"},"Nil"]
[null,32,23,"0255513","CONNECTOR,CELL INTER-ROW TYPE 32 D9306",{"v":665,"d":"R 665.00"},"Nil"]
[null,33,24,"0255514","CONNECTOR,CELL INTER-ROW TYPE 33 D9306",{"v":665,"d":"R 665.00"},"Nil"]
[]
[null,null,"Cell Models","Ah","Ah Range #"]
[null,null,"FCP05",64,1]
[null,null,"FCP07",96,1]
[null,null,"FCP09",128,1]
[null,null,"FCP11",160,1]
[null,null,"FCP13",192,1]
[null,null,"FCP17",256,2]
[null,null,"FCP21",320,3]
[null,null,"FCP23",352,3]
[null,null,"FCP27",416,4]
[null,null,"FCP29",448,4]
[null,null,"FCP33",512,5]
[null,null,"FCP35",544,6]
[null,null,"FCP39",608,6]
[null,null,"FCP41",640,6]
[null,null,"FCP43",672,6]
[]
[null,null,"SINGLE ROW, SINGLE TIER (SRST) BATTERY STANDS"]
[null,null,"Item","SAP Number","Description","Price","Qty"]
[null,0,19,14288,"STAND, LP 24-25C AH RANGE 1 SRST D9207",{"v":5820,"d":"R 5,820.00"},"Nil"]
[null,0,20,14340,"STAND, LP 24-25C AH RANGE 2 SRST D9207",{"v":6880,"d":"R 6,880.00"},"Nil"]
[null,0,21,14235,"STAND, LP 24-25C AH RANGE 3 SRST D9207",{"v":8482,"d":"R 8,482.00"},"Nil"]
[null,0,22,14301,"STAND, LP 24-25C AH RANGE 4 SRST D9207",{"v":11647,"d":"R 11,647.00"},"Nil"]
[null,0,23,14354,"STAND, LP 24-25C AH RANGE 5 SRST D9207",{"v":15871,"d":"R 15,871.00"},"Nil"]
[null,0,24,14248,"STAND, LP 24-25C AH RANGE 6 SRST D9207",{"v":15871,"d":"R 15,871.00"},"Nil"]
[null,0,25,14289,"STAND, LP 52C AH RANGE 1 SRST D9207",{"v":11250,"d":"R 11,250.00"},"Nil"]
[null,0,26,14341,"STAND, LP 52C AH RANGE 2 SRST D9207",{"v":12750,"d":"R 12,750.00"},"Nil"]
[null,0,27,14236,"STAND, LP 52C AH RANGE 3 SRST D9207",{"v":15000,"d":"R 15,000.00"},"Nil"]
[null,0,28,14302,"STAND, LP 52C AH RANGE 4 SRST D9207",{"v":16518,"d":"R 16,518.00"},"Nil"]
[null,0,29,14355,"STAND, LP 52C AH RANGE 5 SRST D9207",{"v":22500,"d":"R 22,500.00"},"Nil"]
[null,0,30,14249,"STAND, LP 52C AH RANGE 6 SRST D9207",{"v":24750,"d":"R 24,750.00"},"Nil"]
[null,0,31,14356,"STAND, LP 104C AH RANGE 1 SRST D9207",{"v":22500,"d":"R 22,500.00"},"Nil"]
[null,0,32,14250,"STAND, LP 104C AH RANGE 2 SRST D9207",{"v":25500,"d":"R 25,500.00"},"Nil"]
[null,0,33,14076,"STAND, LP 104C AH RANGE 3 SRST D9207",{"v":30000,"d":"R 30,000.00"},"Nil"]
[null,0,34,14101,"STAND, LP 104C AH RANGE 4 SRST D9207",{"v":33036,"d":"R 33,036.00"},"Nil"]
[null,0,35,14110,"STAND, LP 104C AH RANGE 5 SRST D9207",{"v":45000,"d":"R 45,000.00"},"Nil"]
[null,0,36,14109,"STAND, LP 104C AH RANGE 6 SRST D9207",{"v":49500,"d":"R 49,500.00"},"Nil"]
[null,null,"Legend: PW – Polywood, LP – Laminated Pine"]
[]
[null,null,"DOUBLE ROW, SINGLE TIER (DRST) BATTERY STANDS"]
[null,null,"Item","SAP Number","Description","Price","Qty"]
[null,0,1,14080,"STAND, LP 24-25C AH RANGE 1 DRST D9208",{"v":4007,"d":"R 4,007.00"},"Nil"]
[null,0,2,14114,"STAND, LP 24-25C AH RANGE 2 DRST D9208",{"v":4915,"d":"R 4,915.00"},"Nil"]
[null,0,3,14268,"STAND, LP 24-25C AH RANGE 3 DRST D9208",{"v":5260,"d":"R 5,260.00"},"Nil"]
[null,0,4,14113,"STAND, LP 24-25C AH RANGE 4 DRST D9208",{"v":4955.4,"d":"R 4,955.40"},"Nil"]
[null,0,5,14292,"STAND, LP 24-25C AH RANGE 5 DRST D9208",{"v":7780,"d":"R 7,780.00"},"Nil"]
[null,0,6,14344,"STAND, LP 24-25C AH RANGE 6 DRST D9208",{"v":8470,"d":"R 8,470.00"},"Nil"]
[null,0,7,14198,"STAND, LP 52C AH RANGE 1 DRST D9208",{"v":7511,"d":"R 7,511.00"},"Nil"]
[null,0,8,14199,"STAND, LP 52C AH RANGE 2 DRST D9208",{"v":8184,"d":"R 8,184.00"},"Nil"]
[null,0,9,14201,"STAND, LP 52C AH RANGE 3 DRST D9208",{"v":10000,"d":"R 10,000.00"},"Nil"]
[null,0,10,14202,"STAND, LP 52C AH RANGE 4 DRST D9208",{"v":14835,"d":"R 14,835.00"},"Nil"]
[null,0,11,14172,"STAND, LP 52C AH RANGE 5 DRST D9208",{"v":15000,"d":"R 15,000.00"},"Nil"]
[null,0,12,14155,"STAND, LP 52C AH RANGE 6 DRST D9208",{"v":16500,"d":"R 16,500.00"},"Nil"]
[null,0,13,14240,"STAND, LP 104C AH RANGE 1 DRST D9208",{"v":15005,"d":"R 15,005.00"},"Nil"]
[null,0,14,14306,"STAND, LP 104C AH RANGE 2 DRST D9208",{"v":16385,"d":"R 16,385.00"},"Nil"]
[null,0,15,14359,"STAND, LP 104C AH RANGE 3 DRST D9208",{"v":20000,"d":"R 20,000.00"},"Nil"]
[null,0,16,14253,"STAND, LP 104C AH RANGE 4 DRST D9208",{"v":29665,"d":"R 29,665.00"},"Nil"]
[null,0,17,14219,"STAND, LP 104C AH RANGE 5 DRST D9208",{"v":29788,"d":"R 29,788.00"},"Nil"]
[null,0,18,14222,"STAND, LP 104C AH RANGE 6 DRST D9208",{"v":33935,"d":"R 33,935.00"},"Nil"]
[null,null,"Legend: PW – Polywood, LP – Laminated Pine"]
[]
[null,null,"THREE ROW, CENTER TERRACED (TRCT) BATTERY STANDS"]
[null,null,"Item","SAP Number","Description","Price","Qty"]
[null,0,37,14361,"STAND, LP 24-25C AH RANGE 1 TRCT D9209",{"v":3697,"d":"R 3,697.00"},"Nil"]
[null,0,38,14256,"STAND, LP 24-25C AH RANGE 2 TRCT D9209",{"v":4264,"d":"R 4,264.00"},"Nil"]
[null,0,39,14309,"STAND, LP 24-25C AH RANGE 3 TRCT D9209",{"v":5000,"d":"R 5,000.00"},"Nil"]
[null,0,40,14362,"STAND, LP 24-25C AH RANGE 4 TRCT D9209",{"v":5159,"d":"R 5,159.00"},"Nil"]
[null,0,41,14257,"STAND, LP 24-25C AH RANGE 5 TRCT D9209",{"v":7500,"d":"R 7,500.00"},"Nil"]
[null,0,42,14310,"STAND, LP 24-25C AH RANGE 6 TRCT D9209",{"v":8250,"d":"R 8,250.00"},"Nil"]
[null,0,43,14259,"STAND, LP 52C AH RANGE 1 TRCT D9209",{"v":7500,"d":"R 7,500.00"},"Nil"]
[null,0,44,14312,"STAND, LP 52C AH RANGE 2 TRCT D9209",{"v":8500,"d":"R 8,500.00"},"Nil"]
[null,0,45,14365,"STAND, LP 52C AH RANGE 3 TRCT D9209",{"v":10000,"d":"R 10,000.00"},"Nil"]
[null,0,46,14260,"STAND, LP 52C AH RANGE 4 TRCT D9209",{"v":11012,"d":"R 11,012.00"},"Nil"]
[null,0,47,14313,"STAND, LP 52C AH RANGE 5 TRCT D9209",{"v":15000,"d":"R 15,000.00"},"Nil"]
[null,0,48,14366,"STAND, LP 52C AH RANGE 6 TRCT D9209",{"v":16500,"d":"R 16,500.00"},"Nil"]
[null,0,49,14005,"STAND, LP 104C AH RANGE 1 TRCT D9209",{"v":15000,"d":"R 15,000.00"},"Nil"]
[null,0,50,13968,"STAND, LP 104C AH RANGE 2 TRCT D9209",{"v":17000,"d":"R 17,000.00"},"Nil"]
[null,0,51,14004,"STAND, LP 104C AH RANGE 3 TRCT D9209",{"v":20000,"d":"R 20,000.00"},"Nil"]
[null,0,52,14315,"STAND, LP 104C AH RANGE 4 TRCT D9209",{"v":22024,"d":"R 22,024.00"},"Nil"]
[null,0,53,14368,"STAND, LP 104C AH RANGE 5 TRCT D9209",{"v":30000,"d":"R 30,000.00"},"Nil"]
[null,0,54,14263,"STAND, LP 104C AH RANGE 6 TRCT D9209",{"v":33000,"d":"R 33,000.00"},"Nil"]
[null,null,"Legend: PW – Polywood, LP – Laminated Pine"]
[]
[null,null,"FOUR ROW, CENTER TERRACED (FRCT) BATTERY STANDS"]
[null,null,"Item","SAP Number","Description","Price","Qty"]
[null,0,55,13979,"STAND, LP 24-25C AH RANGE 1 FRCT D9210",{"v":3697,"d":"R 3,697.00"},"Nil"]
[null,0,56,14015,"STAND, LP 24-25C AH RANGE 2 FRCT D9210",{"v":4995,"d":"R 4,995.00"},"Nil"]
[null,0,57,13978,"STAND, LP 24-25C AH RANGE 3 FRCT D9210",{"v":5159,"d":"R 5,159.00"},"Nil"]
[null,0,58,14014,"STAND, LP 24-25C AH RANGE 4 FRCT D9210",{"v":5458,"d":"R 5,458.00"},"Nil"]
[null,0,59,14318,"STAND, LP 24-25C AH RANGE 5 FRCT D9210",{"v":7500,"d":"R 7,500.00"},"Nil"]
[null,0,60,14371,"STAND, LP 24-25C AH RANGE 6 FRCT D9210",{"v":8750,"d":"R 8,750.00"},"Nil"]
[null,0,61,14319,"STAND, LP 52C AH RANGE 1 FRCT D9210",{"v":7500,"d":"R 7,500.00"},"Nil"]
[null,0,62,14372,"STAND, LP 52C AH RANGE 2 FRCT D9210",{"v":8500,"d":"R 8,500.00"},"Nil"]
[null,0,63,14267,"STAND, LP 52C AH RANGE 3 FRCT D9210",{"v":10000,"d":"R 10,000.00"},"Nil"]
[null,0,64,14214,"STAND, LP 52C AH RANGE 4 FRCT D9210",{"v":11012,"d":"R 11,012.00"},"Nil"]
[null,0,65,14225,"STAND, LP 52C AH RANGE 5 FRCT D9210",{"v":15000,"d":"R 15,000.00"},"Nil"]
[null,0,66,13986,"STAND, LP 52C AH RANGE 6 FRCT D9210",{"v":16500,"d":"R 16,500.00"},"Nil"]
[null,0,67,14215,"STAND, LP 104C AH RANGE 1 FRCT D9210",{"v":15000,"d":"R 15,000.00"},"Nil"]
[null,0,68,14226,"STAND, LP 104C AH RANGE 2 FRCT D9210",{"v":17000,"d":"R 17,000.00"},"Nil"]
[null,0,69,14123,"STAND, LP 104C AH RANGE 3 FRCT D9210",{"v":20000,"d":"R 20,000.00"},"Nil"]
[null,0,70,14178,"STAND, LP 104C AH RANGE 4 FRCT D9210",{"v":22024,"d":"R 22,024.00"},"Nil"]
[null,0,71,14216,"STAND, LP 104C AH RANGE 5 FRCT D9210",{"v":30000,"d":"R 30,000.00"},"Nil"]
[null,0,72,14227,"STAND, LP 104C AH RANGE 6 FRCT D9210",{"v":33000,"d":"R 33,000.00"},"Nil"]
[null,null,"Legend: PW – Polywood, LP – Laminated Pine"]
[]
[null,null,"DOUBLE ROW, SINGLE TIER, STEPPED (DRSTS) BATTERY STANDS"]
[null,null,"Item","SAP Number","Description","Price","Qty"]
[null,0,73,14088,"STAND, LP 24-25C AH RANGE 1 DRSTS D9211",{"v":3697,"d":"R 3,697.00"},"Nil"]
[null,0,74,14373,"STAND, LP 24-25C AH RANGE 2 DRSTS D9211",{"v":4995,"d":"R 4,995.00"},"Nil"]
[null,0,75,14087,"STAND, LP 24-25C AH RANGE 3 DRSTS D9211",{"v":5159,"d":"R 5,159.00"},"Nil"]
[null,0,76,14121,"STAND, LP 24-25C AH RANGE 4 DRSTS D9211",{"v":5458,"d":"R 5,458.00"},"Nil"]
[null,0,77,14221,"STAND, LP 24-25C AH RANGE 5 DRSTS D9211",{"v":7200,"d":"R 7,200.00"},"Nil"]
[null,0,78,14224,"STAND, LP 24-25C AH RANGE 6 DRSTS D9211",{"v":7920,"d":"R 7,920.00"},"Nil"]
[null,0,79,14091,"STAND, LP 52C AH RANGE 1 DRSTS D9211",{"v":7762,"d":"R 7,762.00"},"Nil"]
[null,0,80,14125,"STAND, LP 52C AH RANGE 2 DRSTS D9211",{"v":8219,"d":"R 8,219.00"},"Nil"]
[null,0,81,14092,"STAND, LP 52C AH RANGE 3 DRSTS D9211",{"v":11542,"d":"R 11,542.00"},"Nil"]
[null,0,82,14126,"STAND, LP 52C AH RANGE 4 DRSTS D9211",{"v":15104,"d":"R 15,104.00"},"Nil"]
[null,0,83,14028,"STAND, LP 52C AH RANGE 5 DRSTS D9211",{"v":15122,"d":"R 15,122.00"},"Nil"]
[null,0,84,14027,"STAND, LP 52C AH RANGE 6 DRSTS D9211",{"v":17532,"d":"R 17,532.00"},"Nil"]
[null,0,85,14096,"STAND, LP 104C AH RANGE 1 DRSTS D9211",{"v":15000,"d":"R 15,000.00"},"Nil"]
[null,0,86,14130,"STAND, LP 104C AH RANGE 2 DRSTS D9211",{"v":17000,"d":"R 17,000.00"},"Nil"]
[null,0,87,14095,"STAND, LP 104C AH RANGE 3 DRSTS D9211",{"v":20000,"d":"R 20,000.00"},"Nil"]
[null,0,88,14129,"STAND, LP 104C AH RANGE 4 DRSTS D9211",{"v":22024,"d":"R 22,024.00"},"Nil"]
[null,0,89,14168,"STAND, LP 104C AH RANGE 5 DRSTS D9211",{"v":30000,"d":"R 30,000.00"},"Nil"]
[null,0,90,14163,"STAND, LP 104C AH RANGE 6 DRSTS D9211",{"v":33000,"d":"R 33,000.00"},"Nil"]
[null,null,"Legend: PW – Polywood, LP – Laminated Pine"]
[]
[null,null,"TRANSPORT AND OFF LOADING COSTS"]
[null,null,"Item","Distance [km]","Prices in South African Currency (Excluding VAT)"]
[{"$nulls":4},"Transport to site or regional store and off-loading"]
[{"$nulls":4},"Total Mass [kg]"]
[{"$nulls":4},"0-1000","1001 - 2000","2001 - 3000","3001 - 4000","4001 - 6000","6001 - 8000","8001 - 10000","10001 - 14000","14001 - 18000","18000 +"]
[null,null,1,"0 - 100",{"v":1500,"d":"R 1,500.00"},{"v":1500,"d":"R 1,500.00"},{"v":1500,"d":"R 1,500.00"},{"v":1500,"d":"R 1,500.00"},{"v":1500,"d":"R 1,500.00"},{"v":1697,"d":"R 1,697.00"},{"v":2000,"d":"R 2,000.00"},{"v":2000,"d":"R 2,000.00"},{"v":2000,"d":"R 2,000.00"},{"v":2000,"d":"R 2,000.00"}]
[null,null,11,"1001 - 1100",{"v":8500,"d":"R 8,500.00"},{"v":8500,"d":"R 8,500.00"},{"v":8500,"d":"R 8,500.00"},{"v":8500,"d":"R 8,500.00"},{"v":8500,"d":"R 8,500.00"},{"v":9100,"d":"R 9,100.00"},{"v":10100,"d":"R 10,100.00"},{"v":10100,"d":"R 10,100.00"},{"v":10100,"d":"R 10,100.00"},{"v":10100,"d":"R 10,100.00"}]
[null,null,2,"101 - 200",{"v":2100,"d":"R 2,100.00"},{"v":2100,"d":"R 2,100.00"},{"v":2100,"d":"R 2,100.00"},{"v":2100,"d":"R 2,100.00"},{"v":2100,"d":"R 2,100.00"},{"v":2806,"d":"R 2,806.00"},{"v":3750,"d":"R 3,750.00"},{"v":3750,"d":"R 3,750.00"},{"v":3750,"d":"R 3,750.00"},{"v":3750,"d":"R 3,750.00"}]
[null,null,12,"1101 - 1200",{"v":9000,"d":"R 9,000.00"},{"v":9000,"d":"R 9,000.00"},{"v":9000,"d":"R 9,000.00"},{"v":9000,"d":"R 9,000.00"},{"v":9000,"d":"R 9,000.00"},{"v":10150,"d":"R 10,150.00"},{"v":10600,"d":"R 10,600.00"},{"v":10600,"d":"R 10,600.00"},{"v":10600,"d":"R 10,600.00"},{"v":10600,"d":"R 10,600.00"}]
[null,null,13,"1201 - 1300",{"v":9500,"d":"R 9,500.00"},{"v":9500,"d":"R 9,500.00"},{"v":9500,"d":"R 9,500.00"},{"v":9500,"d":"R 9,500.00"},{"v":9500,"d":"R 9,500.00"},{"v":10950,"d":"R 10,950.00"},{"v":11400,"d":"R 11,400.00"},{"v":11400,"d":"R 11,400.00"},{"v":11400,"d":"R 11,400.00"},{"v":11400,"d":"R 11,400.00"}]
[null,null,14,"1301 - 1400",{"v":10000,"d":"R 10,000.00"},{"v":10000,"d":"R 10,000.00"},{"v":10000,"d":"R 10,000.00"},{"v":10000,"d":"R 10,000.00"},{"v":10000,"d":"R 10,000.00"},{"v":11650,"d":"R 11,650.00"},{"v":12500,"d":"R 12,500.00"},{"v":12500,"d":"R 12,500.00"},{"v":12500,"d":"R 12,500.00"},{"v":12500,"d":"R 12,500.00"}]
[null,null,15,"1401 - 1500",{"v":11000,"d":"R 11,000.00"},{"v":11000,"d":"R 11,000.00"},{"v":11000,"d":"R 11,000.00"},{"v":11000,"d":"R 11,000.00"},{"v":11000,"d":"R 11,000.00"},{"v":12500,"d":"R 12,500.00"},{"v":13500,"d":"R 13,500.00"},{"v":13500,"d":"R 13,500.00"},{"v":13500,"d":"R 13,500.00"},{"v":13500,"d":"R 13,500.00"}]
[null,null,3,"201 - 300",{"v":3000,"d":"R 3,000.00"},{"v":3000,"d":"R 3,000.00"},{"v":3000,"d":"R 3,000.00"},{"v":3000,"d":"R 3,000.00"},{"v":3000,"d":"R 3,000.00"},{"v":3545,"d":"R 3,545.00"},{"v":4100,"d":"R 4,100.00"},{"v":4100,"d":"R 4,100.00"},{"v":4100,"d":"R 4,100.00"},{"v":4100,"d":"R 4,100.00"}]
[null,null,4,"301 - 400",{"v":4000,"d":"R 4,000.00"},{"v":4000,"d":"R 4,000.00"},{"v":4000,"d":"R 4,000.00"},{"v":4000,"d":"R 4,000.00"},{"v":4000,"d":"R 4,000.00"},{"v":4300,"d":"R 4,300.00"},{"v":4600,"d":"R 4,600.00"},{"v":4600,"d":"R 4,600.00"},{"v":4600,"d":"R 4,600.00"},{"v":4600,"d":"R 4,600.00"}]
[null,null,5,"401 - 500",{"v":4500,"d":"R 4,500.00"},{"v":4500,"d":"R 4,500.00"},{"v":4500,"d":"R 4,500.00"},{"v":4500,"d":"R 4,500.00"},{"v":4500,"d":"R 4,500.00"},{"v":5000,"d":"R 5,000.00"},{"v":5500,"d":"R 5,500.00"},{"v":5500,"d":"R 5,500.00"},{"v":5500,"d":"R 5,500.00"},{"v":5500,"d":"R 5,500.00"}]
[null,null,6,"501 - 600",{"v":5000,"d":"R 5,000.00"},{"v":5000,"d":"R 5,000.00"},{"v":5000,"d":"R 5,000.00"},{"v":5000,"d":"R 5,000.00"},{"v":5000,"d":"R 5,000.00"},{"v":5785,"d":"R 5,785.00"},{"v":6200,"d":"R 6,200.00"},{"v":6200,"d":"R 6,200.00"},{"v":6200,"d":"R 6,200.00"},{"v":6200,"d":"R 6,200.00"}]
[null,null,7,"601 - 700",{"v":6000,"d":"R 6,000.00"},{"v":6000,"d":"R 6,000.00"},{"v":6000,"d":"R 6,000.00"},{"v":6000,"d":"R 6,000.00"},{"v":6000,"d":"R 6,000.00"},{"v":6600,"d":"R 6,600.00"},{"v":7100,"d":"R 7,100.00"},{"v":7100,"d":"R 7,100.00"},{"v":7100,"d":"R 7,100.00"},{"v":7100,"d":"R 7,100.00"}]
[null,null,8,"701 - 800",{"v":7000,"d":"R 7,000.00"},{"v":7000,"d":"R 7,000.00"},{"v":7000,"d":"R 7,000.00"},{"v":7000,"d":"R 7,000.00"},{"v":7000,"d":"R 7,000.00"},{"v":7100,"d":"R 7,100.00"},{"v":7700,"d":"R 7,700.00"},{"v":7700,"d":"R 7,700.00"},{"v":7700,"d":"R 7,700.00"},{"v":7700,"d":"R 7,700.00"}]
[null,null,9,"801 - 900",{"v":7400,"d":"R 7,400.00"},{"v":7400,"d":"R 7,400.00"},{"v":7400,"d":"R 7,400.00"},{"v":7400,"d":"R 7,400.00"},{"v":7400,"d":"R 7,400.00"},{"v":7980,"d":"R 7,980.00"},{"v":8500,"d":"R 8,500.00"},{"v":8500,"d":"R 8,500.00"},{"v":8500,"d":"R 8,500.00"},{"v":8500,"d":"R 8,500.00"}]
[null,null,10,"901 - 1000",{"v":7700,"d":"R 7,700.00"},{"v":7700,"d":"R 7,700.00"},{"v":7700,"d":"R 7,700.00"},{"v":7700,"d":"R 7,700.00"},{"v":7700,"d":"R 7,700.00"},{"v":8800,"d":"R 8,800.00"},{"v":9500,"d":"R 9,500.00"},{"v":9500,"d":"R 9,500.00"},{"v":9500,"d":"R 9,500.00"},{"v":9500,"d":"R 9,500.00"}]
[]
[null,null,"ANNEX C – Labour Costs for Decommissioning, erection and commissioning of flat plate cells (50V)"]
[null,null,"DECOMMISSIONING, ERECTION & COMMISSIONING - LABOUR COSTS for FLAT PLATE CELLS"]
[null,null,"Ah Capacity","Item","Cell Model No.","Decommissioning Only","Erection Only",null,"Commissioning Only",null,"Erection & Commissioning Only",null,"Decommissioning, Erection & Commissioning"]
[{"$nulls":5},"Wet Charged","Dry Charged","Wet Charged","Dry Charged","Wet Charged","Dry Charged","Wet Charged","Dry Charged","Wet Charged"]
[{"$nulls":3},"24 – 25 Cell, 50V Battery Banks"]
[null,0,64,1,"FCP05",{"v":2100,"d":"R 2,100.00"},{"v":2100,"d":"R 2,100.00"},{"v":2100,"d":"R 2,100.00"},{"v":15033,"d":"R 15,033.00"},{"v":2100,"d":"R 2,100.00"},{"v":17133,"d":"R 17,133.00"},{"v":4200,"d":"R 4,200.00"},{"v":19233,"d":"R 19,233.00"},{"v":6300,"d":"R 6,300.00"}]
[null,0,96,2,"FCP07",{"v":2100,"d":"R 2,100.00"},{"v":2100,"d":"R 2,100.00"},{"v":2100,"d":"R 2,100.00"},{"v":15033,"d":"R 15,033.00"},{"v":2100,"d":"R 2,100.00"},{"v":17133,"d":"R 17,133.00"},{"v":4200,"d":"R 4,200.00"},{"v":19233,"d":"R 19,233.00"},{"v":6300,"d":"R 6,300.00"}]
[null,0,128,2,"FCP09",{"v":2100,"d":"R 2,100.00"},{"v":2100,"d":"R 2,100.00"},{"v":2100,"d":"R 2,100.00"},{"v":15033,"d":"R 15,033.00"},{"v":2100,"d":"R 2,100.00"},{"v":17133,"d":"R 17,133.00"},{"v":4200,"d":"R 4,200.00"},{"v":19233,"d":"R 19,233.00"},{"v":6300,"d":"R 6,300.00"}]
[null,0,160,3,"FCP11",{"v":2100,"d":"R 2,100.00"},{"v":2100,"d":"R 2,100.00"},{"v":2100,"d":"R 2,100.00"},{"v":15033,"d":"R 15,033.00"},{"v":2100,"d":"R 2,100.00"},{"v":17133,"d":"R 17,133.00"},{"v":4200,"d":"R 4,200.00"},{"v":19233,"d":"R 19,233.00"},{"v":6300,"d":"R 6,300.00"}]
[null,0,192,4,"FCP13",{"v":2100,"d":"R 2,100.00"},{"v":2100,"d":"R 2,100.00"},{"v":2100,"d":"R 2,100.00"},{"v":15033,"d":"R 15,033.00"},{"v":2100,"d":"R 2,100.00"},{"v":17133,"d":"R 17,133.00"},{"v":4200,"d":"R 4,200.00"},{"v":19233,"d":"R 19,233.00"},{"v":6300,"d":"R 6,300.00"}]
[null,0,256,5,"FCP17",{"v":2100,"d":"R 2,100.00"},{"v":2100,"d":"R 2,100.00"},{"v":2100,"d":"R 2,100.00"},{"v":15033,"d":"R 15,033.00"},{"v":2100,"d":"R 2,100.00"},{"v":17133,"d":"R 17,133.00"},{"v":4200,"d":"R 4,200.00"},{"v":19233,"d":"R 19,233.00"},{"v":6300,"d":"R 6,300.00"}]
[null,0,320,6,"FCP21",{"v":2100,"d":"R 2,100.00"},{"v":2100,"d":"R 2,100.00"},{"v":2100,"d":"R 2,100.00"},{"v":15033,"d":"R 15,033.00"},{"v":2100,"d":"R 2,100.00"},{"v":17133,"d":"R 17,133.00"},{"v":4200,"d":"R 4,200.00"},{"v":19233,"d":"R 19,233.00"},{"v":6300,"d":"R 6,300.00"}]
[null,0,352,7,"FCP23",{"v":2100,"d":"R 2,100.00"},{"v":2100,"d":"R 2,100.00"},{"v":2100,"d":"R 2,100.00"},{"v":15203,"d":"R 15,203.00"},{"v":2100,"d":"R 2,100.00"},{"v":17303,"d":"R 17,303.00"},{"v":4200,"d":"R 4,200.00"},{"v":19403,"d":"R 19,403.00"},{"v":6300,"d":"R 6,300.00"}]
[null,0,416,8,"FCP27",{"v":2100,"d":"R 2,100.00"},{"v":2100,"d":"R 2,100.00"},{"v":2100,"d":"R 2,100.00"},{"v":15203,"d":"R 15,203.00"},{"v":2100,"d":"R 2,100.00"},{"v":17303,"d":"R 17,303.00"},{"v":4200,"d":"R 4,200.00"},{"v":19403,"d":"R 19,403.00"},{"v":6300,"d":"R 6,300.00"}]
[null,0,448,9,"FCP29",{"v":2100,"d":"R 2,100.00"},{"v":2100,"d":"R 2,100.00"},{"v":2100,"d":"R 2,100.00"},{"v":15203,"d":"R 15,203.00"},{"v":2100,"d":"R 2,100.00"},{"v":17303,"d":"R 17,303.00"},{"v":4200,"d":"R 4,200.00"},{"v":19403,"d":"R 19,403.00"},{"v":6300,"d":"R 6,300.00"}]
[null,0,512,10,"FCP33",{"v":2100,"d":"R 2,100.00"},{"v":2100,"d":"R 2,100.00"},{"v":2100,"d":"R 2,100.00"},{"v":15203,"d":"R 15,203.00"},{"v":2100,"d":"R 2,100.00"},{"v":17303,"d":"R 17,303.00"},{"v":4200,"d":"R 4,200.00"},{"v":19403,"d":"R 19,403.00"},{"v":6300,"d":"R 6,300.00"}]
[null,0,544,11,"FCP35",{"v":2100,"d":"R 2,100.00"},{"v":2100,"d":"R 2,100.00"},{"v":2100,"d":"R 2,100.00"},{"v":15203,"d":"R 15,203.00"},{"v":2100,"d":"R 2,100.00"},{"v":17303,"d":"R 17,303.00"},{"v":4200,"d":"R 4,200.00"},{"v":19403,"d":"R 19,403.00"},{"v":6300,"d":"R 6,300.00"}]
[null,0,608,12,"FCP39",{"v":2100,"d":"R 2,100.00"},{"v":2100,"d":"R 2,100.00"},{"v":2100,"d":"R 2,100.00"},{"v":15203,"d":"R 15,203.00"},{"v":2100,"d":"R 2,100.00"},{"v":17303,"d":"R 17,303.00"},{"v":4200,"d":"R 4,200.00"},{"v":19403,"d":"R 19,403.00"},{"v":6300,"d":"R 6,300.00"}]
[null,0,640,13,"FCP41",{"v":2100,"d":"R 2,100.00"},{"v":2100,"d":"R 2,100.00"},{"v":2100,"d":"R 2,100.00"},{"v":15203,"d":"R 15,203.00"},{"v":2100,"d":"R 2,100.00"},{"v":17303,"d":"R 17,303.00"},{"v":4200,"d":"R 4,200.00"},{"v":19403,"d":"R 19,403.00"},{"v":6300,"d":"R 6,300.00"}]
[null,0,672,14,"FCP43",{"v":2100,"d":"R 2,100.00"},{"v":2100,"d":"R 2,100.00"},{"v":2100,"d":"R 2,100.00"},{"v":15373,"d":"R 15,373.00"},{"v":2100,"d":"R 2,100.00"},{"v":17473,"d":"R 17,473.00"},{"v":4200,"d":"R 4,200.00"},{"v":19573,"d":"R 19,573.00"},{"v":6300,"d":"R 6,300.00"}]
[null,0,788,15,"FHP13",{"v":2100,"d":"R 2,100.00"},{"v":2100,"d":"R 2,100.00"},{"v":2100,"d":"R 2,100.00"},{"v":15373,"d":"R 15,373.00"},{"v":2100,"d":"R 2,100.00"},{"v":17473,"d":"R 17,473.00"},{"v":4200,"d":"R 4,200.00"},{"v":19573,"d":"R 19,573.00"},{"v":6300,"d":"R 6,300.00"}]
[null,0,920,16,"FHP15",{"v":2100,"d":"R 2,100.00"},{"v":2100,"d":"R 2,100.00"},{"v":2100,"d":"R 2,100.00"},{"v":15681,"d":"R 15,681.00"},{"v":2100,"d":"R 2,100.00"},{"v":17781,"d":"R 17,781.00"},{"v":4200,"d":"R 4,200.00"},{"v":19881,"d":"R 19,881.00"},{"v":6300,"d":"R 6,300.00"}]
[null,0,1050,17,"FHP17",{"v":2100,"d":"R 2,100.00"},{"v":2100,"d":"R 2,100.00"},{"v":2100,"d":"R 2,100.00"},{"v":15681,"d":"R 15,681.00"},{"v":2100,"d":"R 2,100.00"},{"v":17781,"d":"R 17,781.00"},{"v":4200,"d":"R 4,200.00"},{"v":19881,"d":"R 19,881.00"},{"v":6300,"d":"R 6,300.00"}]
[null,0,1180,19,"FHP19",{"v":2100,"d":"R 2,100.00"},{"v":2100,"d":"R 2,100.00"},{"v":2100,"d":"R 2,100.00"},{"v":15681,"d":"R 15,681.00"},{"v":2100,"d":"R 2,100.00"},{"v":17781,"d":"R 17,781.00"},{"v":4200,"d":"R 4,200.00"},{"v":19881,"d":"R 19,881.00"},{"v":6300,"d":"R 6,300.00"}]
[null,0,1310,20,"FHP21",{"v":2100,"d":"R 2,100.00"},{"v":2100,"d":"R 2,100.00"},{"v":2100,"d":"R 2,100.00"},{"v":15681,"d":"R 15,681.00"},{"v":2100,"d":"R 2,100.00"},{"v":17781,"d":"R 17,781.00"},{"v":4200,"d":"R 4,200.00"},{"v":19881,"d":"R 19,881.00"},{"v":6300,"d":"R 6,300.00"}]
[null,0,1440,21,"FHP23",{"v":2100,"d":"R 2,100.00"},{"v":2100,"d":"R 2,100.00"},{"v":2100,"d":"R 2,100.00"},{"v":15895,"d":"R 15,895.00"},{"v":2100,"d":"R 2,100.00"},{"v":17995,"d":"R 17,995.00"},{"v":4200,"d":"R 4,200.00"},{"v":20095,"d":"R 20,095.00"},{"v":6300,"d":"R 6,300.00"}]
[null,0,1570,23,"FHP25",{"v":2100,"d":"R 2,100.00"},{"v":2100,"d":"R 2,100.00"},{"v":2100,"d":"R 2,100.00"},{"v":15895,"d":"R 15,895.00"},{"v":2100,"d":"R 2,100.00"},{"v":17995,"d":"R 17,995.00"},{"v":4200,"d":"R 4,200.00"},{"v":20095,"d":"R 20,095.00"},{"v":6300,"d":"R 6,300.00"}]
[null,0,1700,24,"FHP27",{"v":2100,"d":"R 2,100.00"},{"v":2100,"d":"R 2,100.00"},{"v":2100,"d":"R 2,100.00"},{"v":15895,"d":"R 15,895.00"},{"v":2100,"d":"R 2,100.00"},{"v":17995,"d":"R 17,995.00"},{"v":4200,"d":"R 4,200.00"},{"v":20095,"d":"R 20,095.00"},{"v":6300,"d":"R 6,300.00"}]
[null,0,1830,25,"FHP29",{"v":2100,"d":"R 2,100.00"},{"v":2100,"d":"R 2,100.00"},{"v":2100,"d":"R 2,100.00"},{"v":15895,"d":"R 15,895.00"},{"v":2100,"d":"R 2,100.00"},{"v":17995,"d":"R 17,995.00"},{"v":4200,"d":"R 4,200.00"},{"v":20095,"d":"R 20,095.00"},{"v":6300,"d":"R 6,300.00"}]
[null,0,2100,27,"FHP33",{"v":2100,"d":"R 2,100.00"},{"v":2100,"d":"R 2,100.00"},{"v":2100,"d":"R 2,100.00"},{"v":16109,"d":"R 16,109.00"},{"v":2100,"d":"R 2,100.00"},{"v":18209,"d":"R 18,209.00"},{"v":4200,"d":"R 4,200.00"},{"v":20309,"d":"R 20,309.00"},{"v":6300,"d":"R 6,300.00"}]
[null,0,2100,28,"FHP33",{"v":2100,"d":"R 2,100.00"},{"v":2100,"d":"R 2,100.00"},{"v":2100,"d":"R 2,100.00"},{"v":16109,"d":"R 16,109.00"},{"v":2100,"d":"R 2,100.00"},{"v":18209,"d":"R 18,209.00"},{"v":4200,"d":"R 4,200.00"},{"v":20309,"d":"R 20,309.00"},{"v":6300,"d":"R 6,300.00"}]
[null,0,2230,29,"FHP35",{"v":2100,"d":"R 2,100.00"},{"v":2100,"d":"R 2,100.00"},{"v":2100,"d":"R 2,100.00"},{"v":16109,"d":"R 16,109.00"},{"v":2100,"d":"R 2,100.00"},{"v":18209,"d":"R 18,209.00"},{"v":4200,"d":"R 4,200.00"},{"v":20309,"d":"R 20,309.00"},{"v":6300,"d":"R 6,300.00"}]
[null,null,"ANNEX D – Labour Costs for Decommissioning, erection and commissioning of flat plate cells (110V)"]
[null,null,"DECOMMISSIONING, ERECTION & COMMISSIONING - LABOUR COSTS for FLAT PLATE CELLS"]
[null,null,"Ah Capacity","Item","Cell Model No.","Decommissioning Only","Erection Only",null,"Commissioning Only",null,"Erection & Commissioning Only",null,"Decommissioning, Erection & Commissioning"]
[{"$nulls":5},"Wet Charged","Dry Charged","Wet Charged","Dry Charged","Wet Charged","Dry Charged","Wet Charged","Dry Charged","Wet Charged"]
[{"$nulls":3},"52 Cell, 110V Battery Banks"]
[null,0,64,1,"FCP05",{"v":2100,"d":"R 2,100.00"},{"v":2100,"d":"R 2,100.00"},{"v":2100,"d":"R 2,100.00"},{"v":15033,"d":"R 15,033.00"},{"v":2100,"d":"R 2,100.00"},{"v":17133,"d":"R 17,133.00"},{"v":4200,"d":"R 4,200.00"},{"v":19233,"d":"R 19,233.00"},{"v":6300,"d":"R 6,300.00"}]
[null,0,96,2,"FCP07",{"v":2100,"d":"R 2,100.00"},{"v":2100,"d":"R 2,100.00"},{"v":2100,"d":"R 2,100.00"},{"v":15033,"d":"R 15,033.00"},{"v":2100,"d":"R 2,100.00"},{"v":17133,"d":"R 17,133.00"},{"v":4200,"d":"R 4,200.00"},{"v":19233,"d":"R 19,233.00"},{"v":6300,"d":"R 6,300.00"}]
[null,0,128,2,"FCP09",{"v":2100,"d":"R 2,100.00"},{"v":2100,"d":"R 2,100.00"},{"v":2100,"d":"R 2,100.00"},{"v":15033,"d":"R 15,033.00"},{"v":2100,"d":"R 2,100.00"},{"v":17133,"d":"R 17,133.00"},{"v":4200,"d":"R 4,200.00"},{"v":19233,"d":"R 19,233.00"},{"v":6300,"d":"R 6,300.00"}]
[null,0,160,3,"FCP11",{"v":2100,"d":"R 2,100.00"},{"v":2100,"d":"R 2,100.00"},{"v":2100,"d":"R 2,100.00"},{"v":15033,"d":"R 15,033.00"},{"v":2100,"d":"R 2,100.00"},{"v":17133,"d":"R 17,133.00"},{"v":4200,"d":"R 4,200.00"},{"v":19233,"d":"R 19,233.00"},{"v":6300,"d":"R 6,300.00"}]
[null,0,192,4,"FCP13",{"v":2100,"d":"R 2,100.00"},{"v":2100,"d":"R 2,100.00"},{"v":2100,"d":"R 2,100.00"},{"v":15033,"d":"R 15,033.00"},{"v":2100,"d":"R 2,100.00"},{"v":17133,"d":"R 17,133.00"},{"v":4200,"d":"R 4,200.00"},{"v":19233,"d":"R 19,233.00"},{"v":6300,"d":"R 6,300.00"}]
[null,0,256,5,"FCP17",{"v":2100,"d":"R 2,100.00"},{"v":2100,"d":"R 2,100.00"},{"v":2100,"d":"R 2,100.00"},{"v":15033,"d":"R 15,033.00"},{"v":2100,"d":"R 2,100.00"},{"v":17133,"d":"R 17,133.00"},{"v":4200,"d":"R 4,200.00"},{"v":19233,"d":"R 19,233.00"},{"v":6300,"d":"R 6,300.00"}]
[null,0,320,6,"FCP21",{"v":2100,"d":"R 2,100.00"},{"v":2100,"d":"R 2,100.00"},{"v":2100,"d":"R 2,100.00"},{"v":15467,"d":"R 15,467.00"},{"v":2100,"d":"R 2,100.00"},{"v":17567,"d":"R 17,567.00"},{"v":4200,"d":"R 4,200.00"},{"v":19667,"d":"R 19,667.00"},{"v":6300,"d":"R 6,300.00"}]
[null,0,352,7,"FCP23",{"v":2100,"d":"R 2,100.00"},{"v":2100,"d":"R 2,100.00"},{"v":2100,"d":"R 2,100.00"},{"v":15467,"d":"R 15,467.00"},{"v":2100,"d":"R 2,100.00"},{"v":17567,"d":"R 17,567.00"},{"v":4200,"d":"R 4,200.00"},{"v":19667,"d":"R 19,667.00"},{"v":6300,"d":"R 6,300.00"}]
[null,0,416,8,"FCP27",{"v":2100,"d":"R 2,100.00"},{"v":2100,"d":"R 2,100.00"},{"v":2100,"d":"R 2,100.00"},{"v":15467,"d":"R 15,467.00"},{"v":2100,"d":"R 2,100.00"},{"v":17567,"d":"R 17,567.00"},{"v":4200,"d":"R 4,200.00"},{"v":19667,"d":"R 19,667.00"},{"v":6300,"d":"R 6,300.00"}]
[null,0,448,9,"FCP29",{"v":2100,"d":"R 2,100.00"},{"v":2100,"d":"R 2,100.00"},{"v":2100,"d":"R 2,100.00"},{"v":15467,"d":"R 15,467.00"},{"v":2100,"d":"R 2,100.00"},{"v":17567,"d":"R 17,567.00"},{"v":4200,"d":"R 4,200.00"},{"v":19667,"d":"R 19,667.00"},{"v":6300,"d":"R 6,300.00"}]
[null,0,512,10,"FCP33",{"v":2100,"d":"R 2,100.00"},{"v":2100,"d":"R 2,100.00"},{"v":2100,"d":"R 2,100.00"},{"v":15467,"d":"R 15,467.00"},{"v":2100,"d":"R 2,100.00"},{"v":17567,"d":"R 17,567.00"},{"v":4200,"d":"R 4,200.00"},{"v":19667,"d":"R 19,667.00"},{"v":6300,"d":"R 6,300.00"}]
[null,0,544,11,"FCP35",{"v":2100,"d":"R 2,100.00"},{"v":2100,"d":"R 2,100.00"},{"v":2100,"d":"R 2,100.00"},{"v":15681,"d":"R 15,681.00"},{"v":2100,"d":"R 2,100.00"},{"v":17781,"d":"R 17,781.00"},{"v":4200,"d":"R 4,200.00"},{"v":19881,"d":"R 19,881.00"},{"v":6300,"d":"R 6,300.00"}]
[null,0,608,12,"FCP39",{"v":2100,"d":"R 2,100.00"},{"v":2100,"d":"R 2,100.00"},{"v":2100,"d":"R 2,100.00"},{"v":15681,"d":"R 15,681.00"},{"v":2100,"d":"R 2,100.00"},{"v":17781,"d":"R 17,781.00"},{"v":4200,"d":"R 4,200.00"},{"v":19881,"d":"R 19,881.00"},{"v":6300,"d":"R 6,300.00"}]
[null,0,640,13,"FCP41",{"v":2100,"d":"R 2,100.00"},{"v":2100,"d":"R 2,100.00"},{"v":2100,"d":"R 2,100.00"},{"v":15681,"d":"R 15,681.00"},{"v":2100,"d":"R 2,100.00"},{"v":17781,"d":"R 17,781.00"},{"v":4200,"d":"R 4,200.00"},{"v":19881,"d":"R 19,881.00"},{"v":6300,"d":"R 6,300.00"}]
[null,0,672,14,"FCP43",{"v":2100,"d":"R 2,100.00"},{"v":2100,"d":"R 2,100.00"},{"v":2100,"d":"R 2,100.00"},{"v":15681,"d":"R 15,681.00"},{"v":2100,"d":"R 2,100.00"},{"v":17781,"d":"R 17,781.00"},{"v":4200,"d":"R 4,200.00"},{"v":19881,"d":"R 19,881.00"},{"v":6300,"d":"R 6,300.00"}]
[null,0,788,15,"FHP13",{"v":2100,"d":"R 2,100.00"},{"v":2100,"d":"R 2,100.00"},{"v":2100,"d":"R 2,100.00"},{"v":15681,"d":"R 15,681.00"},{"v":2100,"d":"R 2,100.00"},{"v":17781,"d":"R 17,781.00"},{"v":4200,"d":"R 4,200.00"},{"v":19881,"d":"R 19,881.00"},{"v":6300,"d":"R 6,300.00"}]
[null,0,920,16,"FHP15",{"v":2100,"d":"R 2,100.00"},{"v":2100,"d":"R 2,100.00"},{"v":2100,"d":"R 2,100.00"},{"v":15681,"d":"R 15,681.00"},{"v":2100,"d":"R 2,100.00"},{"v":17781,"d":"R 17,781.00"},{"v":4200,"d":"R 4,200.00"},{"v":19881,"d":"R 19,881.00"},{"v":6300,"d":"R 6,300.00"}]
[null,0,1050,17,"FHP17",{"v":2100,"d":"R 2,100.00"},{"v":2100,"d":"R 2,100.00"},{"v":2100,"d":"R 2,100.00"},{"v":15895,"d":"R 15,895.00"},{"v":2100,"d":"R 2,100.00"},{"v":17995,"d":"R 17,995.00"},{"v":4200,"d":"R 4,200.00"},{"v":20095,"d":"R 20,095.00"},{"v":6300,"d":"R 6,300.00"}]
[null,0,1180,19,"FHP19",{"v":2100,"d":"R 2,100.00"},{"v":2100,"d":"R 2,100.00"},{"v":2100,"d":"R 2,100.00"},{"v":15895,"d":"R 15,895.00"},{"v":2100,"d":"R 2,100.00"},{"v":17995,"d":"R 17,995.00"},{"v":4200,"d":"R 4,200.00"},{"v":20095,"d":"R 20,095.00"},{"v":6300,"d":"R 6,300.00"}]
[null,0,1310,20,"FHP21",{"v":2100,"d":"R 2,100.00"},{"v":2100,"d":"R 2,100.00"},{"v":2100,"d":"R 2,100.00"},{"v":15895,"d":"R 15,895.00"},{"v":2100,"d":"R 2,100.00"},{"v":17995,"d":"R 17,995.00"},{"v":4200,"d":"R 4,200.00"},{"v":20095,"d":"R 20,095.00"},{"v":6300,"d":"R 6,300.00"}]
[null,0,1440,21,"FHP23",{"v":2100,"d":"R 2,100.00"},{"v":2100,"d":"R 2,100.00"},{"v":2100,"d":"R 2,100.00"},{"v":15895,"d":"R 15,895.00"},{"v":2100,"d":"R 2,100.00"},{"v":17995,"d":"R 17,995.00"},{"v":4200,"d":"R 4,200.00"},{"v":20095,"d":"R 20,095.00"},{"v":6300,"d":"R 6,300.00"}]
[null,0,1570,23,"FHP25",{"v":2100,"d":"R 2,100.00"},{"v":2100,"d":"R 2,100.00"},{"v":2100,"d":"R 2,100.00"},{"v":15895,"d":"R 15,895.00"},{"v":2100,"d":"R 2,100.00"},{"v":17995,"d":"R 17,995.00"},{"v":4200,"d":"R 4,200.00"},{"v":20095,"d":"R 20,095.00"},{"v":6300,"d":"R 6,300.00"}]
[null,0,1700,24,"FHP27",{"v":2100,"d":"R 2,100.00"},{"v":2100,"d":"R 2,100.00"},{"v":2100,"d":"R 2,100.00"},{"v":15895,"d":"R 15,895.00"},{"v":2100,"d":"R 2,100.00"},{"v":17995,"d":"R 17,995.00"},{"v":4200,"d":"R 4,200.00"},{"v":20095,"d":"R 20,095.00"},{"v":6300,"d":"R 6,300.00"}]
[null,0,1830,25,"FHP29",{"v":2100,"d":"R 2,100.00"},{"v":2100,"d":"R 2,100.00"},{"v":2100,"d":"R 2,100.00"},{"v":15895,"d":"R 15,895.00"},{"v":2100,"d":"R 2,100.00"},{"v":17995,"d":"R 17,995.00"},{"v":4200,"d":"R 4,200.00"},{"v":20095,"d":"R 20,095.00"},{"v":6300,"d":"R 6,300.00"}]
[null,0,1970,26,"FHP31",{"v":2100,"d":"R 2,100.00"},{"v":2100,"d":"R 2,100.00"},{"v":2100,"d":"R 2,100.00"},{"v":16323,"d":"R 16,323.00"},{"v":2100,"d":"R 2,100.00"},{"v":18423,"d":"R 18,423.00"},{"v":4200,"d":"R 4,200.00"},{"v":20523,"d":"R 20,523.00"},{"v":6300,"d":"R 6,300.00"}]
[null,0,2100,28,"FHP33",{"v":2100,"d":"R 2,100.00"},{"v":2100,"d":"R 2,100.00"},{"v":2100,"d":"R 2,100.00"},{"v":16323,"d":"R 16,323.00"},{"v":2100,"d":"R 2,100.00"},{"v":18423,"d":"R 18,423.00"},{"v":4200,"d":"R 4,200.00"},{"v":20523,"d":"R 20,523.00"},{"v":6300,"d":"R 6,300.00"}]
[null,0,2230,29,"FHP35",{"v":2100,"d":"R 2,100.00"},{"v":2100,"d":"R 2,100.00"},{"v":2100,"d":"R 2,100.00"},{"v":16323,"d":"R 16,323.00"},{"v":2100,"d":"R 2,100.00"},{"v":18423,"d":"R 18,423.00"},{"v":4200,"d":"R 4,200.00"},{"v":20523,"d":"R 20,523.00"},{"v":6300,"d":"R 6,300.00"}]
[null,null,"ANNEX E – Labour Costs for Decommissioning, erection and commissioning of flat plate cells (220V)"]
[null,null,"DECOMMISSIONING, ERECTION & COMMISSIONING - LABOUR COSTS for FLAT PLATE CELLS"]
[null,null,"Ah Capacity","Item","Cell Model No.","Decommissioning Only","Erection Only",null,"Commissioning Only",null,"Erection & Commissioning Only",null,"Decommissioning, Erection & Commissioning"]
[{"$nulls":5},"Wet Charged","Dry Charged","Wet Charged","Dry Charged","Wet Charged","Dry Charged","Wet Charged","Dry Charged","Wet Charged"]
[{"$nulls":3},"104 Cell, 220V Battery Banks"]
[null,0,64,1,"FCP05",{"v":2100,"d":"R 2,100.00"},{"v":2100,"d":"R 2,100.00"},{"v":2100,"d":"R 2,100.00"},{"v":16323,"d":"R 16,323.00"},{"v":2100,"d":"R 2,100.00"},{"v":18423,"d":"R 18,423.00"},{"v":4200,"d":"R 4,200.00"},{"v":20523,"d":"R 20,523.00"},{"v":6300,"d":"R 6,300.00"}]
[null,0,96,2,"FCP07",{"v":2100,"d":"R 2,100.00"},{"v":2100,"d":"R 2,100.00"},{"v":2100,"d":"R 2,100.00"},{"v":16323,"d":"R 16,323.00"},{"v":2100,"d":"R 2,100.00"},{"v":18423,"d":"R 18,423.00"},{"v":4200,"d":"R 4,200.00"},{"v":20523,"d":"R 20,523.00"},{"v":6300,"d":"R 6,300.00"}]
[null,0,128,2,"FCP09",{"v":2100,"d":"R 2,100.00"},{"v":2100,"d":"R 2,100.00"},{"v":2100,"d":"R 2,100.00"},{"v":16323,"d":"R 16,323.00"},{"v":2100,"d":"R 2,100.00"},{"v":18423,"d":"R 18,423.00"},{"v":4200,"d":"R 4,200.00"},{"v":20523,"d":"R 20,523.00"},{"v":6300,"d":"R 6,300.00"}]
[null,0,160,3,"FCP11",{"v":2100,"d":"R 2,100.00"},{"v":2100,"d":"R 2,100.00"},{"v":2100,"d":"R 2,100.00"},{"v":16323,"d":"R 16,323.00"},{"v":2100,"d":"R 2,100.00"},{"v":18423,"d":"R 18,423.00"},{"v":4200,"d":"R 4,200.00"},{"v":20523,"d":"R 20,523.00"},{"v":6300,"d":"R 6,300.00"}]
[null,0,192,4,"FCP13",{"v":2100,"d":"R 2,100.00"},{"v":2100,"d":"R 2,100.00"},{"v":2100,"d":"R 2,100.00"},{"v":16323,"d":"R 16,323.00"},{"v":2100,"d":"R 2,100.00"},{"v":18423,"d":"R 18,423.00"},{"v":4200,"d":"R 4,200.00"},{"v":20523,"d":"R 20,523.00"},{"v":6300,"d":"R 6,300.00"}]
[null,0,256,5,"FCP17",{"v":2100,"d":"R 2,100.00"},{"v":2100,"d":"R 2,100.00"},{"v":2100,"d":"R 2,100.00"},{"v":16323,"d":"R 16,323.00"},{"v":2100,"d":"R 2,100.00"},{"v":18423,"d":"R 18,423.00"},{"v":4200,"d":"R 4,200.00"},{"v":20523,"d":"R 20,523.00"},{"v":6300,"d":"R 6,300.00"}]
[null,0,320,6,"FCP21",{"v":2100,"d":"R 2,100.00"},{"v":2100,"d":"R 2,100.00"},{"v":2100,"d":"R 2,100.00"},{"v":16751,"d":"R 16,751.00"},{"v":2100,"d":"R 2,100.00"},{"v":18851,"d":"R 18,851.00"},{"v":4200,"d":"R 4,200.00"},{"v":20951,"d":"R 20,951.00"},{"v":6300,"d":"R 6,300.00"}]
[null,0,352,7,"FCP23",{"v":2100,"d":"R 2,100.00"},{"v":2100,"d":"R 2,100.00"},{"v":2100,"d":"R 2,100.00"},{"v":16751,"d":"R 16,751.00"},{"v":2100,"d":"R 2,100.00"},{"v":18851,"d":"R 18,851.00"},{"v":4200,"d":"R 4,200.00"},{"v":20951,"d":"R 20,951.00"},{"v":6300,"d":"R 6,300.00"}]
[null,0,416,8,"FCP27",{"v":2100,"d":"R 2,100.00"},{"v":2100,"d":"R 2,100.00"},{"v":2100,"d":"R 2,100.00"},{"v":16751,"d":"R 16,751.00"},{"v":2100,"d":"R 2,100.00"},{"v":18851,"d":"R 18,851.00"},{"v":4200,"d":"R 4,200.00"},{"v":20951,"d":"R 20,951.00"},{"v":6300,"d":"R 6,300.00"}]
[null,0,448,9,"FCP29",{"v":2100,"d":"R 2,100.00"},{"v":2100,"d":"R 2,100.00"},{"v":2100,"d":"R 2,100.00"},{"v":16751,"d":"R 16,751.00"},{"v":2100,"d":"R 2,100.00"},{"v":18851,"d":"R 18,851.00"},{"v":4200,"d":"R 4,200.00"},{"v":20951,"d":"R 20,951.00"},{"v":6300,"d":"R 6,300.00"}]
[null,0,512,10,"FCP33",{"v":2100,"d":"R 2,100.00"},{"v":2100,"d":"R 2,100.00"},{"v":2100,"d":"R 2,100.00"},{"v":16751,"d":"R 16,751.00"},{"v":2100,"d":"R 2,100.00"},{"v":18851,"d":"R 18,851.00"},{"v":4200,"d":"R 4,200.00"},{"v":20951,"d":"R 20,951.00"},{"v":6300,"d":"R 6,300.00"}]
[null,0,544,11,"FCP35",{"v":2100,"d":"R 2,100.00"},{"v":2100,"d":"R 2,100.00"},{"v":2100,"d":"R 2,100.00"},{"v":16751,"d":"R 16,751.00"},{"v":2100,"d":"R 2,100.00"},{"v":18851,"d":"R 18,851.00"},{"v":4200,"d":"R 4,200.00"},{"v":20951,"d":"R 20,951.00"},{"v":6300,"d":"R 6,300.00"}]
[null,0,608,12,"FCP39",{"v":2100,"d":"R 2,100.00"},{"v":2100,"d":"R 2,100.00"},{"v":2100,"d":"R 2,100.00"},{"v":17179,"d":"R 17,179.00"},{"v":2100,"d":"R 2,100.00"},{"v":19279,"d":"R 19,279.00"},{"v":4200,"d":"R 4,200.00"},{"v":21379,"d":"R 21,379.00"},{"v":6300,"d":"R 6,300.00"}]
[null,0,640,13,"FCP41",{"v":2100,"d":"R 2,100.00"},{"v":2100,"d":"R 2,100.00"},{"v":2100,"d":"R 2,100.00"},{"v":17179,"d":"R 17,179.00"},{"v":2100,"d":"R 2,100.00"},{"v":19279,"d":"R 19,279.00"},{"v":4200,"d":"R 4,200.00"},{"v":21379,"d":"R 21,379.00"},{"v":6300,"d":"R 6,300.00"}]
[null,0,672,14,"FCP43",{"v":2100,"d":"R 2,100.00"},{"v":2100,"d":"R 2,100.00"},{"v":2100,"d":"R 2,100.00"},{"v":17179,"d":"R 17,179.00"},{"v":2100,"d":"R 2,100.00"},{"v":19279,"d":"R 19,279.00"},{"v":4200,"d":"R 4,200.00"},{"v":21379,"d":"R 21,379.00"},{"v":6300,"d":"R 6,300.00"}]
[null,0,788,15,"FHP13",{"v":2100,"d":"R 2,100.00"},{"v":2100,"d":"R 2,100.00"},{"v":2100,"d":"R 2,100.00"},{"v":17179,"d":"R 17,179.00"},{"v":2100,"d":"R 2,100.00"},{"v":19279,"d":"R 19,279.00"},{"v":4200,"d":"R 4,200.00"},{"v":21379,"d":"R 21,379.00"},{"v":6300,"d":"R 6,300.00"}]
[null,0,920,16,"FHP15",{"v":2100,"d":"R 2,100.00"},{"v":2100,"d":"R 2,100.00"},{"v":2100,"d":"R 2,100.00"},{"v":17179,"d":"R 17,179.00"},{"v":2100,"d":"R 2,100.00"},{"v":19279,"d":"R 19,279.00"},{"v":4200,"d":"R 4,200.00"},{"v":21379,"d":"R 21,379.00"},{"v":6300,"d":"R 6,300.00"}]
[null,0,1050,17,"FHP17",{"v":2100,"d":"R 2,100.00"},{"v":2100,"d":"R 2,100.00"},{"v":2100,"d":"R 2,100.00"},{"v":17607,"d":"R 17,607.00"},{"v":2100,"d":"R 2,100.00"},{"v":19707,"d":"R 19,707.00"},{"v":4200,"d":"R 4,200.00"},{"v":21807,"d":"R 21,807.00"},{"v":6300,"d":"R 6,300.00"}]
[null,0,1180,19,"FHP19",{"v":2100,"d":"R 2,100.00"},{"v":2100,"d":"R 2,100.00"},{"v":2100,"d":"R 2,100.00"},{"v":17607,"d":"R 17,607.00"},{"v":2100,"d":"R 2,100.00"},{"v":19707,"d":"R 19,707.00"},{"v":4200,"d":"R 4,200.00"},{"v":21807,"d":"R 21,807.00"},{"v":6300,"d":"R 6,300.00"}]
[null,0,1310,20,"FHP21",{"v":2100,"d":"R 2,100.00"},{"v":2100,"d":"R 2,100.00"},{"v":2100,"d":"R 2,100.00"},{"v":17607,"d":"R 17,607.00"},{"v":2100,"d":"R 2,100.00"},{"v":19707,"d":"R 19,707.00"},{"v":4200,"d":"R 4,200.00"},{"v":21807,"d":"R 21,807.00"},{"v":6300,"d":"R 6,300.00"}]
[null,0,1440,21,"FHP23",{"v":2100,"d":"R 2,100.00"},{"v":2100,"d":"R 2,100.00"},{"v":2100,"d":"R 2,100.00"},{"v":18035,"d":"R 18,035.00"},{"v":2100,"d":"R 2,100.00"},{"v":20135,"d":"R 20,135.00"},{"v":4200,"d":"R 4,200.00"},{"v":22235,"d":"R 22,235.00"},{"v":6300,"d":"R 6,300.00"}]
[null,0,1570,23,"FHP25",{"v":2100,"d":"R 2,100.00"},{"v":2100,"d":"R 2,100.00"},{"v":2100,"d":"R 2,100.00"},{"v":18035,"d":"R 18,035.00"},{"v":2100,"d":"R 2,100.00"},{"v":20135,"d":"R 20,135.00"},{"v":4200,"d":"R 4,200.00"},{"v":22235,"d":"R 22,235.00"},{"v":6300,"d":"R 6,300.00"}]
[null,0,1700,24,"FHP27",{"v":2100,"d":"R 2,100.00"},{"v":2100,"d":"R 2,100.00"},{"v":2100,"d":"R 2,100.00"},{"v":18035,"d":"R 18,035.00"},{"v":2100,"d":"R 2,100.00"},{"v":20135,"d":"R 20,135.00"},{"v":4200,"d":"R 4,200.00"},{"v":22235,"d":"R 22,235.00"},{"v":6300,"d":"R 6,300.00"}]
[null,0,1830,25,"FHP29",{"v":2100,"d":"R 2,100.00"},{"v":2100,"d":"R 2,100.00"},{"v":2100,"d":"R 2,100.00"},{"v":18035,"d":"R 18,035.00"},{"v":2100,"d":"R 2,100.00"},{"v":20135,"d":"R 20,135.00"},{"v":4200,"d":"R 4,200.00"},{"v":22235,"d":"R 22,235.00"},{"v":6300,"d":"R 6,300.00"}]
[null,0,1970,26,"FHP31",{"v":2100,"d":"R 2,100.00"},{"v":2100,"d":"R 2,100.00"},{"v":2100,"d":"R 2,100.00"},{"v":18463,"d":"R 18,463.00"},{"v":2100,"d":"R 2,100.00"},{"v":20563,"d":"R 20,563.00"},{"v":4200,"d":"R 4,200.00"},{"v":22663,"d":"R 22,663.00"},{"v":6300,"d":"R 6,300.00"}]
[null,0,2100,28,"FHP33",{"v":2100,"d":"R 2,100.00"},{"v":2100,"d":"R 2,100.00"},{"v":2100,"d":"R 2,100.00"},{"v":18463,"d":"R 18,463.00"},{"v":2100,"d":"R 2,100.00"},{"v":20563,"d":"R 20,563.00"},{"v":4200,"d":"R 4,200.00"},{"v":22663,"d":"R 22,663.00"},{"v":6300,"d":"R 6,300.00"}]
[null,0,2230,29,"FHP35",{"v":2100,"d":"R 2,100.00"},{"v":2100,"d":"R 2,100.00"},{"v":2100,"d":"R 2,100.00"},{"v":18463,"d":"R 18,463.00"},{"v":2100,"d":"R 2,100.00"},{"v":20563,"d":"R 20,563.00"},{"v":4200,"d":"R 4,200.00"},{"v":22663,"d":"R 22,663.00"},{"v":6300,"d":"R 6,300.00"}]
[]
[null,null,"ANNEX F – Accommodation and subsistence costs for flat plate cells (50V)"]
[null,null,"ANNEX G – Accommodation and subsistence costs for flat plate cells (110V)"]
[null,null,"ANNEX H – Accommodation and subsistence costs for flat plate cells (220V)"]
[null,null,"DECOMMISSIONING, ERECTION & COMMISSIONING - ACCOMMODATION & SUBSISTENCE COSTS for FLAT PLATE CELLS"]
[null,null,"Ah Capacity","Item","Cell Model No.","Decommissioning Only","Erection Only",null,"Commissioning Only",null,"Erection & Commissioning Only",null,"Decommissioning, Erection & Commissioning"]
[{"$nulls":5},"Wet Charged","Dry Charged","Wet Charged","Dry Charged","Wet Charged","Dry Charged","Wet Charged","Dry Charged","Wet Charged"]
[{"$nulls":3},"104 Cell, 220V Battery Banks"]
[null,null,64,1,"FCP05",{"v":2100,"d":"R 2,100.00"},{"v":2100,"d":"R 2,100.00"},{"v":2100,"d":"R 2,100.00"},{"v":12960,"d":"R 12,960.00"},{"v":2100,"d":"R 2,100.00"},{"v":15060,"d":"R 15,060.00"},{"v":4200,"d":"R 4,200.00"},{"v":17160,"d":"R 17,160.00"},{"v":6300,"d":"R 6,300.00"}]
[null,null,96,2,"FCP07",{"v":2100,"d":"R 2,100.00"},{"v":2100,"d":"R 2,100.00"},{"v":2100,"d":"R 2,100.00"},{"v":12960,"d":"R 12,960.00"},{"v":2100,"d":"R 2,100.00"},{"v":15060,"d":"R 15,060.00"},{"v":4200,"d":"R 4,200.00"},{"v":17160,"d":"R 17,160.00"},{"v":6300,"d":"R 6,300.00"}]
[null,null,128,2,"FCP09",{"v":2100,"d":"R 2,100.00"},{"v":2100,"d":"R 2,100.00"},{"v":2100,"d":"R 2,100.00"},{"v":12960,"d":"R 12,960.00"},{"v":2100,"d":"R 2,100.00"},{"v":15060,"d":"R 15,060.00"},{"v":4200,"d":"R 4,200.00"},{"v":17160,"d":"R 17,160.00"},{"v":6300,"d":"R 6,300.00"}]
[null,null,160,3,"FCP11",{"v":2100,"d":"R 2,100.00"},{"v":2100,"d":"R 2,100.00"},{"v":2100,"d":"R 2,100.00"},{"v":12960,"d":"R 12,960.00"},{"v":2100,"d":"R 2,100.00"},{"v":15060,"d":"R 15,060.00"},{"v":4200,"d":"R 4,200.00"},{"v":17160,"d":"R 17,160.00"},{"v":6300,"d":"R 6,300.00"}]
[null,null,192,4,"FCP13",{"v":2100,"d":"R 2,100.00"},{"v":2100,"d":"R 2,100.00"},{"v":2100,"d":"R 2,100.00"},{"v":12960,"d":"R 12,960.00"},{"v":2100,"d":"R 2,100.00"},{"v":15060,"d":"R 15,060.00"},{"v":4200,"d":"R 4,200.00"},{"v":17160,"d":"R 17,160.00"},{"v":6300,"d":"R 6,300.00"}]
[null,null,256,5,"FCP17",{"v":2100,"d":"R 2,100.00"},{"v":2100,"d":"R 2,100.00"},{"v":2100,"d":"R 2,100.00"},{"v":12960,"d":"R 12,960.00"},{"v":2100,"d":"R 2,100.00"},{"v":15060,"d":"R 15,060.00"},{"v":4200,"d":"R 4,200.00"},{"v":17160,"d":"R 17,160.00"},{"v":6300,"d":"R 6,300.00"}]
[null,null,320,6,"FCP21",{"v":2100,"d":"R 2,100.00"},{"v":2100,"d":"R 2,100.00"},{"v":2100,"d":"R 2,100.00"},{"v":12960,"d":"R 12,960.00"},{"v":2100,"d":"R 2,100.00"},{"v":15060,"d":"R 15,060.00"},{"v":4200,"d":"R 4,200.00"},{"v":17160,"d":"R 17,160.00"},{"v":6300,"d":"R 6,300.00"}]
[null,null,352,7,"FCP23",{"v":2100,"d":"R 2,100.00"},{"v":2100,"d":"R 2,100.00"},{"v":2100,"d":"R 2,100.00"},{"v":12960,"d":"R 12,960.00"},{"v":2100,"d":"R 2,100.00"},{"v":15060,"d":"R 15,060.00"},{"v":4200,"d":"R 4,200.00"},{"v":17160,"d":"R 17,160.00"},{"v":6300,"d":"R 6,300.00"}]
[null,null,416,8,"FCP27",{"v":2100,"d":"R 2,100.00"},{"v":2100,"d":"R 2,100.00"},{"v":2100,"d":"R 2,100.00"},{"v":12960,"d":"R 12,960.00"},{"v":2100,"d":"R 2,100.00"},{"v":15060,"d":"R 15,060.00"},{"v":4200,"d":"R 4,200.00"},{"v":17160,"d":"R 17,160.00"},{"v":6300,"d":"R 6,300.00"}]
[null,null,448,9,"FCP29",{"v":2100,"d":"R 2,100.00"},{"v":2100,"d":"R 2,100.00"},{"v":2100,"d":"R 2,100.00"},{"v":12960,"d":"R 12,960.00"},{"v":2100,"d":"R 2,100.00"},{"v":15060,"d":"R 15,060.00"},{"v":4200,"d":"R 4,200.00"},{"v":17160,"d":"R 17,160.00"},{"v":6300,"d":"R 6,300.00"}]
[null,null,512,10,"FCP33",{"v":2100,"d":"R 2,100.00"},{"v":2100,"d":"R 2,100.00"},{"v":2100,"d":"R 2,100.00"},{"v":12960,"d":"R 12,960.00"},{"v":2100,"d":"R 2,100.00"},{"v":15060,"d":"R 15,060.00"},{"v":4200,"d":"R 4,200.00"},{"v":17160,"d":"R 17,160.00"},{"v":6300,"d":"R 6,300.00"}]
[null,null,544,11,"FCP35",{"v":2100,"d":"R 2,100.00"},{"v":2100,"d":"R 2,100.00"},{"v":2100,"d":"R 2,100.00"},{"v":12960,"d":"R 12,960.00"},{"v":2100,"d":"R 2,100.00"},{"v":15060,"d":"R 15,060.00"},{"v":4200,"d":"R 4,200.00"},{"v":17160,"d":"R 17,160.00"},{"v":6300,"d":"R 6,300.00"}]
[null,null,608,12,"FCP39",{"v":2100,"d":"R 2,100.00"},{"v":2100,"d":"R 2,100.00"},{"v":2100,"d":"R 2,100.00"},{"v":12960,"d":"R 12,960.00"},{"v":2100,"d":"R 2,100.00"},{"v":15060,"d":"R 15,060.00"},{"v":4200,"d":"R 4,200.00"},{"v":17160,"d":"R 17,160.00"},{"v":6300,"d":"R 6,300.00"}]
[null,null,640,13,"FCP41",{"v":2100,"d":"R 2,100.00"},{"v":2100,"d":"R 2,100.00"},{"v":2100,"d":"R 2,100.00"},{"v":12960,"d":"R 12,960.00"},{"v":2100,"d":"R 2,100.00"},{"v":15060,"d":"R 15,060.00"},{"v":4200,"d":"R 4,200.00"},{"v":17160,"d":"R 17,160.00"},{"v":6300,"d":"R 6,300.00"}]
[null,null,672,14,"FCP43",{"v":2100,"d":"R 2,100.00"},{"v":2100,"d":"R 2,100.00"},{"v":2100,"d":"R 2,100.00"},{"v":12960,"d":"R 12,960.00"},{"v":2100,"d":"R 2,100.00"},{"v":15060,"d":"R 15,060.00"},{"v":4200,"d":"R 4,200.00"},{"v":17160,"d":"R 17,160.00"},{"v":6300,"d":"R 6,300.00"}]
[null,null,788,15,"FHP13",{"v":2100,"d":"R 2,100.00"},{"v":2100,"d":"R 2,100.00"},{"v":2100,"d":"R 2,100.00"},{"v":12960,"d":"R 12,960.00"},{"v":2100,"d":"R 2,100.00"},{"v":15060,"d":"R 15,060.00"},{"v":4200,"d":"R 4,200.00"},{"v":17160,"d":"R 17,160.00"},{"v":6300,"d":"R 6,300.00"}]
[null,null,920,16,"FHP15",{"v":2100,"d":"R 2,100.00"},{"v":2100,"d":"R 2,100.00"},{"v":2100,"d":"R 2,100.00"},{"v":12960,"d":"R 12,960.00"},{"v":2100,"d":"R 2,100.00"},{"v":15060,"d":"R 15,060.00"},{"v":4200,"d":"R 4,200.00"},{"v":17160,"d":"R 17,160.00"},{"v":6300,"d":"R 6,300.00"}]
[null,null,1050,17,"FHP17",{"v":2100,"d":"R 2,100.00"},{"v":2100,"d":"R 2,100.00"},{"v":2100,"d":"R 2,100.00"},{"v":12960,"d":"R 12,960.00"},{"v":2100,"d":"R 2,100.00"},{"v":15060,"d":"R 15,060.00"},{"v":4200,"d":"R 4,200.00"},{"v":17160,"d":"R 17,160.00"},{"v":6300,"d":"R 6,300.00"}]
[null,null,1180,19,"FHP19",{"v":2100,"d":"R 2,100.00"},{"v":2100,"d":"R 2,100.00"},{"v":2100,"d":"R 2,100.00"},{"v":12960,"d":"R 12,960.00"},{"v":2100,"d":"R 2,100.00"},{"v":15060,"d":"R 15,060.00"},{"v":4200,"d":"R 4,200.00"},{"v":17160,"d":"R 17,160.00"},{"v":6300,"d":"R 6,300.00"}]
[null,null,1310,20,"FHP21",{"v":2100,"d":"R 2,100.00"},{"v":2100,"d":"R 2,100.00"},{"v":2100,"d":"R 2,100.00"},{"v":12960,"d":"R 12,960.00"},{"v":2100,"d":"R 2,100.00"},{"v":15060,"d":"R 15,060.00"},{"v":4200,"d":"R 4,200.00"},{"v":17160,"d":"R 17,160.00"},{"v":6300,"d":"R 6,300.00"}]
[null,null,1440,21,"FHP23",{"v":2100,"d":"R 2,100.00"},{"v":2100,"d":"R 2,100.00"},{"v":2100,"d":"R 2,100.00"},{"v":12960,"d":"R 12,960.00"},{"v":2100,"d":"R 2,100.00"},{"v":15060,"d":"R 15,060.00"},{"v":4200,"d":"R 4,200.00"},{"v":17160,"d":"R 17,160.00"},{"v":6300,"d":"R 6,300.00"}]
[null,null,1570,23,"FHP25",{"v":2100,"d":"R 2,100.00"},{"v":2100,"d":"R 2,100.00"},{"v":2100,"d":"R 2,100.00"},{"v":12960,"d":"R 12,960.00"},{"v":2100,"d":"R 2,100.00"},{"v":15060,"d":"R 15,060.00"},{"v":4200,"d":"R 4,200.00"},{"v":17160,"d":"R 17,160.00"},{"v":6300,"d":"R 6,300.00"}]
[null,null,1700,24,"FHP27",{"v":2100,"d":"R 2,100.00"},{"v":2100,"d":"R 2,100.00"},{"v":2100,"d":"R 2,100.00"},{"v":12960,"d":"R 12,960.00"},{"v":2100,"d":"R 2,100.00"},{"v":15060,"d":"R 15,060.00"},{"v":4200,"d":"R 4,200.00"},{"v":17160,"d":"R 17,160.00"},{"v":6300,"d":"R 6,300.00"}]
[null,null,1830,25,"FHP29",{"v":2100,"d":"R 2,100.00"},{"v":2100,"d":"R 2,100.00"},{"v":2100,"d":"R 2,100.00"},{"v":12960,"d":"R 12,960.00"},{"v":2100,"d":"R 2,100.00"},{"v":15060,"d":"R 15,060.00"},{"v":4200,"d":"R 4,200.00"},{"v":17160,"d":"R 17,160.00"},{"v":6300,"d":"R 6,300.00"}]
[null,null,1970,26,"FHP31",{"v":2100,"d":"R 2,100.00"},{"v":2100,"d":"R 2,100.00"},{"v":2100,"d":"R 2,100.00"},{"v":12960,"d":"R 12,960.00"},{"v":2100,"d":"R 2,100.00"},{"v":15060,"d":"R 15,060.00"},{"v":4200,"d":"R 4,200.00"},{"v":17160,"d":"R 17,160.00"},{"v":6300,"d":"R 6,300.00"}]
[null,null,2100,28,"FHP33",{"v":2100,"d":"R 2,100.00"},{"v":2100,"d":"R 2,100.00"},{"v":2100,"d":"R 2,100.00"},{"v":12960,"d":"R 12,960.00"},{"v":2100,"d":"R 2,100.00"},{"v":15060,"d":"R 15,060.00"},{"v":4200,"d":"R 4,200.00"},{"v":17160,"d":"R 17,160.00"},{"v":6300,"d":"R 6,300.00"}]
[null,null,2230,29,"FHP35",{"v":2100,"d":"R 2,100.00"},{"v":2100,"d":"R 2,100.00"},{"v":2100,"d":"R 2,100.00"},{"v":12960,"d":"R 12,960.00"},{"v":2100,"d":"R 2,100.00"},{"v":15060,"d":"R 15,060.00"},{"v":4200,"d":"R 4,200.00"},{"v":17160,"d":"R 17,160.00"},{"v":6300,"d":"R 6,300.00"}]
[]
[null,null,"ANNEX I – Travel costs for flat plate cells"]
[null,null,"DECOMMISSIONING, ERECTION & COMMISSIONING - TRAVEL COSTS"]
[null,null,"Round Trip Distance [km]","Item","ALL BATTERY BANKS"]
[{"$nulls":4},"Decommissioning Only",null,"Erection Only",null,"Commissioning Only",null,"Erection & Commissioning Only",null,"Decomissioning, Erection & Commissioning"]
[{"$nulls":4},"One ","Two +","One ","Two +","One ","Two +","One ","Two +","One ","Two +"]
[null,null,"0 - 100",1,{"v":1500,"d":"R 1,500.00"},{"v":1500,"d":"R 1,500.00"},{"v":1500,"d":"R 1,500.00"},{"v":1500,"d":"R 1,500.00"},{"v":1500,"d":"R 1,500.00"},{"v":1500,"d":"R 1,500.00"},{"v":1500,"d":"R 1,500.00"},{"v":1500,"d":"R 1,500.00"},{"v":1500,"d":"R 1,500.00"},{"v":1500,"d":"R 1,500.00"}]
[null,null,"1001 - 1100",11,{"v":13000,"d":"R 13,000.00"},{"v":13000,"d":"R 13,000.00"},{"v":13000,"d":"R 13,000.00"},{"v":13000,"d":"R 13,000.00"},{"v":13000,"d":"R 13,000.00"},{"v":13000,"d":"R 13,000.00"},{"v":13000,"d":"R 13,000.00"},{"v":13000,"d":"R 13,000.00"},{"v":13000,"d":"R 13,000.00"},{"v":13000,"d":"R 13,000.00"}]
[null,null,"101 - 200",2,{"v":3000,"d":"R 3,000.00"},{"v":3000,"d":"R 3,000.00"},{"v":3000,"d":"R 3,000.00"},{"v":3000,"d":"R 3,000.00"},{"v":3000,"d":"R 3,000.00"},{"v":3000,"d":"R 3,000.00"},{"v":3000,"d":"R 3,000.00"},{"v":3000,"d":"R 3,000.00"},{"v":3000,"d":"R 3,000.00"},{"v":3000,"d":"R 3,000.00"}]
[null,null,"1101 - 1200",12,{"v":13000,"d":"R 13,000.00"},{"v":13000,"d":"R 13,000.00"},{"v":13000,"d":"R 13,000.00"},{"v":13000,"d":"R 13,000.00"},{"v":13000,"d":"R 13,000.00"},{"v":13000,"d":"R 13,000.00"},{"v":13000,"d":"R 13,000.00"},{"v":13000,"d":"R 13,000.00"},{"v":13000,"d":"R 13,000.00"},{"v":13000,"d":"R 13,000.00"}]
[null,null,"1201 - 1300",13,{"v":13000,"d":"R 13,000.00"},{"v":13000,"d":"R 13,000.00"},{"v":13000,"d":"R 13,000.00"},{"v":13000,"d":"R 13,000.00"},{"v":13000,"d":"R 13,000.00"},{"v":13000,"d":"R 13,000.00"},{"v":13000,"d":"R 13,000.00"},{"v":13000,"d":"R 13,000.00"},{"v":13000,"d":"R 13,000.00"},{"v":13000,"d":"R 13,000.00"}]
[null,null,"1301 - 1400",14,{"v":18200,"d":"R 18,200.00"},{"v":18200,"d":"R 18,200.00"},{"v":18200,"d":"R 18,200.00"},{"v":18200,"d":"R 18,200.00"},{"v":18200,"d":"R 18,200.00"},{"v":18200,"d":"R 18,200.00"},{"v":18200,"d":"R 18,200.00"},{"v":18200,"d":"R 18,200.00"},{"v":18200,"d":"R 18,200.00"},{"v":18200,"d":"R 18,200.00"}]
[null,null,"1401 - 1500",15,{"v":18200,"d":"R 18,200.00"},{"v":18200,"d":"R 18,200.00"},{"v":18200,"d":"R 18,200.00"},{"v":18200,"d":"R 18,200.00"},{"v":18200,"d":"R 18,200.00"},{"v":18200,"d":"R 18,200.00"},{"v":18200,"d":"R 18,200.00"},{"v":18200,"d":"R 18,200.00"},{"v":18200,"d":"R 18,200.00"},{"v":18200,"d":"R 18,200.00"}]
[null,null,"1501 - 3000",16,{"v":18200,"d":"R 18,200.00"},{"v":18200,"d":"R 18,200.00"},{"v":18200,"d":"R 18,200.00"},{"v":18200,"d":"R 18,200.00"},{"v":18200,"d":"R 18,200.00"},{"v":18200,"d":"R 18,200.00"},{"v":18200,"d":"R 18,200.00"},{"v":18200,"d":"R 18,200.00"},{"v":18200,"d":"R 18,200.00"},{"v":18200,"d":"R 18,200.00"}]
[null,null,"201 - 300",3,{"v":4500,"d":"R 4,500.00"},{"v":4500,"d":"R 4,500.00"},{"v":4500,"d":"R 4,500.00"},{"v":4500,"d":"R 4,500.00"},{"v":4500,"d":"R 4,500.00"},{"v":4500,"d":"R 4,500.00"},{"v":4500,"d":"R 4,500.00"},{"v":4500,"d":"R 4,500.00"},{"v":4500,"d":"R 4,500.00"},{"v":4500,"d":"R 4,500.00"}]
[null,null,"3001 - 4000",17,{"v":18200,"d":"R 18,200.00"},{"v":18200,"d":"R 18,200.00"},{"v":18200,"d":"R 18,200.00"},{"v":18200,"d":"R 18,200.00"},{"v":18200,"d":"R 18,200.00"},{"v":18200,"d":"R 18,200.00"},{"v":18200,"d":"R 18,200.00"},{"v":18200,"d":"R 18,200.00"},{"v":18200,"d":"R 18,200.00"},{"v":18200,"d":"R 18,200.00"}]
[null,null,"301 - 400",4,{"v":4200,"d":"R 4,200.00"},{"v":4200,"d":"R 4,200.00"},{"v":4200,"d":"R 4,200.00"},{"v":4200,"d":"R 4,200.00"},{"v":4200,"d":"R 4,200.00"},{"v":4200,"d":"R 4,200.00"},{"v":4200,"d":"R 4,200.00"},{"v":4200,"d":"R 4,200.00"},{"v":4200,"d":"R 4,200.00"},{"v":4200,"d":"R 4,200.00"}]
[null,null,"4000 +",18,{"v":18200,"d":"R 18,200.00"},{"v":18200,"d":"R 18,200.00"},{"v":18200,"d":"R 18,200.00"},{"v":18200,"d":"R 18,200.00"},{"v":18200,"d":"R 18,200.00"},{"v":18200,"d":"R 18,200.00"},{"v":18200,"d":"R 18,200.00"},{"v":18200,"d":"R 18,200.00"},{"v":18200,"d":"R 18,200.00"},{"v":18200,"d":"R 18,200.00"}]
[null,null,"401 - 500",5,{"v":6500,"d":"R 6,500.00"},{"v":6500,"d":"R 6,500.00"},{"v":6500,"d":"R 6,500.00"},{"v":6500,"d":"R 6,500.00"},{"v":6500,"d":"R 6,500.00"},{"v":6500,"d":"R 6,500.00"},{"v":6500,"d":"R 6,500.00"},{"v":6500,"d":"R 6,500.00"},{"v":6500,"d":"R 6,500.00"},{"v":6500,"d":"R 6,500.00"}]
[null,null,"501 - 600",6,{"v":6500,"d":"R 6,500.00"},{"v":6500,"d":"R 6,500.00"},{"v":6500,"d":"R 6,500.00"},{"v":6500,"d":"R 6,500.00"},{"v":6500,"d":"R 6,500.00"},{"v":6500,"d":"R 6,500.00"},{"v":6500,"d":"R 6,500.00"},{"v":6500,"d":"R 6,500.00"},{"v":6500,"d":"R 6,500.00"},{"v":6500,"d":"R 6,500.00"}]
[null,null,"601 - 700",7,{"v":6500,"d":"R 6,500.00"},{"v":6500,"d":"R 6,500.00"},{"v":6500,"d":"R 6,500.00"},{"v":6500,"d":"R 6,500.00"},{"v":6500,"d":"R 6,500.00"},{"v":6500,"d":"R 6,500.00"},{"v":6500,"d":"R 6,500.00"},{"v":6500,"d":"R 6,500.00"},{"v":6500,"d":"R 6,500.00"},{"v":6500,"d":"R 6,500.00"}]
[null,null,"701 - 800",8,{"v":7800,"d":"R 7,800.00"},{"v":7800,"d":"R 7,800.00"},{"v":7800,"d":"R 7,800.00"},{"v":7800,"d":"R 7,800.00"},{"v":7800,"d":"R 7,800.00"},{"v":7800,"d":"R 7,800.00"},{"v":7800,"d":"R 7,800.00"},{"v":7800,"d":"R 7,800.00"},{"v":7800,"d":"R 7,800.00"},{"v":7800,"d":"R 7,800.00"}]
[null,null,"801 - 900",9,{"v":7800,"d":"R 7,800.00"},{"v":7800,"d":"R 7,800.00"},{"v":7800,"d":"R 7,800.00"},{"v":7800,"d":"R 7,800.00"},{"v":7800,"d":"R 7,800.00"},{"v":7800,"d":"R 7,800.00"},{"v":7800,"d":"R 7,800.00"},{"v":7800,"d":"R 7,800.00"},{"v":7800,"d":"R 7,800.00"},{"v":7800,"d":"R 7,800.00"}]
[null,null,"901 - 1000",10,{"v":13000,"d":"R 13,000.00"},{"v":13000,"d":"R 13,000.00"},{"v":13000,"d":"R 13,000.00"},{"v":13000,"d":"R 13,000.00"},{"v":13000,"d":"R 13,000.00"},{"v":13000,"d":"R 13,000.00"},{"v":13000,"d":"R 13,000.00"},{"v":13000,"d":"R 13,000.00"},{"v":13000,"d":"R 13,000.00"},{"v":13000,"d":"R 13,000.00"}]
[]
[]
[null,null,"Item","SAP Number","Short Description","Price","Qty"]
[null,null,1,14404,"Jug",{"v":25,"d":"R 25.00"},"Nil"]
[null,null,2,14405,"Funnel",{"v":25,"d":"R 25.00"},"Nil"]
[null,null,3,"Non-stock","Anti-corrosion lubricant (at least 250ml)",{"v":25,"d":"R 25.00"},"Nil"]
[null,null,4,14402,"Hydrometer",{"v":215,"d":"R 215.00"},"Nil"]
[null,null,5,14403,"Thermometer",{"v":215,"d":"R 215.00"},"Nil"]
[null,null,6,256065,"Maintenance & safety equipment board / rack (Excludes Maintenance equipment and PPE)",{"v":1200,"d":"R 1,200.00"},"Nil"]
[null,null,7,209843,"Lead acid battery 54 cell logbook",{"v":30,"d":"R 30.00"},"Nil"]
[null,null,8,209844,"Lead acid battery 108 cell logbook",{"v":30,"d":"R 30.00"},"Nil"]
[null,null,9,256066,"Battery stand touch-up paint (500ml)",{"v":45,"d":"R 45.00"},"Nil"]
[null,null,10,256067,"Battery stand touch-up paint (1000ml)",{"v":90,"d":"R 90.00"},"Nil"]
[null,null,11,250068,"Paint brush - 50mm wide",{"v":45,"d":"R 45.00"},"Nil"]
[null,null,12,"0186195","Battery room safety sign, DCSS1",{"v":100,"d":"R 100.00"},"Nil"]
[null,null,13,256069,"Eyewash bottle - sealed",{"v":450,"d":"R 450.00"},"Nil"]
[null,null,14,16897,"Faceshield",{"v":180,"d":"R 180.00"},"Nil"]
[null,null,15,256070,"Pack of disposable nitrile gloves (at least 50 units)",{"v":200,"d":"R 200.00"},"Nil"]
[null,null,16,"Non-stock","Pack of paper towels",{"v":40,"d":"R 40.00"},"Nil"]
[null,null,17,16895,"Acid resistant apron - white",{"v":200,"d":"R 200.00"},"Nil"]
[null,null,18,"213465","Top-up bottle (at least 500ml)",{"v":100,"d":"R 100.00"},"Nil"]
[null,null,19,213463,"Maintenance & safety equipment kit The kit consists of a black plastic box with a removable top tray and cover. It shall contain the items 1, 2, 3, 4, 5, 13, 14, 15, 16, 17, 18 and 25.",{"v":2400,"d":"R 2,400.00"},"Nil"]
[null,null,20,"Non-stock","Stainless steel nuts and bolts",{"v":1,"d":"R 1.00"},"Nil"]
[null,null,21,"Non-stock","Stainless steel flat washers",{"v":1,"d":"R 1.00"},"Nil"]
[null,null,22,"Non-stock","Stainless steel spring washers",{"v":1,"d":"R 1.00"},"Nil"]
[null,null,23,"Non-stock","Electrolyte (25l)",{"v":250,"d":"R 250.00"},"Nil"]
[null,null,24,"Non-stock","Polycan (25l)",{"v":0,"d":"R 0.00"},"Nil"]
[null,null,25,16896,"Rubber gloves (Re-usable)",{"v":55,"d":"R 55.00"},"Nil"]
[null,null,26,null,null,{"v":0,"d":"R 0.00"}]
[null,null,27,null,null,{"v":0,"d":"R 0.00"}]
[null,null,28,null,null,{"v":0,"d":"R 0.00"}]
[]
[]
[]
[null,1,0,null,null,false,false,false]
[null,2,0,null,null,false,false,false]
[null,3,0,null,null,false,false,false]
[null,4,0,null,null,false,false,false]
[null,5,0,null,null,false,false,false]
[null,6,0,null,null,false,false,false]
[null,1,0,null,null,false,false,false]
[null,2,0,null,null,false,false,false]
[null,3,0,null,null,false,false,false]
[null,4,0,null,null,false,false,false]
[null,5,0,null,null,false,false,false]
[null,6,0,null,null,false,false,false]
[null,1,0,null,null,false,false,false]
[null,2,0,null,null,false,false,false]
[null,3,0,null,null,false,false,false]
[null,4,0,null,null,false,false,false]
[null,5,0,null,null,false,false,false]
[null,6,0,null,null,false,false,false]

{"sheet":"Cordex Tables (15)","index":15,"n_rows":192,"n_cols":15,"rows_kept":192,"hidden":true,"merged":[[1,1,1,6],[46,1,46,6],[47,1,47,6],[48,1,48,6],[57,1,57,6],[58,1,58,12],[59,1,59,12],[60,1,60,12],[61,1,61,12],[62,1,62,12],[63,1,63,12],[65,1,65,12],[67,1,68,5],[67,6,68,12],[69,1,70,5],[69,6,70,12],[71,1,72,5],[71,6,72,12],[73,1,76,1],[73,2,76,2],[73,3,73,12],[74,3,74,12],[75,3,75,12],[93,1,93,12],[94,1,94,12],[95,1,95,12],[96,1,96,12],[97,1,97,12],[98,1,98,12],[99,1,99,12],[101,1,101,12],[103,1,103,12],[105,1,106,5],[105,6,106,12],[107,1,108,5],[107,6,108,12],[109,1,110,5],[109,6,110,12],[111,1,114,1],[111,2,114,2],[111,3,111,12],[112,3,112,12],[113,3,113,4],[113,5,113,6],[113,7,113,8],[113,9,113,10],[113,11,113,12],[125,1,125,12],[127,1,127,12],[128,1,128,12],[129,1,129,12],[130,1,130,12],[131,1,131,12],[132,1,132,12],[133,1,133,12],[135,1,135,12],[137,1,138,5],[137,6,138,12],[139,1,140,5],[139,6,140,12],[141,1,142,5],[141,6,142,12],[143,1,146,1],[143,2,146,2],[143,3,143,12],[144,3,144,12],[145,3,145,4],[145,5,145,6],[145,7,145,8],[145,9,145,10],[145,11,145,12],[155,1,155,12],[156,1,156,12],[157,1,157,12],[158,1,158,12],[159,1,159,12],[160,1,160,12],[161,1,161,12],[163,1,163,12],[165,1,166,5],[165,6,166,12],[167,1,168,5],[167,6,168,12],[169,1,170,5],[169,6,170,12],[171,1,174,1],[171,2,174,2],[171,3,171,12],[172,3,172,12],[173,3,173,4],[173,5,173,6],[173,7,173,8],[173,9,173,10],[173,11,173,12],[191,1,191,12],[192,1,192,12],[193,1,193,12],[194,1,194,12],[195,1,195,12],[196,1,196,12],[197,1,197,12]],"flags":["formulas_cached_only"]}
[null,1,2,3,4,5,6,7,8,9,10,11,12,13,14]
[null,"DESCRIPTION",{"$nulls":5},"Item No.","SAP No","Price ","Quantity","Weight","Transport mass"]
[null,"110V 20A Integrated Battery Charger with Distribution: One Sub-rack Charger, one Type C Distribution module, one Type F interface module, integrated in a 19” swingframe cabinet with blanking plates",{"$nulls":5},16,217268,{"v":71519.03,"d":"R71,519.03"},"Nil",190,"1001-2000","SINGLE BATTERY CHARGER SYSTEMS","Single Battery Charger with Distribution"]
[null,"110V 20A Sub-rack Battery Charger ",{"$nulls":5},3,217235,{"v":37036.25,"d":"R37,036.25"},"Nil",30,"0-100","SINGLE SUB-RACK BATTERY CHARGERS","Sub-rack Battery Charger"]
[null,"110V 40A Sub-rack Battery Charger ",{"$nulls":5},4,217236,{"v":51647.39,"d":"R51,647.39"},"Nil",39,"0-100","SINGLE SUB-RACK BATTERY CHARGERS","Sub-rack Battery Charger"]
[null,"110V 60A Sub-rack Battery Charger ",{"$nulls":5},5,217237,{"v":66349.9,"d":"R66,349.90"},"Nil",45,"0-100","SINGLE SUB-RACK BATTERY CHARGERS","Sub-rack Battery Charger"]
[null,"110V/20A Top Drawer Battery Charger, 1200mm wide without Distribution",{"$nulls":5},13,217228,{"v":43558.72,"d":"R43,558.72"},"Nil",55,"0-100","SINGLE TOP DRAWER BATTERY CHARGERS","Top Drawer Battery Charger without Distribution"]
[null,"110V/20A Top Drawer Battery Charger, 900mm wide without Distribution",{"$nulls":5},14,217229,{"v":42848.6,"d":"R42,848.60"},"Nil",50,"0-100","SINGLE TOP DRAWER BATTERY CHARGERS","Top Drawer Battery Charger without Distribution"]
[null,"220V 10A Sub-rack Battery Charger ",{"$nulls":5},6,217238,{"v":37036.25,"d":"R37,036.25"},"Nil",30,"0-100","SINGLE SUB-RACK BATTERY CHARGERS","Sub-rack Battery Charger"]
[null,"220V 20A Sub-rack Battery Charger ",{"$nulls":5},7,217239,{"v":51647.39,"d":"R51,647.39"},"Nil",36,"0-100","SINGLE SUB-RACK BATTERY CHARGERS","Sub-rack Battery Charger"]
[null,"220V 40A Sub-rack Battery Charger ",{"$nulls":5},8,217240,{"v":83940.65,"d":"R83,940.65"},"Nil",42,"0-100","SINGLE SUB-RACK BATTERY CHARGERS","Sub-rack Battery Charger"]
[null,"50V 100A Sub-rack Battery Charger ",{"$nulls":5},2,217233,{"v":55457.9,"d":"R55,457.90"},"Nil",39,"0-100","SINGLE SUB-RACK BATTERY CHARGERS","Sub-rack Battery Charger"]
[null,"50V 26A Single Battery Charger with Distribution: 2x650W power modules 1x100A Bat MCB's, 6x20A Load MCB,s, one battery shelve, integrated in a 19” 600x600x1200 fixed frame front entry cabinet with blanking plates",{"$nulls":5},17,251770,{"v":36212.34,"d":"R36,212.34"},"Nil",83,"0-100","SINGLE BATTERY CHARGER SYSTEMS","Single Battery Charger with Distribution"]
[null,"50V 39A Single Battery Charger with Distribution: 3x650W power modules, 2x100A Bat MCB's, 6x20A Load MCB,s, two battery shelves, integrated in a 19” 600x600x1600 fixed frame front entry cabinet with blanking plates",{"$nulls":5},18,251771,{"v":40872.81,"d":"R40,872.81"},"Nil",105,"101-200","SINGLE BATTERY CHARGER SYSTEMS","Single Battery Charger with Distribution"]
[null,"50V 40A Integrated Battery Charger with Distribution: One Sub-rack Charger, one type A Distribution module, one type F interface module, integrated in a 19” swingframe cabinet with blanking plates",{"$nulls":5},15,217270,{"v":69657.44,"d":"R69,657.44"},"Nil",190,"1001-2000","SINGLE BATTERY CHARGER SYSTEMS","Single Battery Charger with Distribution"]
[null,"50V 40A Sub-rack Battery Charger ",{"$nulls":5},1,217232,{"v":35411.82,"d":"R35,411.82"},"Nil",30,"0-100","SINGLE SUB-RACK BATTERY CHARGERS","Sub-rack Battery Charger"]
[null,"50V 52A Single Battery Charger with Distribution: 4x650W power modules, 2x100A Bat MCB's, 6x20A Load MCB,s, two battery shelves, integrated in a 19” 600x600x1600 fixed frame front entry cabinet with blanking plates",{"$nulls":5},19,251772,{"v":45533.28,"d":"R45,533.28"},"Nil",107,"101-200","SINGLE BATTERY CHARGER SYSTEMS","Single Battery Charger with Distribution"]
[null,"50V/40A Top Drawer Battery Charger, 800mm wide with Distribution: 5x32A single pole MCBs",{"$nulls":5},11,217265,{"v":44493.68,"d":"R44,493.68"},"Nil",60,"0-100","SINGLE TOP DRAWER BATTERY CHARGERS","Top Drawer Battery Charger with Distribution"]
[null,"50V/40A Top Drawer Battery Charger, 800mm wide without Distribution",{"$nulls":5},9,217261,{"v":42010.39,"d":"R42,010.39"},"Nil",60,"0-100","SINGLE TOP DRAWER BATTERY CHARGERS","Top Drawer Battery Charger without Distribution"]
[null,"50V/40A Top Drawer Battery Charger, 950mm wide with Distribution:  5x32A single pole MCBs",{"$nulls":5},12,217267,{"v":44493.68,"d":"R44,493.68"},"Nil",60,"0-100","SINGLE TOP DRAWER BATTERY CHARGERS","Top Drawer Battery Charger with Distribution"]
[null,"50V/40A Top Drawer Battery Charger, 950mm wide without Distribution",{"$nulls":5},10,217263,{"v":42010.39,"d":"R42,010.39"},"Nil",60,"0-100","SINGLE TOP DRAWER BATTERY CHARGERS","Top Drawer Battery Charger without Distribution"]
[null,"50V 100A Load voltage regulation module",{"$nulls":5},23,182328,{"v":10272.58,"d":"R10,272.58"},"Nil",20,"0-100","LOAD VOLTAGE REGULATION MODULES"]
[null,"50V 125A Load voltage regulation module",{"$nulls":5},24,251309,{"v":15539.07,"d":"R15,539.07"},"Nil",15,"0-100","LOAD VOLTAGE REGULATION MODULES"]
[null,"50V 150A Load voltage regulation module",{"$nulls":5},25,251311,{"v":17420.63,"d":"R17,420.63"},"Nil",15,"0-100","LOAD VOLTAGE REGULATION MODULES"]
[null,"50V 25A Load voltage regulation module",{"$nulls":5},20,182320,{"v":5266.49,"d":"R5,266.49"},"Nil",10,"0-100","LOAD VOLTAGE REGULATION MODULES"]
[null,"50V 50A Load voltage regulation module",{"$nulls":5},21,182324,{"v":7148.04,"d":"R7,148.04"},"Nil",10,"0-100","LOAD VOLTAGE REGULATION MODULES"]
[null,"50V 75A Load voltage regulation module",{"$nulls":5},22,251308,{"v":8710.31,"d":"R8,710.31"},"Nil",10,"0-100","LOAD VOLTAGE REGULATION MODULES"]
[null,"50V 100A Load disconnect module",{"$nulls":5},28,251284,{"v":1692.97,"d":"R1,692.97"},"Nil",10,"0-100","LOAD DISCONNECT MODULES"]
[null,"50V 25A Load disconnect module",{"$nulls":5},26,251281,{"v":1372.14,"d":"R1,372.14"},"Nil",5,"0-100","LOAD DISCONNECT MODULES"]
[null,"50V 50A Load disconnect module",{"$nulls":5},27,251283,{"v":1372.14,"d":"R1,372.14"},"Nil",5,"0-100","LOAD DISCONNECT MODULES"]
[null,"Type A: 50V 19\" Circuit Breaker module with 4x63A & 10x32A Double Pole MCBs with Terminal Backplate ",{"$nulls":5},29,182951,{"v":8315.43,"d":"R8,315.43"},"Nil",10,"0-100","DISTRIBUTION MODULES"]
[null,"Type B: 110/220V 19\" Circuit Breaker module with 2x63A & 8x32A Double Pole MCBs with Terminal Backplate",{"$nulls":5},30,182952,{"v":9289.82,"d":"R9,289.82"},"Nil",10,"0-100","DISTRIBUTION MODULES"]
[null,"Type C: 110/220V 19\" Circuit Breaker module with 10x32A Double Pole MCBs with Terminal Backplate ",{"$nulls":5},31,182953,{"v":8552.59,"d":"R8,552.59"},"Nil",10,"0-100","DISTRIBUTION MODULES"]
[null,"Type E: 19\" Interface module with 1x32A Single Pole MCB (AC), 2xMOV surge protection units, 1x50A Double Pole MCB (DC-battery) and 1x50A Double Pole MCB (DC-load) with Terminal Backplate",{"$nulls":5},32,212997,{"v":4737.49,"d":"R4,737.49"},"Nil",10,"0-100","INTERFACE MODULES"]
[null,"Type F: 19\" Interface module with 1x32A Single Pole MCB (AC), 2xSAD surge protection units, 1x50A Double Pole MCB (DC-battery) and 1x50A Double Pole MCB (DC-load) with Terminal Backplate ",{"$nulls":5},33,212999,{"v":15483.73,"d":"R15,483.73"},"Nil",10,"0-100","INTERFACE MODULES"]
[null,"Type H: VT power 19\" Interface module with 2x32A Single Pole MCBs (AC), 3xMOV surge protection units, 1x50A Double Pole MCB (DC-battery) and 1x50A Double Pole MCB (DC-load) with Terminal Backplate",{"$nulls":5},34,251832,{"v":6142.99,"d":"R6,142.99"},"Nil",10,"0-100","INTERFACE MODULES"]
[null,"110/220V Controller  CXCR 3U",{"$nulls":5},36,217272,{"v":12547.55,"d":"R12,547.55"},"Nil",6,"0-100","SPARES & ACCESSORIES"]
[null,"50V Controller CXCi 2U",{"$nulls":5},37,251768,{"v":4477,"d":"R4,477.00"},"Nil",1,"0-100","SPARES & ACCESSORIES"]
[null,"50V Controller CXCR 3U",{"$nulls":5},35,217271,{"v":11737.05,"d":"R11,737.05"},"Nil",6,"0-100","SPARES & ACCESSORIES"]
[null,"110V, 1.1kW SMR Module",{"$nulls":5},40,217242,{"v":7077.16,"d":"R7,077.16"},"Nil",3,"0-100","SPARES & ACCESSORIES"]
[null,"220V, 1.1kW SMR Module",{"$nulls":5},41,217243,{"v":7077.16,"d":"R7,077.16"},"Nil",3,"0-100","SPARES & ACCESSORIES"]
[null,"50V, 1kW SMR Module",{"$nulls":5},39,217241,{"v":6682.03,"d":"R6,682.03"},"Nil",3,"0-100","SPARES & ACCESSORIES"]
[null,"50V, 650W SMR Module",{"$nulls":5},38,251760,{"v":4660.47,"d":"R4,660.47"},"Nil",2,"0-100","SPARES & ACCESSORIES"]
[null,"External Modem LAN GPRS SPRi HS (Truteq)",{"$nulls":5},43,251874,{"v":4919.25,"d":"R4,919.25"},"Nil",1,"0-101","SPARES & ACCESSORIES"]
[null,"Internal modem for Cordex Controller CXCR",{"$nulls":5},42,217251,{"v":2918.76,"d":"R2,918.76"},"Nil",1,"0-100","SPARES & ACCESSORIES"]
[null,"SMS Monitor (not in din rail package)",{"$nulls":5},45,217254,{"v":4532.27,"d":"R4,532.27"},"Nil",1,"0-100","SPARES & ACCESSORIES"]
[null,"Relay extender card for Cordex controller CXCR",{"$nulls":5},44,217253,{"v":1083.17,"d":"R1,083.17"},"Nil",1,"0-100","SPARES & ACCESSORIES"]
[null,"Temp sensor for Cordex (Temperature Probe, 12Ft Cable, 3/8” Lug)",{"$nulls":5},46,217250,{"v":350.44,"d":"R350.44"},"Nil",1,"0-100","SPARES & ACCESSORIES"]
[null,"Surge protection cartridge (DEHNguard T 275 FM)",{"$nulls":5},47,219788,{"v":778.88,"d":"R778.88"},"Nil",1,"0-100","SPARES & ACCESSORIES"]
[null,"110V 19\" sub-rack to fit six Rectifier modules D9243",{"$nulls":5},49,217245,{"v":3960,"d":"R3,960.00"},"Nil",10,"0-100","SPARES & ACCESSORIES"]
[null,"220V 19\" sub-rack to fit six Rectifier modules D9243",{"$nulls":5},50,217246,{"v":3960,"d":"R3,960.00"},"Nil",10,"0-100","SPARES & ACCESSORIES"]
[null,"50V 19\" sub-rack to fit six Rectifier modules D9243",{"$nulls":5},48,217244,{"v":3960,"d":"R3,960.00"},"Nil",10,"0-100","SPARES & ACCESSORIES"]
[null,"110V 19\" expansion-rack for up to 6 power module/s D9243",{"$nulls":5},52,217248,{"v":6614.2,"d":"R6,614.20"},"Nil",10,"0-100","SPARES & ACCESSORIES"]
[null,"220V 19\" expansion-rack for up to 6 power module/s D9243",{"$nulls":5},53,217249,{"v":6614.2,"d":"R6,614.20"},"Nil",10,"0-100","SPARES & ACCESSORIES"]
[null,"50V 19\" expansion-rack for up to 6 power module/s D9243 ",{"$nulls":5},51,217247,{"v":6614.2,"d":"R6,614.20"},"Nil",10,"0-100","SPARES & ACCESSORIES"]
[null,"2400mm high 19” fixed frame cabinet with blanking plates D9242",{"$nulls":5},54,215087,{"v":10069.26,"d":"R10,069.26"},"Nil",120,"101-200","SPARES & ACCESSORIES"]
[null,"800x600x1800mm 19” swingframe cabinet with blanking plates D9242",{"$nulls":5},55,213000,{"v":11477.48,"d":"R11,477.48"},"Nil",120,"101-200","SPARES & ACCESSORIES"]
[null,"Integration and Test per panel (labour charge)",{"$nulls":5},56,"---",{"v":950,"d":"R950.00"},"Nil",null,null,"SPARES & ACCESSORIES"]
[null,"Notes:"]
[null,"1.     This is a National term contract."]
[null,"2.     Prices are fixed and firm for the duration of the contract, however, if the CPA decreases less than or increases greater than 3%, then prices will be reviewed."]
[null,"3.     Delivery to site / store as and when required allowing 8 – 10 weeks lead time per order."]
[null,"4.     The equipment offered, if used under normal conditions, is guaranteed against faulty material and workmanship for a period of 24 months from the date of equipment delivery."]
[]
[]
[null,"TRANSPORT AND OFF LOADING COSTS"]
[]
[null," ENQUIRY NO",{"$nulls":4},"CORP: 1667"]
[]
[null,"COMMODITY",{"$nulls":4},"SWITCHED MODE BATTERY CHARGERS"]
[]
[null,"SUPPLIER",{"$nulls":4},"Powertech IST"]
[]
[null,"Item","Round Trip Distance [km]","Prices in South African Currency (Excluding VAT)"]
[{"$nulls":3},"Transport to site or regional store and off-loading"]
[{"$nulls":3},"Total Mass [kg]"]
[{"$nulls":3},"0-100","101 - 200","201 - 300","301 - 400","401 - 500","501 - 1000","1001 - 2000","2001 - 3000","3001 - 4000","4001 - 5000"]
[0,1,"0 - 100",{"v":286.65000000000003,"d":"R286.65"},{"v":573.3000000000001,"d":"R573.30"},{"v":859.95,"d":"R859.95"},{"v":1146.6000000000001,"d":"R1,146.60"},{"v":1433.25,"d":"R1,433.25"},{"v":2659.4100000000003,"d":"R2,659.41"},{"v":2850.1200000000003,"d":"R2,850.12"},{"v":2850.1200000000003,"d":"R2,850.12"},{"v":3228.03,"d":"R3,228.03"},{"v":3228.03,"d":"R3,228.03"}]
[100,2,"101 - 200",{"v":590.85,"d":"R590.85"},{"v":1181.7,"d":"R1,181.70"},{"v":1772.55,"d":"R1,772.55"},{"v":2363.4,"d":"R2,363.40"},{"v":2954.25,"d":"R2,954.25"},{"v":3610.6200000000003,"d":"R3,610.62"},{"v":3990.8700000000003,"d":"R3,990.87"},{"v":3990.8700000000003,"d":"R3,990.87"},{"v":4752.540000000001,"d":"R4,752.54"},{"v":4752.540000000001,"d":"R4,752.54"}]
[200,3,"201 - 300",{"v":836.5500000000001,"d":"R836.55"},{"v":1673.1000000000001,"d":"R1,673.10"},{"v":2509.65,"d":"R2,509.65"},{"v":3346.2000000000003,"d":"R3,346.20"},{"v":4182.75,"d":"R4,182.75"},{"v":4560.660000000001,"d":"R4,560.66"},{"v":5136.3,"d":"R5,136.30"},{"v":5136.3,"d":"R5,136.30"},{"v":6272.37,"d":"R6,272.37"},{"v":6272.37,"d":"R6,272.37"}]
[300,4,"301 - 400",{"v":836.5500000000001,"d":"R836.55"},{"v":1673.1000000000001,"d":"R1,673.10"},{"v":2509.65,"d":"R2,509.65"},{"v":3346.2000000000003,"d":"R3,346.20"},{"v":4182.75,"d":"R4,182.75"},{"v":5511.87,"d":"R5,511.87"},{"v":6401.070000000001,"d":"R6,401.07"},{"v":6401.070000000001,"d":"R6,401.07"},{"v":7795.71,"d":"R7,795.71"},{"v":7795.71,"d":"R7,795.71"}]
[400,5,"401 - 500",{"v":836.5500000000001,"d":"R836.55"},{"v":1673.1000000000001,"d":"R1,673.10"},{"v":2509.65,"d":"R2,509.65"},{"v":3346.2000000000003,"d":"R3,346.20"},{"v":4182.75,"d":"R4,182.75"},{"v":6463.08,"d":"R6,463.08"},{"v":7415.46,"d":"R7,415.46"},{"v":7415.46,"d":"R7,415.46"},{"v":9315.54,"d":"R9,315.54"},{"v":9315.54,"d":"R9,315.54"}]
[500,6,"501 - 600",{"v":848.25,"d":"R848.25"},{"v":1696.5,"d":"R1,696.50"},{"v":2544.75,"d":"R2,544.75"},{"v":3393,"d":"R3,393.00"},{"v":4241.25,"d":"R4,241.25"},{"v":7415.46,"d":"R7,415.46"},{"v":8555.04,"d":"R8,555.04"},{"v":8555.04,"d":"R8,555.04"},{"v":10837.71,"d":"R10,837.71"},{"v":10837.71,"d":"R10,837.71"}]
[600,7,"601 - 700",{"v":848.25,"d":"R848.25"},{"v":1696.5,"d":"R1,696.50"},{"v":2544.75,"d":"R2,544.75"},{"v":3393,"d":"R3,393.00"},{"v":4241.25,"d":"R4,241.25"},{"v":8365.5,"d":"R8,365.50"},{"v":9696.96,"d":"R9,696.96"},{"v":9696.96,"d":"R9,696.96"},{"v":12357.54,"d":"R12,357.54"},{"v":12357.54,"d":"R12,357.54"}]
[700,8,"701 - 800",{"v":848.25,"d":"R848.25"},{"v":1696.5,"d":"R1,696.50"},{"v":2544.75,"d":"R2,544.75"},{"v":3393,"d":"R3,393.00"},{"v":4241.25,"d":"R4,241.25"},{"v":8482.5,"d":"R8,482.50"},{"v":10837.71,"d":"R10,837.71"},{"v":10837.71,"d":"R10,837.71"},{"v":13877.37,"d":"R13,877.37"},{"v":13877.37,"d":"R13,877.37"}]
[800,9,"801 - 900",{"v":848.25,"d":"R848.25"},{"v":1696.5,"d":"R1,696.50"},{"v":2544.75,"d":"R2,544.75"},{"v":3393,"d":"R3,393.00"},{"v":4241.25,"d":"R4,241.25"},{"v":8482.5,"d":"R8,482.50"},{"v":11976.12,"d":"R11,976.12"},{"v":11976.12,"d":"R11,976.12"},{"v":15400.710000000001,"d":"R15,400.71"},{"v":15400.710000000001,"d":"R15,400.71"}]
[900,10,"901 - 1000",{"v":848.25,"d":"R848.25"},{"v":1696.5,"d":"R1,696.50"},{"v":2544.75,"d":"R2,544.75"},{"v":3393,"d":"R3,393.00"},{"v":4241.25,"d":"R4,241.25"},{"v":8482.5,"d":"R8,482.50"},{"v":13119.21,"d":"R13,119.21"},{"v":13119.21,"d":"R13,119.21"},{"v":16920.54,"d":"R16,920.54"},{"v":16920.54,"d":"R16,920.54"}]
[1000,11,"1001 - 1100",{"v":1205.1000000000001,"d":"R1,205.10"},{"v":2410.2000000000003,"d":"R2,410.20"},{"v":3615.3,"d":"R3,615.30"},{"v":4820.400000000001,"d":"R4,820.40"},{"v":6025.5,"d":"R6,025.50"},{"v":12051,"d":"R12,051.00"},{"v":14257.62,"d":"R14,257.62"},{"v":14257.62,"d":"R14,257.62"},{"v":18443.88,"d":"R18,443.88"},{"v":18443.88,"d":"R18,443.88"}]
[1100,12,"1101 - 1200",{"v":1205.1000000000001,"d":"R1,205.10"},{"v":2410.2000000000003,"d":"R2,410.20"},{"v":3615.3,"d":"R3,615.30"},{"v":4820.400000000001,"d":"R4,820.40"},{"v":6025.5,"d":"R6,025.50"},{"v":12051,"d":"R12,051.00"},{"v":15400.710000000001,"d":"R15,400.71"},{"v":15400.710000000001,"d":"R15,400.71"},{"v":19963.710000000003,"d":"R19,963.71"},{"v":19963.710000000003,"d":"R19,963.71"}]
[1200,13,"1201 - 1300",{"v":1205.1000000000001,"d":"R1,205.10"},{"v":2410.2000000000003,"d":"R2,410.20"},{"v":3615.3,"d":"R3,615.30"},{"v":4820.400000000001,"d":"R4,820.40"},{"v":6025.5,"d":"R6,025.50"},{"v":12051,"d":"R12,051.00"},{"v":16540.29,"d":"R16,540.29"},{"v":16540.29,"d":"R16,540.29"},{"v":21484.710000000003,"d":"R21,484.71"},{"v":21484.710000000003,"d":"R21,484.71"}]
[1300,14,"1301 - 1400",{"v":1205.1000000000001,"d":"R1,205.10"},{"v":2410.2000000000003,"d":"R2,410.20"},{"v":3615.3,"d":"R3,615.30"},{"v":4820.400000000001,"d":"R4,820.40"},{"v":6025.5,"d":"R6,025.50"},{"v":12051,"d":"R12,051.00"},{"v":17679.87,"d":"R17,679.87"},{"v":17679.87,"d":"R17,679.87"},{"v":23005.710000000003,"d":"R23,005.71"},{"v":23005.710000000003,"d":"R23,005.71"}]
[1400,15,"1401 - 1500",{"v":1205.1000000000001,"d":"R1,205.10"},{"v":2410.2000000000003,"d":"R2,410.20"},{"v":3615.3,"d":"R3,615.30"},{"v":4820.400000000001,"d":"R4,820.40"},{"v":6025.5,"d":"R6,025.50"},{"v":12051,"d":"R12,051.00"},{"v":18824.13,"d":"R18,824.13"},{"v":18824.13,"d":"R18,824.13"},{"v":24525.54,"d":"R24,525.54"},{"v":24525.54,"d":"R24,525.54"}]
[]
[null,"COMMENTS:"]
[null,"Waiting time: R380.00 p/hr to gain entry into sites"]
[null,"Excludes Goods-in-Transit Insurance"]
[null,"All prices below 1000kg are based on Network transport services to major cities."]
[null,"From 1001kgs with Dedicated Crane trucks (due to weight restrictions & off-loading)"]
[null,"All prices based on Round Trip km's supplied (i.e 100kms means  50kms there  and 50kms back)"]
[null,"All prices exclude the cost of 4X4 vehicles"]
[]
[null,"DECOMMISSIONING, ERECTION & COMMISSIONING"]
[]
[null,"LABOUR COSTS"]
[]
[null," ENQUIRY NO",{"$nulls":4},"CORP: 1667"]
[]
[null,"COMMODITY",{"$nulls":4},"SWITCHED MODE BATTERY CHARGERS"]
[]
[null,"SUPPLIER",{"$nulls":4},0,null,{"$error":"#REF!"}]
[]
[null,"Charger / System Type / Other","Item","Prices in South African Currency (Excluding VAT)"]
[{"$nulls":3},"Activities shall be quoted as PER UNIT and as being at the same site at the same time"]
[{"$nulls":3},"Decommissioning Only",null,"Erection Only",null,"Commissioning Only",null,"Erection & Commissioning Only",null,"Decomissioning, Erection & Commissioning"]
[{"$nulls":3},"One ","Two +","One ","Two +","One ","Two +","One ","Two +","One ","Two +"]
[null,"Dual Battery Charger with Dual DC Board",7,{"v":4572.54,"d":"R4,572.54"},{"v":4343.913,"d":"R4,343.91"},{"v":10161.199999999999,"d":"R10,161.20"},{"v":9653.14,"d":"R9,653.14"},{"v":4572.54,"d":"R4,572.54"},{"v":4343.913,"d":"R4,343.91"},{"v":13997.053,"d":"R13,997.05"},{"v":13297.20035,"d":"R13,297.20"},{"v":18340.965999999997,"d":"R18,340.97"},{"v":17423.917699999995,"d":"R17,423.92"}]
[null,"Dual Battery Charger with Single DC Board",6,{"v":4064.4799999999996,"d":"R4,064.48"},{"v":3861.2559999999994,"d":"R3,861.26"},{"v":9145.08,"d":"R9,145.08"},{"v":8687.826,"d":"R8,687.83"},{"v":4064.4799999999996,"d":"R4,064.48"},{"v":3861.2559999999994,"d":"R3,861.26"},{"v":12549.081999999999,"d":"R12,549.08"},{"v":11921.627899999998,"d":"R11,921.63"},{"v":16410.338,"d":"R16,410.34"},{"v":15589.8211,"d":"R15,589.82"}]
[null,"Single Battery Charger with Distribution",4,{"v":1016.1199999999999,"d":"R1,016.12"},{"v":965.3139999999999,"d":"R965.31"},{"v":2032.2399999999998,"d":"R2,032.24"},{"v":1930.6279999999997,"d":"R1,930.63"},{"v":1016.1199999999999,"d":"R1,016.12"},{"v":965.3139999999999,"d":"R965.31"},{"v":2895.9419999999996,"d":"R2,895.94"},{"v":2751.1448999999993,"d":"R2,751.14"},{"v":3861.2559999999994,"d":"R3,861.26"},{"v":3668.1931999999993,"d":"R3,668.19"}]
[null,"Single Battery Charger with Single DC Board",5,{"v":2540.2999999999997,"d":"R2,540.30"},{"v":2413.285,"d":"R2,413.29"},{"v":5588.659999999999,"d":"R5,588.66"},{"v":5309.226999999999,"d":"R5,309.23"},{"v":2540.2999999999997,"d":"R2,540.30"},{"v":2413.285,"d":"R2,413.29"},{"v":7722.511999999999,"d":"R7,722.51"},{"v":7336.3863999999985,"d":"R7,336.39"},{"v":10135.796999999999,"d":"R10,135.80"},{"v":9629.007149999998,"d":"R9,629.01"}]
[null,"Sub-rack Battery Charger",1,{"v":1016.1199999999999,"d":"R1,016.12"},{"v":965.3139999999999,"d":"R965.31"},{"v":2032.2399999999998,"d":"R2,032.24"},{"v":1930.6279999999997,"d":"R1,930.63"},{"v":1016.1199999999999,"d":"R1,016.12"},{"v":965.3139999999999,"d":"R965.31"},{"v":2895.9419999999996,"d":"R2,895.94"},{"v":2751.1448999999993,"d":"R2,751.14"},{"v":3861.2559999999994,"d":"R3,861.26"},{"v":3668.1931999999993,"d":"R3,668.19"}]
[null,"Top Drawer Battery Charger with Distribution",3,{"v":1016.1199999999999,"d":"R1,016.12"},{"v":965.3139999999999,"d":"R965.31"},{"v":2032.2399999999998,"d":"R2,032.24"},{"v":1930.6279999999997,"d":"R1,930.63"},{"v":1016.1199999999999,"d":"R1,016.12"},{"v":965.3139999999999,"d":"R965.31"},{"v":2895.9419999999996,"d":"R2,895.94"},{"v":2751.1448999999993,"d":"R2,751.14"},{"v":3861.2559999999994,"d":"R3,861.26"},{"v":3668.1931999999993,"d":"R3,668.19"}]
[null,"Top Drawer Battery Charger without Distribution",2,{"v":1016.1199999999999,"d":"R1,016.12"},{"v":965.3139999999999,"d":"R965.31"},{"v":2032.2399999999998,"d":"R2,032.24"},{"v":1930.6279999999997,"d":"R1,930.63"},{"v":1016.1199999999999,"d":"R1,016.12"},{"v":965.3139999999999,"d":"R965.31"},{"v":2895.9419999999996,"d":"R2,895.94"},{"v":2751.1448999999993,"d":"R2,751.14"},{"v":3861.2559999999994,"d":"R3,861.26"},{"v":3668.1931999999993,"d":"R3,668.19"}]
[null,"AC Supply Cable",8]
[null,"DC Load Cable",9]
[null,"Alarm Cable",10]
[null,"Notes: Assume the lengths of the AC Supply and DC Load cables to be 5m and the Alarm Cable as 10m"]
[]
[null,"COMMENTS:"]
[null,"Waiting time: R500.00 p/hr to gain entry into sites"]
[null,"All prices are for normal time (8am to 5pm)"]
[null,"Overtime and Saturdays are X 1.5"]
[null,"Sundays and Public holidays are X 2"]
[]
[]
[]
[null,"ACCOMMODATION & SUBSISTENCE COSTS"]
[]
[null," ENQUIRY NO",{"$nulls":4},"CORP: 1667"]
[]
[null,"COMMODITY",{"$nulls":4},"SWITCHED MODE BATTERY CHARGERS"]
[]
[null,"SUPPLIER",{"$nulls":4},0,null,{"$error":"#REF!"}]
[]
[null,"Charger / System Type","Item","Prices in South African Currency (Excluding VAT)"]
[{"$nulls":3},"Activities shall be quoted as PER UNIT and as being at the same site at the same time"]
[{"$nulls":3},"Decommissioning Only",null,"Erection Only",null,"Commissioning Only",null,"Erection & Commissioning Only",null,"Decomissioning, Erection & Commissioning"]
[{"$nulls":3},"One ","Two +","One ","Two +","One ","Two +","One ","Two +","One ","Two +"]
[null,"Dual Battery Charger with Dual DC Board",7,{"v":1805,"d":"R1,805.00"},{"v":1805,"d":"R1,805.00"},{"v":3610,"d":"R3,610.00"},{"v":3610,"d":"R3,610.00"},{"v":1805,"d":"R1,805.00"},{"v":1805,"d":"R1,805.00"},{"v":5144.25,"d":"R5,144.25"},{"v":5144.25,"d":"R5,144.25"},{"v":6859,"d":"R6,859.00"},{"v":6859,"d":"R6,859.00"}]
[null,"Dual Battery Charger with Single DC Board",6,{"v":1805,"d":"R1,805.00"},{"v":1805,"d":"R1,805.00"},{"v":3610,"d":"R3,610.00"},{"v":3610,"d":"R3,610.00"},{"v":1805,"d":"R1,805.00"},{"v":1805,"d":"R1,805.00"},{"v":5144.25,"d":"R5,144.25"},{"v":5144.25,"d":"R5,144.25"},{"v":6859,"d":"R6,859.00"},{"v":6859,"d":"R6,859.00"}]
[null,"Single Battery Charger with Distribution",4,{"v":1805,"d":"R1,805.00"},{"v":902.5,"d":"R902.50"},{"v":1805,"d":"R1,805.00"},{"v":902.5,"d":"R902.50"},{"v":1805,"d":"R1,805.00"},{"v":902.5,"d":"R902.50"},{"v":3429.5,"d":"R3,429.50"},{"v":1714.75,"d":"R1,714.75"},{"v":5144.25,"d":"R5,144.25"},{"v":2572.125,"d":"R2,572.13"}]
[null,"Single Battery Charger with Single DC Board",5,{"v":1805,"d":"R1,805.00"},{"v":902.5,"d":"R902.50"},{"v":3610,"d":"R3,610.00"},{"v":3610,"d":"R3,610.00"},{"v":1805,"d":"R1,805.00"},{"v":902.5,"d":"R902.50"},{"v":5144.25,"d":"R5,144.25"},{"v":4286.875,"d":"R4,286.88"},{"v":6859,"d":"R6,859.00"},{"v":5144.25,"d":"R5,144.25"}]
[null,"Sub-rack Battery Charger",1,{"v":1805,"d":"R1,805.00"},{"v":902.5,"d":"R902.50"},{"v":1805,"d":"R1,805.00"},{"v":902.5,"d":"R902.50"},{"v":1805,"d":"R1,805.00"},{"v":902.5,"d":"R902.50"},{"v":3429.5,"d":"R3,429.50"},{"v":1714.75,"d":"R1,714.75"},{"v":5144.25,"d":"R5,144.25"},{"v":2572.125,"d":"R2,572.13"}]
[null,"Top Drawer Battery Charger with Distribution",3,{"v":1805,"d":"R1,805.00"},{"v":902.5,"d":"R902.50"},{"v":1805,"d":"R1,805.00"},{"v":902.5,"d":"R902.50"},{"v":1805,"d":"R1,805.00"},{"v":902.5,"d":"R902.50"},{"v":3429.5,"d":"R3,429.50"},{"v":1714.75,"d":"R1,714.75"},{"v":5144.25,"d":"R5,144.25"},{"v":2572.125,"d":"R2,572.13"}]
[null,"Top Drawer Battery Charger without Distribution",2,{"v":1805,"d":"R1,805.00"},{"v":902.5,"d":"R902.50"},{"v":1805,"d":"R1,805.00"},{"v":902.5,"d":"R902.50"},{"v":1805,"d":"R1,805.00"},{"v":902.5,"d":"R902.50"},{"v":3429.5,"d":"R3,429.50"},{"v":1714.75,"d":"R1,714.75"},{"v":5144.25,"d":"R5,144.25"},{"v":2572.125,"d":"R2,572.13"}]
[]
[null,"COMMENTS:"]
[null,"OVERNIGHT ACCOMMODATION R850 per person per night"]
[null,"Applicable for >100km radius from Pretoria"]
[null,"Subsistence/Daily allowance is R100 per person per night"]
[]
[]
[]
[]
[null,"TRAVEL COSTS"]
[]
[null," ENQUIRY NO",{"$nulls":4},"CORP: 1667"]
[]
[null,"COMMODITY",{"$nulls":4},"SWITCHED MODE BATTERY CHARGERS"]
[]
[null,"SUPPLIER",{"$nulls":4},0,null,{"$error":"#REF!"}]
[]
[null,"Round Trip Distance [km]","Item","Prices in South African Currency (Excluding VAT)"]
[{"$nulls":3},"Activities shall be quoted as PER UNIT and as being at the same site at the same time"]
[{"$nulls":3},"Decommissioning Only",null,"Erection Only",null,"Commissioning Only",null,"Erection & Commissioning Only",null,"Decommissioning, Erection & Commissioning"]
[{"$nulls":3},"One ","Two +","One ","Two +","One ","Two +","One ","Two +","One ","Two +"]
[null,"0 - 100",1,0,0,0,0,0,0,0,0,0,0]
[null,"1001 - 1100",11,{"v":8447.779999999999,"d":"R8,447.78"},{"v":4223.889999999999,"d":"R4,223.89"},{"v":8447.779999999999,"d":"R8,447.78"},{"v":4223.889999999999,"d":"R4,223.89"},{"v":8447.779999999999,"d":"R8,447.78"},{"v":4223.889999999999,"d":"R4,223.89"},{"v":8447.779999999999,"d":"R8,447.78"},{"v":4223.889999999999,"d":"R4,223.89"},{"v":8447.779999999999,"d":"R8,447.78"},{"v":4223.889999999999,"d":"R4,223.89"}]
[null,"101 - 200",2,{"v":1535.9599999999998,"d":"R1,535.96"},{"v":767.9799999999999,"d":"R767.98"},{"v":1535.9599999999998,"d":"R1,535.96"},{"v":767.9799999999999,"d":"R767.98"},{"v":1535.9599999999998,"d":"R1,535.96"},{"v":767.9799999999999,"d":"R767.98"},{"v":1535.9599999999998,"d":"R1,535.96"},{"v":767.9799999999999,"d":"R767.98"},{"v":1535.9599999999998,"d":"R1,535.96"},{"v":767.9799999999999,"d":"R767.98"}]
[null,"1101 - 1200",12,{"v":9215.759999999998,"d":"R9,215.76"},{"v":4607.879999999999,"d":"R4,607.88"},{"v":9215.759999999998,"d":"R9,215.76"},{"v":4607.879999999999,"d":"R4,607.88"},{"v":9215.759999999998,"d":"R9,215.76"},{"v":4607.879999999999,"d":"R4,607.88"},{"v":9215.759999999998,"d":"R9,215.76"},{"v":4607.879999999999,"d":"R4,607.88"},{"v":9215.759999999998,"d":"R9,215.76"},{"v":4607.879999999999,"d":"R4,607.88"}]
[null,"1201 - 1300",13,{"v":9983.74,"d":"R9,983.74"},{"v":4991.87,"d":"R4,991.87"},{"v":9983.74,"d":"R9,983.74"},{"v":4991.87,"d":"R4,991.87"},{"v":9983.74,"d":"R9,983.74"},{"v":4991.87,"d":"R4,991.87"},{"v":9983.74,"d":"R9,983.74"},{"v":4991.87,"d":"R4,991.87"},{"v":9983.74,"d":"R9,983.74"},{"v":4991.87,"d":"R4,991.87"}]
[null,"1301 - 1400",14,{"v":10751.719999999998,"d":"R10,751.72"},{"v":5375.859999999999,"d":"R5,375.86"},{"v":10751.719999999998,"d":"R10,751.72"},{"v":5375.859999999999,"d":"R5,375.86"},{"v":10751.719999999998,"d":"R10,751.72"},{"v":5375.859999999999,"d":"R5,375.86"},{"v":10751.719999999998,"d":"R10,751.72"},{"v":5375.859999999999,"d":"R5,375.86"},{"v":10751.719999999998,"d":"R10,751.72"},{"v":5375.859999999999,"d":"R5,375.86"}]
[null,"1401 - 1500",15,{"v":11519.699999999999,"d":"R11,519.70"},{"v":5759.849999999999,"d":"R5,759.85"},{"v":11519.699999999999,"d":"R11,519.70"},{"v":5759.849999999999,"d":"R5,759.85"},{"v":11519.699999999999,"d":"R11,519.70"},{"v":5759.849999999999,"d":"R5,759.85"},{"v":11519.699999999999,"d":"R11,519.70"},{"v":5759.849999999999,"d":"R5,759.85"},{"v":11519.699999999999,"d":"R11,519.70"},{"v":5759.849999999999,"d":"R5,759.85"}]
[null,"201 - 300",3,{"v":2303.9399999999996,"d":"R2,303.94"},{"v":1151.9699999999998,"d":"R1,151.97"},{"v":2303.9399999999996,"d":"R2,303.94"},{"v":1151.9699999999998,"d":"R1,151.97"},{"v":2303.9399999999996,"d":"R2,303.94"},{"v":1151.9699999999998,"d":"R1,151.97"},{"v":2303.9399999999996,"d":"R2,303.94"},{"v":1151.9699999999998,"d":"R1,151.97"},{"v":2303.9399999999996,"d":"R2,303.94"},{"v":1151.9699999999998,"d":"R1,151.97"}]
[null,"301 - 400",4,{"v":3071.9199999999996,"d":"R3,071.92"},{"v":1535.9599999999998,"d":"R1,535.96"},{"v":3071.9199999999996,"d":"R3,071.92"},{"v":1535.9599999999998,"d":"R1,535.96"},{"v":3071.9199999999996,"d":"R3,071.92"},{"v":1535.9599999999998,"d":"R1,535.96"},{"v":3071.9199999999996,"d":"R3,071.92"},{"v":1535.9599999999998,"d":"R1,535.96"},{"v":3071.9199999999996,"d":"R3,071.92"},{"v":1535.9599999999998,"d":"R1,535.96"}]
[null,"401 - 500",5,{"v":3839.8999999999996,"d":"R3,839.90"},{"v":1919.9499999999998,"d":"R1,919.95"},{"v":3839.8999999999996,"d":"R3,839.90"},{"v":1919.9499999999998,"d":"R1,919.95"},{"v":3839.8999999999996,"d":"R3,839.90"},{"v":1919.9499999999998,"d":"R1,919.95"},{"v":3839.8999999999996,"d":"R3,839.90"},{"v":1919.9499999999998,"d":"R1,919.95"},{"v":3839.8999999999996,"d":"R3,839.90"},{"v":1919.9499999999998,"d":"R1,919.95"}]
[null,"501 - 600",6,{"v":4607.879999999999,"d":"R4,607.88"},{"v":2303.9399999999996,"d":"R2,303.94"},{"v":4607.879999999999,"d":"R4,607.88"},{"v":2303.9399999999996,"d":"R2,303.94"},{"v":4607.879999999999,"d":"R4,607.88"},{"v":2303.9399999999996,"d":"R2,303.94"},{"v":4607.879999999999,"d":"R4,607.88"},{"v":2303.9399999999996,"d":"R2,303.94"},{"v":4607.879999999999,"d":"R4,607.88"},{"v":2303.9399999999996,"d":"R2,303.94"}]
[null,"601 - 700",7,{"v":5375.859999999999,"d":"R5,375.86"},{"v":2687.9299999999994,"d":"R2,687.93"},{"v":5375.859999999999,"d":"R5,375.86"},{"v":2687.9299999999994,"d":"R2,687.93"},{"v":5375.859999999999,"d":"R5,375.86"},{"v":2687.9299999999994,"d":"R2,687.93"},{"v":5375.859999999999,"d":"R5,375.86"},{"v":2687.9299999999994,"d":"R2,687.93"},{"v":5375.859999999999,"d":"R5,375.86"},{"v":2687.9299999999994,"d":"R2,687.93"}]
[null,"701 - 800",8,{"v":6143.839999999999,"d":"R6,143.84"},{"v":3071.9199999999996,"d":"R3,071.92"},{"v":6143.839999999999,"d":"R6,143.84"},{"v":3071.9199999999996,"d":"R3,071.92"},{"v":6143.839999999999,"d":"R6,143.84"},{"v":3071.9199999999996,"d":"R3,071.92"},{"v":6143.839999999999,"d":"R6,143.84"},{"v":3071.9199999999996,"d":"R3,071.92"},{"v":6143.839999999999,"d":"R6,143.84"},{"v":3071.9199999999996,"d":"R3,071.92"}]
[null,"801 - 900",9,{"v":6911.819999999999,"d":"R6,911.82"},{"v":3455.9099999999994,"d":"R3,455.91"},{"v":6911.819999999999,"d":"R6,911.82"},{"v":3455.9099999999994,"d":"R3,455.91"},{"v":6911.819999999999,"d":"R6,911.82"},{"v":3455.9099999999994,"d":"R3,455.91"},{"v":6911.819999999999,"d":"R6,911.82"},{"v":3455.9099999999994,"d":"R3,455.91"},{"v":6911.819999999999,"d":"R6,911.82"},{"v":3455.9099999999994,"d":"R3,455.91"}]
[null,"901 - 1000",10,{"v":7679.799999999999,"d":"R7,679.80"},{"v":3839.8999999999996,"d":"R3,839.90"},{"v":7679.799999999999,"d":"R7,679.80"},{"v":3839.8999999999996,"d":"R3,839.90"},{"v":7679.799999999999,"d":"R7,679.80"},{"v":3839.8999999999996,"d":"R3,839.90"},{"v":7679.799999999999,"d":"R7,679.80"},{"v":3839.8999999999996,"d":"R3,839.90"},{"v":7679.799999999999,"d":"R7,679.80"},{"v":3839.8999999999996,"d":"R3,839.90"}]
[]
[null,"COMMENTS:"]

{"sheet":"Haze (16)","index":17,"n_rows":173,"n_cols":13,"rows_kept":173,"hidden":true,"merged":[[0,2,0,6],[1,2,1,6],[72,1,72,7],[73,1,73,7],[74,1,74,3],[75,1,75,3],[76,1,76,3],[77,1,77,3],[78,1,78,3],[79,1,79,3],[81,1,81,12],[83,1,86,1],[83,2,86,2],[83,3,83,12],[84,3,84,12],[85,3,85,12],[103,1,103,12],[104,1,104,12],[107,1,107,8],[108,1,108,8],[110,1,110,8],[113,1,113,8],[116,1,116,8],[120,1,120,8],[121,1,121,8],[123,1,123,8],[127,1,127,8],[131,1,131,8],[136,1,136,12],[137,1,139,1],[137,2,139,2],[137,3,137,12],[138,3,138,4],[138,5,138,6],[138,7,138,8],[138,9,138,10],[138,11,138,12],[159,1,159,12],[160,1,160,12],[162,1,162,5]],"flags":["formulas_cached_only"]}
[null,null,"VALVE REGULATED LEAD ACID BATTERIES AND CELLS"]
[null,null,"Notes:\n1) Individual cells/batteries include inter cell connectors, bolts, nuts, washers, spring washers and corrosion protection lubricant.\n2) Cell numbers are included in the cell price."]
[null,"Type","Item","SAP Number","Description","Price","Qty","Type","Volt Blocks","Ah","Access","Weight"]
[null,"HZB2-50",30,"0523435 "," BATT:HZB2-50;2 VDC;50 AH\n- 2V VRLA FLAT PLATE HAZE AGM CELL *\n- DIMENSIONS: 161mm LENGTH x 50mm WIDTH x 166mm HEIGHT *\n- TOP ACCESS TERMINALS *\n- 50 AMPHOUR *\n- MODEL NO: HZB2-50 *",{"v":469.03271700000005,"d":"R 469.03"},"Nil","AGM",2,50,"Top Access",3.8]
[null,"HZB2-100",29,"0523433 "," BATT:HZB2-100;2 VDC;100 AH\n- 2V VRLA FLAT PLATE HAZE AGM CELL *\n- DIMENSIONS: 171mm LENGTH x 72mm WIDTH x 205mm HEIGHT *\n- TOP ACCESS TERMINALS *\n- 100 AMPHOUR *\n- MODEL NO: HZB2-100 *",{"v":542.4607281943693,"d":"R 542.46"},"Nil","AGM",2,100,"Top Access",5.6]
[null,"HZB2-150",31,"0523438 "," BATT:HZB2-150;2 VDC;150 AH\n- 2V VRLA FLAT PLATE HAZE AGM CELL *\n- DIMENSIONS: 172mm LENGTH x 102mm WIDTH x 205mm HEIGHT *\n- TOP ACCESS TERMINALS *\n- 150 AMPHOUR *\n- MODEL NO: HZB2-150 *",{"v":680.6155749810757,"d":"R 680.62"},"Nil","AGM",2,150,"Top Access",10]
[null,"HZB2-200",32,"0523517 "," BATT:HZB2-200;2 VDC;200 AH\n- 2V VRLA FLAT PLATE HAZE AGM CELL *\n- DIMENSIONS: 173mm LENGTH x 111mm WIDTH x 329mm HEIGHT *\n- TOP ACCESS TERMINALS *\n- 200 AMPHOUR *\n- MODEL NO: HZB2-200 *",{"v":981.9939821817841,"d":"R 981.99"},"Nil","AGM",2,200,"Top Access",14.2]
[null,"HZB2-250",33,"0523518 "," BATT:HZB2-250;2 VDC;250 AH\n- 2V VRLA FLAT PLATE HAZE AGM CELL *\n- DIMENSIONS: 173mm LENGTH x 111mm WIDTH x 329mm HEIGHT *\n- TOP ACCESS TERMINALS *\n- 250 AMPHOUR *\n- MODEL NO: HZB2-250 *",{"v":1174.3672096042694,"d":"R 1,174.37"},"Nil","AGM",2,250,"Top Access",17]
[null,"HZB2-300",7,"0243683 "," CELLS;HZB2-300,IST VRLA HAZE AGM\n- 2V VRLA FLAT PLATE HAZE AGM CELL *\n- DIMENSIONS: 171mm LENGTH x 151mm WIDTH x 330mm HEIGHT *\n- TOP ACCESS TERMINALS *\n- 300 AMPHOUR *\n- MODEL NO: HZB2-300 *",{"v":1391.7217016530249,"d":"R 1,391.72"},"Nil","AGM",2,300,"Top Access",19.7]
[null,"HZB2-375",34,"0523519 "," BATT:HZB2-375;2 VDC;375 AH\n- 2V VRLA FLAT PLATE HAZE AGM CELL *\n- DIMENSIONS: 171mm LENGTH x 151mm WIDTH x 330mm HEIGHT *\n- TOP ACCESS TERMINALS *\n- 375 AMPHOUR *\n- MODEL NO: HZB2-375 *",{"v":1546.725055970635,"d":"R 1,546.73"},"Nil","AGM",2,375,"Top Access",23.5]
[null,"HZB2-400",35,"0523520 "," BATT:HZB2-400;2 VDC;400 AH\n- 2V VRLA FLAT PLATE HAZE AGM CELL *\n- DIMENSIONS: 211mm LENGTH x 176mm WIDTH x 329mm HEIGHT *\n- TOP ACCESS TERMINALS *\n- 400 AMPHOUR *\n- MODEL NO: HZB2-400 *",{"v":1774.7920506450077,"d":"R 1,774.79"},"Nil","AGM",2,400,"Top Access",27]
[null,"HZB2-450",36,"0523521 "," BATT:HZB2-450;2 VDC;450 AH\n- 2V VRLA FLAT PLATE HAZE AGM CELL *\n- DIMENSIONS: 223mm LENGTH x 187mm WIDTH x 351mm HEIGHT *\n- TOP ACCESS TERMINALS *\n- 450 AMPHOUR *\n- MODEL NO: HZB2-450 *",{"v":1940.2747102521673,"d":"R 1,940.27"},"Nil","AGM",2,450,"Top Access",32]
[null,"HZB2-500-1",37,"0523522 "," BATT:HZB2-500-1;2 VDC;500 AH\n- 2V VRLA FLAT PLATE HAZE AGM CELL *\n- DIMENSIONS: 211mm LENGTH x 176mm WIDTH x 329mm HEIGHT *\n- TOP ACCESS TERMINALS *\n- 500 AMPHOUR *\n- MODEL NO: HZB2-500-1 *",{"v":2191.1804690276876,"d":"R 2,191.18"},"Nil","AGM",2,500,"Top Access",32.3]
[null,"HZB2-500-2",38,"0523523 "," BATT:HZB2-500-2;2 VDC;500 AH\n- 2V VRLA FLAT PLATE HAZE AGM CELL *\n- DIMENSIONS: 241mm LENGTH x 172mm WIDTH x 331mm HEIGHT *\n- TOP ACCESS TERMINALS *\n- 500 AMPHOUR *\n- MODEL NO: HZB2-500-2 *",{"v":2191.1804690276876,"d":"R 2,191.18"},"Nil","AGM",2,500,"Top Access",32.3]
[null,"HZB2-575",8,"0243684 "," CELLS;HZB2-575,IST VRLA HAZE AGM\n- 2V VRLA FLAT PLATE HAZE AGM CELL *\n- DIMENSIONS: 223mm LENGTH x 187mm WIDTH x 351mm HEIGHT *\n- TOP ACCESS TERMINALS *\n- 575 AMPHOUR *\n- MODEL NO: HZB2-575 *",{"v":2295.0115829119045,"d":"R 2,295.01"},"Nil","AGM",2,575,"Top Access",36.5]
[null,"HZB2-600",9,"0243685 "," CELLS;HZB2-600,IST VRLA HAZE AGM\n- 2V VRLA FLAT PLATE HAZE AGM CELL *\n- DIMENSIONS: 301mm LENGTH x 175mm WIDTH x 331mm HEIGHT *\n- TOP ACCESS TERMINALS *\n- 600 AMPHOUR *\n- MODEL NO: HZB2-600 *",{"v":2488.82771885131,"d":"R 2,488.83"},"Nil","AGM",2,600,"Top Access",38]
[null,"HZB2-625",39,"0523524 "," BATT:HZB2-625;2 VDC;625 AH\n- 2V VRLA FLAT PLATE HAZE AGM CELL *\n- DIMENSIONS: 241mm LENGTH x 172mm WIDTH x 331mm HEIGHT *\n- TOP ACCESS TERMINALS *\n- 625 AMPHOUR *\n- MODEL NO: HZB2-625 *",{"v":2503.3879775220466,"d":"R 2,503.39"},"Nil","AGM",2,625,"Top Access",39]
[null,"HZB2-750",40,"0523534 "," BATT:HZB2-750;2 VDC;750 AH\n- 2V VRLA FLAT PLATE HAZE AGM CELL *\n- DIMENSIONS: 301mm LENGTH x 175mm WIDTH x 331mm HEIGHT *\n- TOP ACCESS TERMINALS *\n- 750 AMPHOUR *\n- MODEL NO: HZB2-750 *",{"v":3020.401046418011,"d":"R 3,020.40"},"Nil","AGM",2,750,"Top Access",51]
[null,"HZB2-800",41,"0523535 "," BATT:HZB2-800;2 VDC;800 AH\n- 2V VRLA FLAT PLATE HAZE AGM CELL *\n- DIMENSIONS: 410mm LENGTH x 175mm WIDTH x 330mm HEIGHT *\n- TOP ACCESS TERMINALS *\n- 800 AMPHOUR *\n- MODEL NO: HZB2-800 *",{"v":3318.4418167462472,"d":"R 3,318.44"},"Nil","AGM",2,800,"Top Access",52.5]
[null,"HZB2-1000-1",10,243686," CELLS;HZB2-1000,IST VRLA HAZE AGM\n- 2V VRLA FLAT PLATE HAZE AGM CELL *\n- DIMENSIONS: 410mm LENGTH x 175mm WIDTH x 330mm HEIGHT *\n- TOP ACCESS TERMINALS *\n- 1000 AMPHOUR *\n- MODEL NO: HZB2-1000-1 *",{"v":4029.547943418197,"d":"R 4,029.55"},"Nil","AGM",2,1000,"Top Access",63]
[null,"HZB2-1000-2",27,"0523430 "," BATT:HZB2-1000-2;2 VDC;1000 AH\n- 2V VRLA FLAT PLATE HAZE AGM CELL *\n- DIMENSIONS: 475mm LENGTH x 175mm WIDTH x 328mm HEIGHT *\n- TOP ACCESS TERMINALS *\n- 1000 AMPHOUR *\n- MODEL NO: HZB2-1000-2 *",{"v":4029.547943418197,"d":"R 4,029.55"},"Nil","AGM",2,1000,"Top Access",63]
[null,"HZB2-1250",11,"0243687 "," CELLE;HZB2-1250,IST VRLA HAZE AGM\n- 2V VRLA FLAT PLATE HAZE AGM CELL *\n- DIMENSIONS: 475mm LENGTH x 175mm WIDTH x 328mm HEIGHT *\n- TOP ACCESS TERMINALS *\n- 1250 AMPHOUR *\n- MODEL NO: HZB2-1250 *",{"v":4774.4968334869955,"d":"R 4,774.50"},"Nil","AGM",2,1250,"Top Access",78]
[null,"HZB2-1500",42,"0523536 "," BATT:HZB2-1500;2 VDC;1500 AH\n- 2V VRLA FLAT PLATE HAZE AGM CELL *\n- DIMENSIONS: 401mm LENGTH x 351mm WIDTH x 342mm HEIGHT *\n- TOP ACCESS TERMINALS *\n- 1500 AMPHOUR *\n- MODEL NO: HZB2-1500 *",{"v":6365.995777982661,"d":"R 6,366.00"},"Nil","AGM",2,1500,"Top Access",103]
[null,"HZB2-1875",12,"0243688 "," CELLS;HZB2-1875,IST VRLA HAZE AGM\n- 2V VRLA FLAT PLATE HAZE AGM CELL *\n- DIMENSIONS: 401mm LENGTH x 351mm WIDTH x 342mm HEIGHT *\n- TOP ACCESS TERMINALS *\n- 1875 AMPHOUR *\n- MODEL NO: HZB2-1875 *",{"v":7551.162939213574,"d":"R 7,551.16"},"Nil","AGM",2,1875,"Top Access",125]
[null,"HZB2-2000",13,"0243689 "," CELLS;HZB2-2000,IST VRLA HAZE AGM\n- 2V VRLA FLAT PLATE HAZE AGM CELL *\n- DIMENSIONS: 491mm LENGTH x 351mm WIDTH x 344mm HEIGHT *\n- TOP ACCESS TERMINALS *\n- 2000 AMPHOUR *\n- MODEL NO: HZB2-2000 *",{"v":8499.2850083315,"d":"R 8,499.29"},"Nil","AGM",2,2000,"Top Access",132]
[null,"HZB2-2500",43,"0523537 "," BATT:HZB2-2500;2 VDC;2500 AH\n- 2V VRLA FLAT PLATE HAZE AGM CELL *\n- DIMENSIONS: 491mm LENGTH x 351mm WIDTH x 344mm HEIGHT *\n- TOP ACCESS TERMINALS *\n- 2500 AMPHOUR *\n- MODEL NO: HZB2-2500 *",{"v":9921.482686841895,"d":"R 9,921.48"},"Nil","AGM",2,2500,"Top Access",175]
[null,"HZB12-55FA",44,"0523538 "," BATT:HZB12-55FA;12 VDC;55 AH\n- 12V VRLA FLAT PLATE HAZE AGM BATTERY *\n- DIMENSIONS: 277mm LENGTH x 105mm WIDTH x 223mm HEIGHT *\n- FRONT ACCESS TERMINALS *\n- 55 AMPHOUR *\n- MODEL NO: HZB12-55FA *",{"v":1311.7966262234036,"d":"R 1,311.80"},"Nil","AGM",12,55,"Front Access",18]
[null,"HZB12-80FA",45,"0523539 "," BATT:HZB12-80FA;12 VDC;80 AH\n- 12V VRLA FLAT PLATE HAZE AGM BATTERY *\n- DIMENSIONS: 563mm LENGTH x 114mm WIDTH x 182mm HEIGHT *\n- FRONT ACCESS TERMINALS *\n- 80 AMPHOUR *\n- MODEL NO: HZB12-80FA *",{"v":2001.4268525808504,"d":"R 2,001.43"},"Nil","AGM",12,80,"Front Access",26]
[null,"HZB12-95FA",46,523540," BATT:HZB12-95FA;12 VDC;95 AH\n- 12V VRLA FLAT PLATE HAZE AGM BATTERY *\n- DIMENSIONS: 396mm LENGTH x 105mm WIDTH x 258mm HEIGHT *\n- FRONT ACCESS TERMINALS *\n- 95 AMPHOUR *\n- MODEL NO: HZB12-95FA *",{"v":2804.4634930797506,"d":"R 2,804.46"},"Nil","AGM",12,95,"Front Access",30]
[null,"HZB12-100FA",47,"0523541 "," BATT:HZB12-100FA;12 VDC;100 AH\n- 12V VRLA FLAT PLATE HAZE AGM BATTERY *\n- DIMENSIONS: 395mm LENGTH x 110mm WIDTH x 285mm HEIGHT *\n- FRONT ACCESS TERMINALS *\n- 100 AMPHOUR *\n- MODEL NO: HZB12-100FA *",{"v":2488.665599463829,"d":"R 2,488.67"},"Nil","AGM",12,100,"Front Access",34]
[null,"HZB12-125FA",48,"0523542 "," BATT:HZB12-125FA;12 VDC;125 AH\n- 12V VRLA FLAT PLATE HAZE AGM BATTERY *\n- DIMENSIONS: 417mm LENGTH x 172mm WIDTH x 240mm HEIGHT *\n- FRONT ACCESS TERMINALS *\n- 125 AMPHOUR *\n- MODEL NO: HZB12-125FA *",{"v":3373.191324574467,"d":"R 3,373.19"},"Nil","AGM",12,125,"Front Access"]
[null,"HZB12-150FA",1,"0243677 "," BATTERY;HZB12-150FA,IST VRLA HAZE AGM\n- 12V VRLA FLAT PLATE HAZE AGM BATTERY *\n- DIMENSIONS: 550mm LENGTH x 109mm WIDTH x 288mm HEIGHT *\n- FRONT ACCESS TERMINALS *\n- 150 AMPHOUR *\n- MODEL NO: HZB12-150FA *",{"v":3620.558688376594,"d":"R 3,620.56"},"Nil","AGM",12,150,"Front Access",47.1]
[null,"HZB12-150",3,"0243679 "," CELLS;HZB12-150,IST VRLA HAZE AGM\n- 12V VRLA FLAT PLATE HAZE AGM BATTERY *\n- DIMENSIONS: 482mm LENGTH x 170mm WIDTH x 242mm HEIGHT *\n- TOP ACCESS TERMINALS *\n- 150 AMPHOUR *\n- MODEL NO: HZB12-150 *",{"v":2737.3026,"d":"R 2,737.30"},"Nil","AGM",12,150,"Top Access",44.2]
[null,"HZB12-160",4,"0243680 "," CELLS;HZB12-160,IST VRLA HAZE AGM\n- 12V VRLA FLAT PLATE HAZE AGM BATTERY *\n- DIMENSIONS: 530mm LENGTH x 209mm WIDTH x 214mm HEIGHT *\n- TOP ACCESS TERMINALS *\n- 160 AMPHOUR *\n- MODEL NO: HZB12-160 *",{"v":3124.2288000000003,"d":"R 3,124.23"},"Nil","AGM",12,160,"Top Access",52.2]
[null,"HZB12-180FA",2,"0243678 "," CELLS;HZB12-180FA,IST VRLA HAZE AGM\n- 12V VRLA FLAT PLATE HAZE AGM BATTERY *\n- DIMENSIONS: 560mm LENGTH x 125mm WIDTH x 320mm HEIGHT *\n- FRONT ACCESS TERMINALS *\n- 180 AMPHOUR *\n- MODEL NO: HZB12-180FA *",{"v":4197.749203914893,"d":"R 4,197.75"},"Nil","AGM",12,180,"Front Access"]
[null,"HZB12-200",5,"0243681 "," CELLS;HZB12-200,IST VRLA HAZE AGM\n- 12V VRLA FLAT PLATE HAZE AGM BATTERY *\n- DIMENSIONS: 520mm LENGTH x 240mm WIDTH x 220mm HEIGHT *\n- TOP ACCESS TERMINALS *\n- 200 AMPHOUR *\n- MODEL NO: HZB12-200 *",{"v":3624.3580500000003,"d":"R 3,624.36"},"Nil","AGM",12,200,"Top Access",66]
[null,"HZB12-230",6,"0243682 "," CELLS;HZB12-230,IST VRLA HAZE AGM\n- 12V VRLA FLAT PLATE HAZE AGM BATTERY *\n- DIMENSIONS: 521mm LENGTH x 269mm WIDTH x 203mm HEIGHT *\n- TOP ACCESS TERMINALS *\n- 230 AMPHOUR *\n- MODEL NO: HZB12-230 *",{"v":4500.985500000001,"d":"R 4,500.99"},"Nil","AGM",12,230,"Top Access",70]
[null,"HZY2-50",49,"0523543 "," BATT:HZY2-50;2 VDC;50 AH\n- 2V VRLA FLAT PLATE HAZE GEL CELL *\n- DIMENSIONS: 161mm LENGTH x 50mm WIDTH x 166mm HEIGHT *\n- TOP ACCESS TERMINALS *\n- 50 AMPHOUR *\n- MODEL NO: HZY2-50 *",{"v":564.1918049491937,"d":"R 564.19"},"Nil","GEL",2,50,"Top Access",3.8]
[null,"HZY2-100",50,"0523544 "," BATT:HZY2-100;2 VDC;100 AH\n- 2V VRLA FLAT PLATE HAZE GEL CELL *\n- DIMENSIONS: 171mm LENGTH x 72mm WIDTH x 205mm HEIGHT *\n- TOP ACCESS TERMINALS *\n- 100 AMPHOUR *\n- MODEL NO: HZY2-100 *",{"v":583.7803811788945,"d":"R 583.78"},"Nil","GEL",2,100,"Top Access",5.6]
[null,"HZY2-150",51,"0523545 "," BATT:HZY2-150;2 VDC;150 AH\n- 2V VRLA FLAT PLATE HAZE GEL CELL *\n- DIMENSIONS: 172mm LENGTH x 102mm WIDTH x 205mm HEIGHT *\n- TOP ACCESS TERMINALS *\n- 150 AMPHOUR *\n- MODEL NO: HZY2-150 *",{"v":772.0435055531836,"d":"R 772.04"},"Nil","GEL",2,150,"Top Access",10]
[null,"HZY2-200",52,"0523546 "," BATT:HZY2-200;2 VDC;200 AH\n- 2V VRLA FLAT PLATE HAZE GEL CELL *\n- DIMENSIONS: 173mm LENGTH x 111mm WIDTH x 329mm HEIGHT *\n- TOP ACCESS TERMINALS *\n- 200 AMPHOUR *\n- MODEL NO: HZY2-200 *",{"v":1121.8395096549827,"d":"R 1,121.84"},"Nil","GEL",2,200,"Top Access",14.2]
[null,"HZY2-250",53,"0523547 "," BATT:HZY2-250;2 VDC;250 AH\n- 2V VRLA FLAT PLATE HAZE GEL CELL *\n- DIMENSIONS: 173mm LENGTH x 111mm WIDTH x 329mm HEIGHT *\n- TOP ACCESS TERMINALS *\n- 250 AMPHOUR *\n- MODEL NO: HZY2-250 *",{"v":1343.2895299184302,"d":"R 1,343.29"},"Nil","GEL",2,250,"Top Access",17]
[null,"HZY2-300",20,"0243696 "," CELLS;HZY2-300,IST VRLA HAZE GEL\n- 2V VRLA FLAT PLATE HAZE GEL CELL *\n- DIMENSIONS: 171mm LENGTH x 151mm WIDTH x 330mm HEIGHT *\n- TOP ACCESS TERMINALS *\n- 300 AMPHOUR *\n- MODEL NO: HZY2-300 *",{"v":1574.5629879637363,"d":"R 1,574.56"},"Nil","GEL",2,300,"Top Access",19.7]
[null,"HZY2-375",54,"0523548 "," BATT:HZY2-375;2 VDC;375 AH\n- 2V VRLA FLAT PLATE HAZE GEL CELL *\n- DIMENSIONS: 171mm LENGTH x 151mm WIDTH x 330mm HEIGHT *\n- TOP ACCESS TERMINALS *\n- 375 AMPHOUR *\n- MODEL NO: HZY2-375 *",{"v":1845.4654183070754,"d":"R 1,845.47"},"Nil","GEL",2,375,"Top Access",23.5]
[null,"HZY2-400",55,"0523549 "," BATT:HZY2-400;2 VDC;400 AH\n- 2V VRLA FLAT PLATE HAZE GEL CELL *\n- DIMENSIONS: 211mm LENGTH x 176mm WIDTH x 329mm HEIGHT *\n- TOP ACCESS TERMINALS *\n- 400 AMPHOUR *\n- MODEL NO: HZY2-400 *",{"v":2138.9296909149807,"d":"R 2,138.93"},"Nil","GEL",2,400,"Top Access",27]
[null,"HZY2-450",56,"0523550 "," BATT:HZY2-450;2 VDC;450 AH\n- 2V VRLA FLAT PLATE HAZE GEL CELL *\n- DIMENSIONS: 223mm LENGTH x 187mm WIDTH x 351mm HEIGHT *\n- TOP ACCESS TERMINALS *\n- 450 AMPHOUR *\n- MODEL NO: HZY2-450 *",{"v":2295.915222589168,"d":"R 2,295.92"},"Nil","GEL",2,450,"Top Access",32]
[null,"HZY2-500-1",57,"0523551 "," BATT:HZY2-500-1;2 VDC;500 AH\n- 2V VRLA FLAT PLATE HAZE GEL CELL *\n- DIMENSIONS: 211mm LENGTH x 176mm WIDTH x 329mm HEIGHT *\n- TOP ACCESS TERMINALS *\n- 500 AMPHOUR *\n- MODEL NO: HZY2-500-1 *",{"v":2607.3502649078027,"d":"R 2,607.35"},"Nil","GEL",2,500,"Top Access",32.3]
[null,"HZY2-500-2",58,"0523552 "," BATT:HZY2-500-2;2 VDC;500 AH\n- 2V VRLA FLAT PLATE HAZE GEL CELL *\n- DIMENSIONS: 241mm LENGTH x 172mm WIDTH x 331mm HEIGHT *\n- TOP ACCESS TERMINALS *\n- 500 AMPHOUR *\n- MODEL NO: HZY2-500-2 *",{"v":2607.3502649078027,"d":"R 2,607.35"},"Nil","GEL",2,500,"Top Access",32.3]
[null,"HZY2-575",21,"0243697 "," CELLS;HZY2-575,IST VRLA HAZE GEL\n- 2V VRLA FLAT PLATE HAZE GEL CELL *\n- DIMENSIONS: 223mm LENGTH x 187mm WIDTH x 351mm HEIGHT *\n- TOP ACCESS TERMINALS *\n- 575 AMPHOUR *\n- MODEL NO: HZY2-575 *",{"v":2765.924453433952,"d":"R 2,765.92"},"Nil","GEL",2,575,"Top Access",36.5]
[null,"HZY2-600",22,"0243698 "," CELLS;HZY2-600,IST VRLA HAZE GEL\n- 2V VRLA FLAT PLATE HAZE GEL CELL *\n- DIMENSIONS: 301mm LENGTH x 175mm WIDTH x 331mm HEIGHT *\n- TOP ACCESS TERMINALS *\n- 600 AMPHOUR *\n- MODEL NO: HZY2-600 *",{"v":2924.177995623007,"d":"R 2,924.18"},"Nil","GEL",2,600,"Top Access",38]
[null,"HZY2-625",59,"0523553 "," BATT:HZY2-625;2 VDC;625 AH\n- 2V VRLA FLAT PLATE HAZE GEL CELL *\n- DIMENSIONS: 241mm LENGTH x 172mm WIDTH x 331mm HEIGHT *\n- TOP ACCESS TERMINALS *\n- 625 AMPHOUR *\n- MODEL NO: HZY2-625 *",{"v":3020.065825247413,"d":"R 3,020.07"},"Nil","GEL",2,625,"Top Access",39]
[null,"HZY2-750",60,"0523554 "," BATT:HZY2-750;2 VDC;750 AH\n- 2V VRLA FLAT PLATE HAZE GEL CELL *\n- DIMENSIONS: 301mm LENGTH x 175mm WIDTH x 331mm HEIGHT *\n- TOP ACCESS TERMINALS *\n- 750 AMPHOUR *\n- MODEL NO: HZY2-750 *",{"v":3643.1836820542553,"d":"R 3,643.18"},"Nil","GEL",2,750,"Top Access",51]
[null,"HZY2-800",61,"0523555 "," BATT:HZY2-800;2 VDC;800 AH\n- 2V VRLA FLAT PLATE HAZE GEL CELL *\n- DIMENSIONS: 410mm LENGTH x 175mm WIDTH x 330mm HEIGHT *\n- TOP ACCESS TERMINALS *\n- 800 AMPHOUR *\n- MODEL NO: HZY2-800 *",{"v":3800.2566627294673,"d":"R 3,800.26"},"Nil","GEL",2,800,"Top Access",52.5]
[null,"HZY2-1000-1",23,243699," CELLS;HZY2-1000,IST VRLA HAZE GEL\n- 2V VRLA FLAT PLATE HAZE GEL CELL *\n- DIMENSIONS: 410mm LENGTH x 175mm WIDTH x 330mm HEIGHT *\n- TOP ACCESS TERMINALS *\n- 1000 AMPHOUR *\n- MODEL NO: HZY2-1000-1 *",{"v":4749.22407219064,"d":"R 4,749.22"},"Nil","GEL",2,1000,"Top Access",63]
[null,"HZY2-1000-2",28,"0523431 "," BATT:HZY2-1000-2;2 VDC;1000 AH\n- 2V VRLA FLAT PLATE HAZE GEL CELL *\n- DIMENSIONS: 475mm LENGTH x 175mm WIDTH x 328mm HEIGHT *\n- TOP ACCESS TERMINALS *\n- 1000 AMPHOUR *\n- MODEL NO: HZY2-1000-2 *",{"v":4749.22407219064,"d":"R 4,749.22"},"Nil","GEL",2,1000,"Top Access",63]
[null,"HZY2-1250",24,"0243700 "," CELLS;HZY2-1250,IST VRLA HAZE GEL\n- 2V VRLA FLAT PLATE HAZE GEL CELL *\n- DIMENSIONS: 475mm LENGTH x 175mm WIDTH x 328mm HEIGHT *\n- TOP ACCESS TERMINALS *\n- 1250 AMPHOUR *\n- MODEL NO: HZY2-1250 *",{"v":5607.1716464178235,"d":"R 5,607.17"},"Nil","GEL",2,1250,"Top Access",78]
[null,"HZY2-1500",62,"0523556 "," BATT:HZY2-1500;2 VDC;1500 AH\n- 2V VRLA FLAT PLATE HAZE GEL CELL *\n- DIMENSIONS: 401mm LENGTH x 351mm WIDTH x 342mm HEIGHT *\n- TOP ACCESS TERMINALS *\n- 1500 AMPHOUR *\n- MODEL NO: HZY2-1500 *",{"v":7123.143803694509,"d":"R 7,123.14"},"Nil","GEL",2,1500,"Top Access",103]
[null,"HZY2-1875",25,"0243701 "," CELLS;HZY2-1875,IST VRLA HAZE GEL\n- 2V VRLA FLAT PLATE HAZE GEL CELL *\n- DIMENSIONS: 401mm LENGTH x 351mm WIDTH x 342mm HEIGHT *\n- TOP ACCESS TERMINALS *\n- 1875 AMPHOUR *\n- MODEL NO: HZY2-1875 *",{"v":8500.917389683975,"d":"R 8,500.92"},"Nil","GEL",2,1875,"Top Access",125]
[null,"HZY2-2000",26,"0243702 "," CELLS;HZY2-2000,IST VRLA HAZE GEL\n- 2V VRLA FLAT PLATE HAZE GEL CELL *\n- DIMENSIONS: 491mm LENGTH x 351mm WIDTH x 344mm HEIGHT *\n- TOP ACCESS TERMINALS *\n- 2000 AMPHOUR *\n- MODEL NO: HZY2-2000 *",{"v":9752.166846023121,"d":"R 9,752.17"},"Nil","GEL",2,2000,"Top Access",132]
[null,"HZY2-2500",63,"0523557 "," BATT:HZY2-2500;2 VDC;2500 AH\n- 2V VRLA FLAT PLATE HAZE GEL CELL *\n- DIMENSIONS: 491mm LENGTH x 351mm WIDTH x 344mm HEIGHT *\n- TOP ACCESS TERMINALS *\n- 2500 AMPHOUR *\n- MODEL NO: HZY2-2500 *",{"v":11337.675533948543,"d":"R 11,337.68"},"Nil","GEL",2,2500,"Top Access",175]
[null,"HZY12-50FA",64,"0523558 "," BATT:HZY12-50FA;12 VDC;50 AH\n- 12V VRLA FLAT PLATE HAZE GEL BATTERY *\n- DIMENSIONS: 277mm LENGTH x 105mm WIDTH x 223mm HEIGHT *\n- FRONT ACCESS TERMINALS *\n- 50 AMPHOUR *\n- MODEL NO: HZY12-50FA *",{"v":1761.5554695,"d":"R 1,761.56"},"Nil","GEL",12,50,"Front Access",17.1]
[null,"HZY12-70FA",65,"0523559 "," BATT:HZY12-70FA;12 VDC;70 AH\n- 12V VRLA FLAT PLATE HAZE GEL BATTERY *\n- DIMENSIONS: 563mm LENGTH x 114mm WIDTH x 182mm HEIGHT *\n- FRONT ACCESS TERMINALS *\n- 70 AMPHOUR *\n- MODEL NO: HZY12-70FA *",{"v":2586.1133488404225,"d":"R 2,586.11"},"Nil","GEL",12,70,"Front Access",26.6]
[null,"HZY12-90FA",66,"0523560 "," BATT:HZY12-90FA;12 VDC;90 AH\n- 12V VRLA FLAT PLATE HAZE GEL BATTERY *\n- DIMENSIONS: 507mm LENGTH x 109mm WIDTH x 227mm HEIGHT *\n- FRONT ACCESS TERMINALS *\n- 90 AMPHOUR *\n- MODEL NO: HZY12-90FA *",{"v":3119.4839547057786,"d":"R 3,119.48"},"Nil","GEL",12,90,"Front Access",30.88]
[null,"HZY12-100FA",67,"0523561 "," BATT:HZY12-100FA;12 VDC;100 AH\n- 12V VRLA FLAT PLATE HAZE GEL BATTERY *\n- DIMENSIONS: 395mm LENGTH x 110mm WIDTH x 285mm HEIGHT *\n- FRONT ACCESS TERMINALS *\n- 100 AMPHOUR *\n- MODEL NO: HZY12-100FA *",{"v":3363.4254765029173,"d":"R 3,363.43"},"Nil","GEL",12,100,"Front Access",34.52]
[null,"HZY12-125FA",68,"0523562 "," BATT:HZY12-125FA;12 VDC;125 AH\n- 12V VRLA FLAT PLATE HAZE GEL BATTERY *\n- DIMENSIONS: 417mm LENGTH x 172mm WIDTH x 240mm HEIGHT *\n- FRONT ACCESS TERMINALS *\n- 125 AMPHOUR *\n- MODEL NO: HZY12-125FA *",{"v":4001.4823763018785,"d":"R 4,001.48"},"Nil","GEL",12,125,"Front Access"]
[null,"HZY12-150FA",14,"0243690","CELLS;HZY12-150FA,IST VRLA HAZE GEL\n- 12V VRLA FLAT PLATE HAZE GEL BATTERY *\n- DIMENSIONS: 550mm LENGTH x 109mm WIDTH x 288mm HEIGHT *\n- FRONT ACCESS TERMINALS *\n- 150 AMPHOUR *\n- MODEL NO: HZY12-150FA *",{"v":4422.62862555319,"d":"R 4,422.63"},"Nil","GEL",12,150,"Front Access",47.72]
[null,"HZY12-150",16,"0243692 "," CELLS;HZY12-150,IST VRLA HAZE GEL\n- 12V VRLA FLAT PLATE HAZE GEL BATTERY *\n- DIMENSIONS: 482mm LENGTH x 170mm WIDTH x 242mm HEIGHT *\n- TOP ACCESS TERMINALS *\n- 150 AMPHOUR *\n- MODEL NO: HZY12-150 *",{"v":3330.7269,"d":"R 3,330.73"},"Nil","GEL",12,150,"Top Access",44.3]
[null,"HZY12-160",17,"0243693 "," CELLS;HZY12-160,IST VRLA HAZE GEL\n- 12V VRLA FLAT PLATE HAZE GEL BATTERY *\n- DIMENSIONS: 530mm LENGTH x 209mm WIDTH x 214mm HEIGHT *\n- TOP ACCESS TERMINALS *\n- 160 AMPHOUR *\n- MODEL NO: HZY12-160 *",{"v":3595.29,"d":"R 3,595.29"},"Nil","GEL",12,160,"Top Access",57.4]
[null,"HZY12-170FA",15,"0243691 "," CELLS;HZY12-170FA,IST VRLA HAZE GEL\n- 12V VRLA FLAT PLATE HAZE GEL BATTERY *\n- DIMENSIONS: 560mm LENGTH x 125mm WIDTH x 320mm HEIGHT *\n- FRONT ACCESS TERMINALS *\n- 170 AMPHOUR *\n- MODEL NO: HZY12-170FA *",{"v":4759.947758010638,"d":"R 4,759.95"},"Nil","GEL",12,170,"Front Access"]
[null,"HZY12-200",18,"0243694 "," CELLS;HZY12-200,IST VRLA HAZE GEL\n- 12V VRLA FLAT PLATE HAZE GEL BATTERY *\n- DIMENSIONS: 520mm LENGTH x 240mm WIDTH x 220mm HEIGHT *\n- TOP ACCESS TERMINALS *\n- 200 AMPHOUR *\n- MODEL NO: HZY12-200 *",{"v":4327.51335,"d":"R 4,327.51"},"Nil","GEL",12,200,"Top Access",66]
[null,"HZY12-230",19,243695," CELLS;HZL12-230,IST VRLA HAZE GEL\n- 12V VRLA FLAT PLATE HAZE GEL BATTERY *\n- DIMENSIONS: 521mm LENGTH x 269mm WIDTH x 203mm HEIGHT *\n- TOP ACCESS TERMINALS *\n- 230 AMPHOUR *\n- MODEL NO: HZY12-230 *",{"v":5020.323600000001,"d":"R 5,020.32"},"Nil","GEL",12,230,"Top Access",71]
[]
[null,"VALVE REGULATED LEAD ACID BATTERY CABINETS & STANDS"]
[null,"Notes:\n1) Individual cells/batteries include inter cell connectors, bolts, nuts, washers, spring washers and corrosion protection lubricant.\n2) Cell numbers are included in the cell price."]
[null,"Description",null,null,"Item","SAP Number","Price","Qty"]
[null,"CABINET,GENERIC:BAT1600-S2,BATTERY\n- Dimensions: 600Wx600Dx1200H mm\n- 2x100A Battery MCBs\n- 2 battery shelves\n- internal connections pre wired\n- Can fit 2 strings of 170Ah Haze Front Access Batteries (8 x HZY12-170FA)",null,null,1,243745,{"v":8134.754060966579,"d":"R 8,134.75"}]
[null,"CABINET,GENERIC:BAT1800-S3,BATTERY\n- Dimensions: 600Wx600Dx1600H mm\n- 3x100A Battery MCBs\n- 3 battery shelves\n- internal connections pre wired\n- Can fit 3 strings of 170Ah Haze Front Access Batteries (12 x HZY12-170FA)",null,null,2,243746,{"v":8887.435931376298,"d":"R 8,887.44"}]
[null,"CABINET,GENERIC:BAT1900-S4,4x4xHZY230\n- Dimensions: 1200Wx600Dx1900H mm\n- 4x100A Battery MCBs\n- 4 battery shelves\n- internal connections pre wired\n- Can fit 4 strings of 230Ah Haze Batteries (16 x HZY12-230)",null,null,5,256133,{"v":16727.23483267579,"d":"R 16,727.23"}]
[null,"CABINET,GENERIC:BAT2000-S4,BATTERY\n- Dimensions: 600Wx600Dx1900H mm\n- 4x100A Battery MCBs\n- 4 battery shelves\n- internal connections pre wired\n- Can fit 4 strings of 170Ah Haze Front Access Batteries (16 x HZY12-170FA)",null,null,3,243747,{"v":9524.320590953752,"d":"R 9,524.32"}]
[null,"CABINET,GENERIC:BAT2200-S5,BATTERY\n- Dimensions: 600Wx600Dx2260H mm\n- 5x100A Battery MCBs\n- 5 battery shelves\n- internal connections pre wired\n- Can fit 5 strings of 170Ah Haze Front Access Batteries (20 x HZY12-170FA)",null,null,4,243748,{"v":10363.85036948767,"d":"R 10,363.85"}]
[]
[null,"TRANSPORT AND OFF LOADING COSTS"]
[]
[null,"Item","Distance [km]","Prices in South African Currency (Excluding VAT)"]
[{"$nulls":3},"Transport to site or regional store and off-loading"]
[{"$nulls":3},"Total Mass [kg]"]
[{"$nulls":3},"0-1000","1001 - 2000","2001 - 3000","3001 - 4000","4001 - 6000","6001 - 8000","8001 - 10000","10001 - 14000","14001 - 18000","18000 +"]
["0 - 100",1,"0 - 100",{"v":2271.633,"d":"R 2,271.63"},{"v":2434.285,"d":"R 2,434.29"},{"v":2434.285,"d":"R 2,434.29"},{"v":2757.391,"d":"R 2,757.39"},{"v":2757.391,"d":"R 2,757.39"},{"v":4058.607,"d":"R 4,058.61"},{"v":4058.607,"d":"R 4,058.61"},{"v":5357.625,"d":"R 5,357.63"},{"v":5357.625,"d":"R 5,357.63"},"On request"]
["101 - 200",2,"101 - 200",{"v":3083.794,"d":"R 3,083.79"},{"v":3407.999,"d":"R 3,408.00"},{"v":3407.999,"d":"R 3,408.00"},{"v":4058.607,"d":"R 4,058.61"},{"v":4058.607,"d":"R 4,058.61"},{"v":6007.134,"d":"R 6,007.13"},{"v":6007.134,"d":"R 6,007.13"},{"v":7955.661,"d":"R 7,955.66"},{"v":7955.661,"d":"R 7,955.66"},"On request"]
["201 - 300",3,"201 - 300",{"v":3894.8559999999998,"d":"R 3,894.86"},{"v":4386.1089999999995,"d":"R 4,386.11"},{"v":4386.1089999999995,"d":"R 4,386.11"},{"v":5356.526,"d":"R 5,356.53"},{"v":5356.526,"d":"R 5,356.53"},{"v":7955.661,"d":"R 7,955.66"},{"v":7955.661,"d":"R 7,955.66"},{"v":10552.598,"d":"R 10,552.60"},{"v":10552.598,"d":"R 10,552.60"},"On request"]
["301 - 400",4,"301 - 400",{"v":4707.017,"d":"R 4,707.02"},{"v":5356.526,"d":"R 5,356.53"},{"v":5356.526,"d":"R 5,356.53"},{"v":6657.742,"d":"R 6,657.74"},{"v":6657.742,"d":"R 6,657.74"},{"v":9904.188,"d":"R 9,904.19"},{"v":9904.188,"d":"R 9,904.19"},{"v":13151.733,"d":"R 13,151.73"},{"v":13151.733,"d":"R 13,151.73"},"On request"]
["401 - 500",5,"401 - 500",{"v":5519.178,"d":"R 5,519.18"},{"v":6332.438,"d":"R 6,332.44"},{"v":6332.438,"d":"R 6,332.44"},{"v":7955.661,"d":"R 7,955.66"},{"v":7955.661,"d":"R 7,955.66"},{"v":11850.517,"d":"R 11,850.52"},{"v":11850.517,"d":"R 11,850.52"},{"v":15749.769,"d":"R 15,749.77"},{"v":15749.769,"d":"R 15,749.77"},"On request"]
["501 - 600",6,"501 - 600",{"v":6332.438,"d":"R 6,332.44"},{"v":7306.152,"d":"R 7,306.15"},{"v":7306.152,"d":"R 7,306.15"},{"v":9254.679,"d":"R 9,254.68"},{"v":9254.679,"d":"R 9,254.68"},{"v":13799.044,"d":"R 13,799.04"},{"v":13799.044,"d":"R 13,799.04"},{"v":18346.706,"d":"R 18,346.71"},{"v":18346.706,"d":"R 18,346.71"},"On request"]
["601 - 700",7,"601 - 700",{"v":7143.5,"d":"R 7,143.50"},{"v":8280.965,"d":"R 8,280.97"},{"v":8280.965,"d":"R 8,280.97"},{"v":10552.598,"d":"R 10,552.60"},{"v":10552.598,"d":"R 10,552.60"},{"v":15749.769,"d":"R 15,749.77"},{"v":15749.769,"d":"R 15,749.77"},{"v":20943.643,"d":"R 20,943.64"},{"v":20943.643,"d":"R 20,943.64"},"On request"]
["701 - 800",8,"701 - 800",{"v":7955.661,"d":"R 7,955.66"},{"v":9254.679,"d":"R 9,254.68"},{"v":9254.679,"d":"R 9,254.68"},{"v":11850.517,"d":"R 11,850.52"},{"v":11850.517,"d":"R 11,850.52"},{"v":17698.296,"d":"R 17,698.30"},{"v":17698.296,"d":"R 17,698.30"},{"v":23540.579999999998,"d":"R 23,540.58"},{"v":23540.579999999998,"d":"R 23,540.58"},"On request"]
["801 - 900",9,"801 - 900",{"v":8766.723,"d":"R 8,766.72"},{"v":10227.294,"d":"R 10,227.29"},{"v":10227.294,"d":"R 10,227.29"},{"v":13151.733,"d":"R 13,151.73"},{"v":13151.733,"d":"R 13,151.73"},{"v":19645.724,"d":"R 19,645.72"},{"v":19645.724,"d":"R 19,645.72"},{"v":26140.814,"d":"R 26,140.81"},{"v":26140.814,"d":"R 26,140.81"},"On request"]
["901 - 1000",10,"901 - 1000",{"v":9578.884,"d":"R 9,578.88"},{"v":11203.206,"d":"R 11,203.21"},{"v":11203.206,"d":"R 11,203.21"},{"v":14449.652,"d":"R 14,449.65"},{"v":14449.652,"d":"R 14,449.65"},{"v":21593.152,"d":"R 21,593.15"},{"v":21593.152,"d":"R 21,593.15"},{"v":28737.751,"d":"R 28,737.75"},{"v":28737.751,"d":"R 28,737.75"},"On request"]
["1001 - 1100",11,"1001 - 1100",{"v":10391.045,"d":"R 10,391.05"},{"v":12175.821,"d":"R 12,175.82"},{"v":12175.821,"d":"R 12,175.82"},{"v":15749.769,"d":"R 15,749.77"},{"v":15749.769,"d":"R 15,749.77"},{"v":23540.579999999998,"d":"R 23,540.58"},{"v":23540.579999999998,"d":"R 23,540.58"},{"v":31335.787,"d":"R 31,335.79"},{"v":31335.787,"d":"R 31,335.79"},"On request"]
["1101 - 1200",12,"1101 - 1200",{"v":11203.206,"d":"R 11,203.21"},{"v":13151.733,"d":"R 13,151.73"},{"v":13151.733,"d":"R 13,151.73"},{"v":17047.688,"d":"R 17,047.69"},{"v":17047.688,"d":"R 17,047.69"},{"v":25491.305,"d":"R 25,491.31"},{"v":25491.305,"d":"R 25,491.31"},{"v":33932.724,"d":"R 33,932.72"},{"v":33932.724,"d":"R 33,932.72"},"On request"]
["1201 - 1300",13,"1201 - 1300",{"v":12014.268,"d":"R 12,014.27"},{"v":14124.348,"d":"R 14,124.35"},{"v":14124.348,"d":"R 14,124.35"},{"v":18346.706,"d":"R 18,346.71"},{"v":18346.706,"d":"R 18,346.71"},{"v":27439.832,"d":"R 27,439.83"},{"v":27439.832,"d":"R 27,439.83"},{"v":36531.859,"d":"R 36,531.86"},{"v":36531.859,"d":"R 36,531.86"},"On request"]
["1301 - 1400",14,"1301 - 1400",{"v":12826.429,"d":"R 12,826.43"},{"v":15098.062,"d":"R 15,098.06"},{"v":15098.062,"d":"R 15,098.06"},{"v":19645.724,"d":"R 19,645.72"},{"v":19645.724,"d":"R 19,645.72"},{"v":29388.359,"d":"R 29,388.36"},{"v":29388.359,"d":"R 29,388.36"},{"v":39129.895,"d":"R 39,129.90"},{"v":39129.895,"d":"R 39,129.90"},"On request"]
["1401 - 1500",15,"1401 - 1500",{"v":13637.491,"d":"R 13,637.49"},{"v":16075.073,"d":"R 16,075.07"},{"v":16075.073,"d":"R 16,075.07"},{"v":20943.643,"d":"R 20,943.64"},{"v":20943.643,"d":"R 20,943.64"},{"v":31335.787,"d":"R 31,335.79"},{"v":31335.787,"d":"R 31,335.79"},{"v":41726.832,"d":"R 41,726.83"},{"v":41726.832,"d":"R 41,726.83"},"On request"]
[]
[null,"Total % Increase on Transport price"]
[null,{"v":0.099,"d":"9.90%"}]
[]
[]
[null,"DECOMMISSIONING, ERECTION & COMMISSIONING"]
[null,"LABOUR COSTS for VALVE REGULATED LEAD ACID BATTERIES & CELLS"]
[null,"Item","Ah Capacity","Cell Model No.","Decommissioning Only","Erection Only","Commissioning Only","Erection & Commissioning Only","Decommissioning, Erection & Commissioning"]
[null,"24 – 25 Cell, 50V Battery Banks"]
[null,1,"C10 ≤ 625",null,{"v":2502.5088,"d":"R 2,502.51"},{"v":5003.745999999999,"d":"R 5,003.75"},{"v":10010.0352,"d":"R 10,010.04"},{"v":15013.7812,"d":"R 15,013.78"},{"v":15013.7812,"d":"R 15,013.78"}]
[null,2,"C10 ≥ 750",null,{"v":2751.7424,"d":"R 2,751.74"},{"v":5506.027999999999,"d":"R 5,506.03"},{"v":12511.272400000002,"d":"R 12,511.27"},{"v":18017.3004,"d":"R 18,017.30"},{"v":18017.3004,"d":"R 18,017.30"}]
[null,"52 Cell, 110V Battery Banks"]
[null,1,"C10 ≤ 625",null,{"v":3753.7632,"d":"R 3,753.76"},{"v":7505.619000000001,"d":"R 7,505.62"},{"v":15015.0528,"d":"R 15,015.05"},{"v":22520.6718,"d":"R 22,520.67"},{"v":22520.6718,"d":"R 22,520.67"}]
[null,2,"C10 ≥ 750",null,{"v":4127.6136,"d":"R 4,127.61"},{"v":8259.042000000001,"d":"R 8,259.04"},{"v":18766.908600000002,"d":"R 18,766.91"},{"v":27025.9506,"d":"R 27,025.95"},{"v":27025.9506,"d":"R 27,025.95"}]
[null,"104 Cell, 220V Battery Banks"]
[null,1,"C10 ≤ 625",null,{"v":5005.0176,"d":"R 5,005.02"},{"v":10007.491999999998,"d":"R 10,007.49"},{"v":20020.0704,"d":"R 20,020.07"},{"v":30027.5624,"d":"R 30,027.56"},{"v":30027.5624,"d":"R 30,027.56"}]
[null,2,"C10 ≥ 750",null,{"v":5503.4848,"d":"R 5,503.48"},{"v":11012.055999999999,"d":"R 11,012.06"},{"v":25022.544800000003,"d":"R 25,022.54"},{"v":36034.6008,"d":"R 36,034.60"},{"v":36034.6008,"d":"R 36,034.60"}]
[]
[null,"DECOMMISSIONING, ERECTION & COMMISSIONING"]
[null,"ACCOMMODATION & SUBSISTENCE COSTS for VALVE REGULATED LEAD ACID BATTERIES & CELLS"]
[null,"Item","Ah Capacity","Cell Model No.","Decommissioning Only","Erection Only","Commissioning Only","Erection & Commissioning Only","Decommissioning, Erection & Commissioning"]
[null,"24 – 25 Cell, 50V Battery Banks"]
[null,1,"C10 ≤ 625",null,{"v":2795.76,"d":"R 2,795.76"},{"v":2795.76,"d":"R 2,795.76"},{"v":0,"d":"R 0.00"},{"v":2795.76,"d":"R 2,795.76"},{"v":5591.52,"d":"R 5,591.52"}]
[null,2,"625 < C10 ≤ 750",null,{"v":5591.52,"d":"R 5,591.52"},{"v":5591.52,"d":"R 5,591.52"},{"v":0,"d":"R 0.00"},{"v":5591.52,"d":"R 5,591.52"},{"v":11183.04,"d":"R 11,183.04"}]
[null,3,"C10 > 750",null,{"v":5591.52,"d":"R 5,591.52"},{"v":8387.28,"d":"R 8,387.28"},{"v":0,"d":"R 0.00"},{"v":8387.28,"d":"R 8,387.28"},{"v":13978.8,"d":"R 13,978.80"}]
[null,"52 Cell, 110V Battery Banks"]
[null,1,"C10 ≤ 625",null,{"v":2795.76,"d":"R 2,795.76"},{"v":2795.76,"d":"R 2,795.76"},{"v":0,"d":"R 0.00"},{"v":2795.76,"d":"R 2,795.76"},{"v":5591.52,"d":"R 5,591.52"}]
[null,2,"625 < C10 ≤ 750",null,{"v":5591.52,"d":"R 5,591.52"},{"v":5591.52,"d":"R 5,591.52"},{"v":0,"d":"R 0.00"},{"v":5591.52,"d":"R 5,591.52"},{"v":11183.04,"d":"R 11,183.04"}]
[null,3,"C10 > 750",null,{"v":5591.52,"d":"R 5,591.52"},{"v":8387.28,"d":"R 8,387.28"},{"v":0,"d":"R 0.00"},{"v":8387.28,"d":"R 8,387.28"},{"v":13978.8,"d":"R 13,978.80"}]
[null,"104 Cell, 220V Battery Banks"]
[null,1,"C10 ≤ 625",null,{"v":2795.76,"d":"R 2,795.76"},{"v":2795.76,"d":"R 2,795.76"},{"v":0,"d":"R 0.00"},{"v":2795.76,"d":"R 2,795.76"},{"v":5591.52,"d":"R 5,591.52"}]
[null,2,"625 < C10 ≤ 750",null,{"v":5591.52,"d":"R 5,591.52"},{"v":5591.52,"d":"R 5,591.52"},{"v":0,"d":"R 0.00"},{"v":5591.52,"d":"R 5,591.52"},{"v":11183.04,"d":"R 11,183.04"}]
[null,3,"C10 > 750",null,{"v":5591.52,"d":"R 5,591.52"},{"v":8387.28,"d":"R 8,387.28"},{"v":0,"d":"R 0.00"},{"v":8387.28,"d":"R 8,387.28"},{"v":13978.8,"d":"R 13,978.80"}]
[]
[null,"DECOMMISSIONING, ERECTION & COMMISSIONING - TRAVEL COSTS"]
[null,"Item","Round Trip Distance [km]","ALL BATTERY BANKS"]
[{"$nulls":3},"Decommissioning Only",null,"Erection Only",null,"Commissioning Only",null,"Erection & Commissioning Only",null,"Decommissioning, Erection & Commissioning"]
[{"$nulls":3},"One ","Two +","One ","Two +","One ","Two +","One ","Two +","One ","Two +"]
["0 - 100",1,"0 - 100",{"v":846.0000000000001,"d":"R 846.00"},{"v":507.6,"d":"R 507.60"},{"v":846.0000000000001,"d":"R 846.00"},{"v":507.6,"d":"R 507.60"},{"v":1861.2000000000003,"d":"R 1,861.20"},{"v":1015.2,"d":"R 1,015.20"},{"v":2707.2000000000003,"d":"R 2,707.20"},{"v":1522.8000000000002,"d":"R 1,522.80"},{"v":3553.2000000000003,"d":"R 3,553.20"},{"v":2030.4,"d":"R 2,030.40"}]
["101 - 200",2,"101 - 200",{"v":1522.8000000000002,"d":"R 1,522.80"},{"v":846.0000000000001,"d":"R 846.00"},{"v":1522.8000000000002,"d":"R 1,522.80"},{"v":846.0000000000001,"d":"R 846.00"},{"v":2538.0000000000005,"d":"R 2,538.00"},{"v":1353.6000000000001,"d":"R 1,353.60"},{"v":4060.8,"d":"R 4,060.80"},{"v":2199.6000000000004,"d":"R 2,199.60"},{"v":5583.6,"d":"R 5,583.60"},{"v":3045.6000000000004,"d":"R 3,045.60"}]
["201 - 300",3,"201 - 300",{"v":2199.6000000000004,"d":"R 2,199.60"},{"v":1184.4,"d":"R 1,184.40"},{"v":2199.6000000000004,"d":"R 2,199.60"},{"v":1184.4,"d":"R 1,184.40"},{"v":3214.8,"d":"R 3,214.80"},{"v":1692.0000000000002,"d":"R 1,692.00"},{"v":5414.400000000001,"d":"R 5,414.40"},{"v":2876.4,"d":"R 2,876.40"},{"v":7614.000000000001,"d":"R 7,614.00"},{"v":4060.8,"d":"R 4,060.80"}]
["301 - 400",4,"301 - 400",{"v":2876.4,"d":"R 2,876.40"},{"v":1522.8000000000002,"d":"R 1,522.80"},{"v":2876.4,"d":"R 2,876.40"},{"v":1522.8000000000002,"d":"R 1,522.80"},{"v":3891.6000000000004,"d":"R 3,891.60"},{"v":2030.4,"d":"R 2,030.40"},{"v":6768.000000000001,"d":"R 6,768.00"},{"v":3553.2000000000003,"d":"R 3,553.20"},{"v":9644.400000000001,"d":"R 9,644.40"},{"v":5076.000000000001,"d":"R 5,076.00"}]
["401 - 500",5,"401 - 500",{"v":3553.2000000000003,"d":"R 3,553.20"},{"v":1861.2000000000003,"d":"R 1,861.20"},{"v":3553.2000000000003,"d":"R 3,553.20"},{"v":1861.2000000000003,"d":"R 1,861.20"},{"v":4568.400000000001,"d":"R 4,568.40"},{"v":2368.8,"d":"R 2,368.80"},{"v":8121.6,"d":"R 8,121.60"},{"v":4230,"d":"R 4,230.00"},{"v":11674.800000000001,"d":"R 11,674.80"},{"v":6091.200000000001,"d":"R 6,091.20"}]
["501 - 600",6,"501 - 600",{"v":4230,"d":"R 4,230.00"},{"v":2199.6000000000004,"d":"R 2,199.60"},{"v":4230,"d":"R 4,230.00"},{"v":2199.6000000000004,"d":"R 2,199.60"},{"v":5245.200000000001,"d":"R 5,245.20"},{"v":2707.2000000000003,"d":"R 2,707.20"},{"v":9475.2,"d":"R 9,475.20"},{"v":4906.8,"d":"R 4,906.80"},{"v":13705.2,"d":"R 13,705.20"},{"v":7106.400000000001,"d":"R 7,106.40"}]
["601 - 700",7,"601 - 700",{"v":4906.8,"d":"R 4,906.80"},{"v":2538.0000000000005,"d":"R 2,538.00"},{"v":4906.8,"d":"R 4,906.80"},{"v":2538.0000000000005,"d":"R 2,538.00"},{"v":5922.000000000001,"d":"R 5,922.00"},{"v":3045.6000000000004,"d":"R 3,045.60"},{"v":10828.800000000001,"d":"R 10,828.80"},{"v":5583.6,"d":"R 5,583.60"},{"v":15735.600000000002,"d":"R 15,735.60"},{"v":8121.6,"d":"R 8,121.60"}]
["701 - 800",8,"701 - 800",{"v":5583.6,"d":"R 5,583.60"},{"v":2876.4,"d":"R 2,876.40"},{"v":5583.6,"d":"R 5,583.60"},{"v":2876.4,"d":"R 2,876.40"},{"v":6598.800000000001,"d":"R 6,598.80"},{"v":3384.0000000000005,"d":"R 3,384.00"},{"v":12182.400000000001,"d":"R 12,182.40"},{"v":6260.400000000001,"d":"R 6,260.40"},{"v":17766,"d":"R 17,766.00"},{"v":9136.800000000001,"d":"R 9,136.80"}]
["801 - 900",9,"801 - 900",{"v":6260.400000000001,"d":"R 6,260.40"},{"v":3214.8,"d":"R 3,214.80"},{"v":6260.400000000001,"d":"R 6,260.40"},{"v":3214.8,"d":"R 3,214.80"},{"v":7275.6,"d":"R 7,275.60"},{"v":3722.4000000000005,"d":"R 3,722.40"},{"v":13536.000000000002,"d":"R 13,536.00"},{"v":6937.200000000001,"d":"R 6,937.20"},{"v":19796.4,"d":"R 19,796.40"},{"v":10152.000000000002,"d":"R 10,152.00"}]
["901 - 1000",10,"901 - 1000",{"v":6937.200000000001,"d":"R 6,937.20"},{"v":3553.2000000000003,"d":"R 3,553.20"},{"v":6937.200000000001,"d":"R 6,937.20"},{"v":3553.2000000000003,"d":"R 3,553.20"},{"v":7952.400000000001,"d":"R 7,952.40"},{"v":4060.8,"d":"R 4,060.80"},{"v":14889.600000000002,"d":"R 14,889.60"},{"v":7614.000000000001,"d":"R 7,614.00"},{"v":21826.800000000003,"d":"R 21,826.80"},{"v":11167.2,"d":"R 11,167.20"}]
["1001 - 1100",11,"1001 - 1100",{"v":7614.000000000001,"d":"R 7,614.00"},{"v":3891.6000000000004,"d":"R 3,891.60"},{"v":7614.000000000001,"d":"R 7,614.00"},{"v":3891.6000000000004,"d":"R 3,891.60"},{"v":8629.2,"d":"R 8,629.20"},{"v":4399.200000000001,"d":"R 4,399.20"},{"v":16243.2,"d":"R 16,243.20"},{"v":8290.800000000001,"d":"R 8,290.80"},{"v":23857.2,"d":"R 23,857.20"},{"v":12182.400000000001,"d":"R 12,182.40"}]
["1101 - 1200",12,"1101 - 1200",{"v":8290.800000000001,"d":"R 8,290.80"},{"v":4230,"d":"R 4,230.00"},{"v":8290.800000000001,"d":"R 8,290.80"},{"v":4230,"d":"R 4,230.00"},{"v":9306.000000000002,"d":"R 9,306.00"},{"v":4737.6,"d":"R 4,737.60"},{"v":17596.800000000003,"d":"R 17,596.80"},{"v":8967.6,"d":"R 8,967.60"},{"v":25887.600000000002,"d":"R 25,887.60"},{"v":13197.600000000002,"d":"R 13,197.60"}]
["1201 - 1300",13,"1201 - 1300",{"v":8967.6,"d":"R 8,967.60"},{"v":4568.400000000001,"d":"R 4,568.40"},{"v":8967.6,"d":"R 8,967.60"},{"v":4568.400000000001,"d":"R 4,568.40"},{"v":9982.800000000001,"d":"R 9,982.80"},{"v":4991.400000000001,"d":"R 4,991.40"},{"v":18950.4,"d":"R 18,950.40"},{"v":9559.800000000001,"d":"R 9,559.80"},{"v":27918.000000000004,"d":"R 27,918.00"},{"v":14128.2,"d":"R 14,128.20"}]
["1301 - 1400",14,"1301 - 1400",{"v":9644.400000000001,"d":"R 9,644.40"},{"v":4906.8,"d":"R 4,906.80"},{"v":9644.400000000001,"d":"R 9,644.40"},{"v":4906.8,"d":"R 4,906.80"},{"v":10659.6,"d":"R 10,659.60"},{"v":5442.6,"d":"R 5,442.60"},{"v":20304.000000000004,"d":"R 20,304.00"},{"v":10349.400000000001,"d":"R 10,349.40"},{"v":29948.4,"d":"R 29,948.40"},{"v":15256.2,"d":"R 15,256.20"}]
["1401 - 1500",15,"1401 - 1500",{"v":10321.2,"d":"R 10,321.20"},{"v":5245.200000000001,"d":"R 5,245.20"},{"v":10321.2,"d":"R 10,321.20"},{"v":5245.200000000001,"d":"R 5,245.20"},{"v":11336.400000000001,"d":"R 11,336.40"},{"v":5781.000000000001,"d":"R 5,781.00"},{"v":21657.600000000002,"d":"R 21,657.60"},{"v":11026.2,"d":"R 11,026.20"},{"v":31978.800000000003,"d":"R 31,978.80"},{"v":16271.400000000001,"d":"R 16,271.40"}]
["1501 - 3000",16,"1501 - 3000",{"v":20473.2,"d":"R 20,473.20"},{"v":10321.2,"d":"R 10,321.20"},{"v":20473.2,"d":"R 20,473.20"},{"v":10321.2,"d":"R 10,321.20"},{"v":21488.4,"d":"R 21,488.40"},{"v":10857.000000000002,"d":"R 10,857.00"},{"v":41961.600000000006,"d":"R 41,961.60"},{"v":21178.2,"d":"R 21,178.20"},{"v":62434.8,"d":"R 62,434.80"},{"v":31499.4,"d":"R 31,499.40"}]
["3001 - 4000",17,"3001 - 4000",{"v":27241.200000000004,"d":"R 27,241.20"},{"v":13705.2,"d":"R 13,705.20"},{"v":27241.200000000004,"d":"R 27,241.20"},{"v":13705.2,"d":"R 13,705.20"},{"v":28256.4,"d":"R 28,256.40"},{"v":14241.000000000002,"d":"R 14,241.00"},{"v":55497.600000000006,"d":"R 55,497.60"},{"v":27946.200000000004,"d":"R 27,946.20"},{"v":82738.8,"d":"R 82,738.80"},{"v":41651.4,"d":"R 41,651.40"}]
["4000 +",18,"4000 +","On request","On request","On request","On request","On request","On request","On request","On request","On request","On request"]
[]
[null,"Total % Increase on Travel price"]
[null,{"v":0.128,"d":"12.80%"}]
[]
[null,"ACCESSORIES"]
[null,"Item","SAP Number","Short Description","Price","Qty"]
[null,5,243744,"KIT,GENERIC:2000AHTDP,TERMINATING DEVICE",{"v":2171.1977031049587,"d":"R 2,171.20"},"Nil"]
[null,1,243740,"KIT,GENERIC:200AHTDP,TERMINATING DEVICE",{"v":969.8016407202149,"d":"R 969.80"},"Nil"]
[null,2,243741,"KIT,GENERIC:300AHTDP,TERMINATING DEVICE",{"v":1204.2909926555506,"d":"R 1,204.29"},"Nil"]
[null,3,243742,"KIT,GENERIC:700AHTDP,TERMINATING DEVICE",{"v":1224.555504551197,"d":"R 1,224.56"},"Nil"]
[null,4,243743,"KIT,GENERIC:800AHTDP,TERMINATING DEVICE",{"v":1367.8600150887105,"d":"R 1,367.86"},"Nil"]
[null,8,243751,"CABLE,GENERIC:C12OPZV1200X24,1125 AMP 20M",{"v":11498.007579733492,"d":"R 11,498.01"},"Nil"]
[null,6,243749,"CABLE,GENERIC:C12V155FX8,282AMP/HR 20M",{"v":2874.501894933373,"d":"R 2,874.50"},"Nil"]
[null,9,243752,"CABLE,GENERIC:C16OPZV2000X24,1688 AMP 20M",{"v":19881.976902088416,"d":"R 19,881.98"},"Nil"]
[null,7,243750,"CABLE,GENERIC:C6OPZV600X24,563AMP/HR 20M",{"v":5749.003789866746,"d":"R 5,749.00"},"Nil"]

{"sheet":"Cell Kt (17)","index":18,"n_rows":594,"n_cols":26,"rows_kept":594,"hidden":true,"merged":[[2,3,2,9],[2,10,2,17],[50,3,50,9],[50,10,50,17],[98,3,98,12],[98,13,98,23],[121,3,121,12],[121,13,121,23],[142,3,142,14],[142,15,142,25],[156,3,156,14],[156,15,156,25],[175,3,175,9],[175,10,175,16],[175,17,175,19],[255,3,255,9],[255,10,255,16],[255,17,255,19],[346,3,346,8],[346,9,346,15],[453,5,453,11],[453,12,453,21],[532,6,532,10],[532,11,532,16],[532,17,532,20],[534,1,534,4],[536,1,536,4],[538,1,538,4],[540,1,540,4],[545,1,545,4],[547,1,547,4],[549,1,549,4],[551,1,551,4],[553,1,553,4],[555,1,555,4],[557,1,557,4],[565,4,566,4],[565,5,566,5],[565,6,566,6],[565,7,566,7],[565,8,566,8],[565,9,566,9],[565,10,566,10],[565,11,566,11],[565,12,566,12],[565,13,566,13],[565,14,566,14],[565,16,566,16],[565,17,566,17],[565,18,566,18],[565,19,566,19],[565,20,566,20],[565,21,566,21],[565,22,566,22],[567,1,579,1],[580,1,592,1]],"flags":["formulas_cached_only"]}
[]
[null,"2v AGM Time in Minutes - Amps to 1.75 VPC"]
[null,"Type","AH","Minutes",{"$nulls":6},"Hours"]
[{"$nulls":3},5,10,15,30,45,60,90,2,3,4,5,8,10,12,24]
[null,"HZB2-50",50,133,99.5,82.9,54.4,40.8,33.2,22.1,18,13.3,10.4,8.6,6.2,5.1,4.3,2.4]
[{"$nulls":3},{"v":0.37593984962406013,"d":"0.376"},{"v":0.5025125628140703,"d":"0.503"},{"v":0.6031363088057901,"d":"0.603"},{"v":0.9191176470588236,"d":"0.919"},{"v":1.2254901960784315,"d":"1.225"},{"v":1.506024096385542,"d":"1.506"},{"v":2.262443438914027,"d":"2.262"},{"v":2.7777777777777777,"d":"2.778"},{"v":3.7593984962406015,"d":"3.759"},{"v":4.8076923076923075,"d":"4.808"},{"v":5.813953488372094,"d":"5.814"},{"v":8.064516129032258,"d":"8.065"},{"v":9.803921568627452,"d":"9.804"},{"v":11.627906976744187,"d":"11.628"},{"v":20.833333333333336,"d":"20.833"}]
[null,"HZB2-100",100,270,203,169,111,83.1,67.6,45.1,35.9,26.7,20.7,17.2,12.6,10.4,8.8,4.8]
[{"$nulls":3},{"v":0.37037037037037035,"d":"0.370"},{"v":0.49261083743842365,"d":"0.493"},{"v":0.591715976331361,"d":"0.592"},{"v":0.9009009009009009,"d":"0.901"},{"v":1.203369434416366,"d":"1.203"},{"v":1.4792899408284026,"d":"1.479"},{"v":2.2172949002217295,"d":"2.217"},{"v":2.785515320334262,"d":"2.786"},{"v":3.7453183520599254,"d":"3.745"},{"v":4.830917874396135,"d":"4.831"},{"v":5.813953488372094,"d":"5.814"},{"v":7.936507936507937,"d":"7.937"},{"v":9.615384615384615,"d":"9.615"},{"v":11.363636363636363,"d":"11.364"},{"v":20.833333333333336,"d":"20.833"}]
[null,"HZB2-150",150,387,290,242,159,119,96.7,67.6,54,40,31.2,25.9,18.9,15.6,13.3,7.2]
[{"$nulls":3},{"v":0.3875968992248062,"d":"0.388"},{"v":0.5172413793103449,"d":"0.517"},{"v":0.6198347107438017,"d":"0.620"},{"v":0.9433962264150944,"d":"0.943"},{"v":1.2605042016806722,"d":"1.261"},{"v":1.5511892450879006,"d":"1.551"},{"v":2.2189349112426036,"d":"2.219"},{"v":2.7777777777777777,"d":"2.778"},{"v":3.75,"d":"3.750"},{"v":4.8076923076923075,"d":"4.808"},{"v":5.7915057915057915,"d":"5.792"},{"v":7.936507936507937,"d":"7.937"},{"v":9.615384615384615,"d":"9.615"},{"v":11.278195488721805,"d":"11.278"},{"v":20.833333333333332,"d":"20.833"}]
[null,"HZB2-200",200,402,324,277,200,157,130,90.6,72.3,53.6,41.7,34.6,25.3,20.9,17.8,9.7]
[{"$nulls":3},{"v":0.4975124378109453,"d":"0.498"},{"v":0.6172839506172839,"d":"0.617"},{"v":0.7220216606498195,"d":"0.722"},{"v":1,"d":"1.000"},{"v":1.2738853503184713,"d":"1.274"},{"v":1.5384615384615385,"d":"1.538"},{"v":2.207505518763797,"d":"2.208"},{"v":2.7662517289073305,"d":"2.766"},{"v":3.7313432835820897,"d":"3.731"},{"v":4.796163069544364,"d":"4.796"},{"v":5.780346820809248,"d":"5.780"},{"v":7.905138339920948,"d":"7.905"},{"v":9.569377990430622,"d":"9.569"},{"v":11.235955056179774,"d":"11.236"},{"v":20.61855670103093,"d":"20.619"}]
[null,"HZB2-250",250,502,405,346,249,196,162,113,90.4,66.9,52.1,43.2,31.6,26.1,22.3,12.2]
[{"$nulls":3},{"v":0.49800796812749004,"d":"0.498"},{"v":0.6172839506172839,"d":"0.617"},{"v":0.7225433526011561,"d":"0.723"},{"v":1.0040160642570282,"d":"1.004"},{"v":1.2755102040816326,"d":"1.276"},{"v":1.5432098765432098,"d":"1.543"},{"v":2.2123893805309733,"d":"2.212"},{"v":2.765486725663717,"d":"2.765"},{"v":3.736920777279521,"d":"3.737"},{"v":4.798464491362764,"d":"4.798"},{"v":5.787037037037036,"d":"5.787"},{"v":7.911392405063291,"d":"7.911"},{"v":9.578544061302681,"d":"9.579"},{"v":11.210762331838565,"d":"11.211"},{"v":20.491803278688526,"d":"20.492"}]
[null,"HZB2-300",300,602,485,415,299,235,194,136,108,80.3,62.4,51.8,38,31.3,26.7,14.5]
[{"$nulls":3},{"v":0.4983388704318937,"d":"0.498"},{"v":0.6185567010309279,"d":"0.619"},{"v":0.7228915662650602,"d":"0.723"},{"v":1.0033444816053512,"d":"1.003"},{"v":1.2765957446808511,"d":"1.277"},{"v":1.5463917525773196,"d":"1.546"},{"v":2.2058823529411766,"d":"2.206"},{"v":2.7777777777777777,"d":"2.778"},{"v":3.7359900373599007,"d":"3.736"},{"v":4.8076923076923075,"d":"4.808"},{"v":5.7915057915057915,"d":"5.792"},{"v":7.894736842105263,"d":"7.895"},{"v":9.584664536741213,"d":"9.585"},{"v":11.235955056179776,"d":"11.236"},{"v":20.689655172413794,"d":"20.690"}]
[null,"HZB2-375",375,752,606,519,373,293,242,169,135,100,78.2,64.8,47.5,39.2,33.3,18.2]
[{"$nulls":3},{"v":0.49867021276595747,"d":"0.499"},{"v":0.6188118811881188,"d":"0.619"},{"v":0.7225433526011561,"d":"0.723"},{"v":1.0053619302949062,"d":"1.005"},{"v":1.2798634812286689,"d":"1.280"},{"v":1.5495867768595042,"d":"1.550"},{"v":2.2189349112426036,"d":"2.219"},{"v":2.7777777777777777,"d":"2.778"},{"v":3.75,"d":"3.750"},{"v":4.79539641943734,"d":"4.795"},{"v":5.787037037037037,"d":"5.787"},{"v":7.894736842105263,"d":"7.895"},{"v":9.566326530612244,"d":"9.566"},{"v":11.261261261261263,"d":"11.261"},{"v":20.604395604395606,"d":"20.604"}]
[null,"HZB2-400",400,801,646,553,398,313,259,181,145,107,83.2,69,50.6,41.7,35.4,19.4]
[{"$nulls":3},{"v":0.4993757802746567,"d":"0.499"},{"v":0.6191950464396285,"d":"0.619"},{"v":0.7233273056057866,"d":"0.723"},{"v":1.0050251256281406,"d":"1.005"},{"v":1.2779552715654952,"d":"1.278"},{"v":1.5444015444015444,"d":"1.544"},{"v":2.2099447513812156,"d":"2.210"},{"v":2.7586206896551726,"d":"2.759"},{"v":3.7383177570093458,"d":"3.738"},{"v":4.8076923076923075,"d":"4.808"},{"v":5.797101449275362,"d":"5.797"},{"v":7.905138339920948,"d":"7.905"},{"v":9.592326139088728,"d":"9.592"},{"v":11.299435028248588,"d":"11.299"},{"v":20.61855670103093,"d":"20.619"}]
[null,"HZB2-450",450,901,727,622,448,352,291,203,163,120,93.6,77.6,56.9,46.9,39.9,21.8]
[{"$nulls":3},{"v":0.49944506104328523,"d":"0.499"},{"v":0.6189821182943603,"d":"0.619"},{"v":0.7234726688102894,"d":"0.723"},{"v":1.0044642857142858,"d":"1.004"},{"v":1.2784090909090908,"d":"1.278"},{"v":1.5463917525773196,"d":"1.546"},{"v":2.2167487684729066,"d":"2.217"},{"v":2.7607361963190185,"d":"2.761"},{"v":3.75,"d":"3.750"},{"v":4.807692307692308,"d":"4.808"},{"v":5.798969072164949,"d":"5.799"},{"v":7.9086115992970125,"d":"7.909"},{"v":9.594882729211088,"d":"9.595"},{"v":11.278195488721805,"d":"11.278"},{"v":20.642201834862384,"d":"20.642"}]
[null,"HZB2-500",500,1003,809,693,498,392,324,226,181,134,104,86.4,63.3,52.3,44.4,24.2]
[{"$nulls":3},{"v":0.4985044865403789,"d":"0.499"},{"v":0.6180469715698393,"d":"0.618"},{"v":0.7215007215007215,"d":"0.722"},{"v":1.0040160642570282,"d":"1.004"},{"v":1.2755102040816326,"d":"1.276"},{"v":1.5432098765432098,"d":"1.543"},{"v":2.2123893805309733,"d":"2.212"},{"v":2.7624309392265194,"d":"2.762"},{"v":3.7313432835820897,"d":"3.731"},{"v":4.8076923076923075,"d":"4.808"},{"v":5.787037037037036,"d":"5.787"},{"v":7.898894154818326,"d":"7.899"},{"v":9.560229445506693,"d":"9.560"},{"v":11.26126126126126,"d":"11.261"},{"v":20.66115702479339,"d":"20.661"}]
[null,"HZB2-575",575,1144,922,789,568,446,369,258,206,152,119,98.5,72.1,59.6,50.6,27.6]
[{"$nulls":3},{"v":0.5026223776223776,"d":"0.503"},{"v":0.6236442516268981,"d":"0.624"},{"v":0.7287705956907478,"d":"0.729"},{"v":1.0123239436619718,"d":"1.012"},{"v":1.289237668161435,"d":"1.289"},{"v":1.5582655826558265,"d":"1.558"},{"v":2.2286821705426356,"d":"2.229"},{"v":2.79126213592233,"d":"2.791"},{"v":3.7828947368421053,"d":"3.783"},{"v":4.831932773109243,"d":"4.832"},{"v":5.83756345177665,"d":"5.838"},{"v":7.975034674063801,"d":"7.975"},{"v":9.64765100671141,"d":"9.648"},{"v":11.363636363636363,"d":"11.364"},{"v":20.833333333333332,"d":"20.833"}]
[null,"HZB2-600",600,1203,970,831,598,470,388,271,217,161,124,104,75.9,62.7,53.3,29.1]
[{"$nulls":3},{"v":0.49875311720698257,"d":"0.499"},{"v":0.6185567010309279,"d":"0.619"},{"v":0.7220216606498195,"d":"0.722"},{"v":1.0033444816053512,"d":"1.003"},{"v":1.2765957446808511,"d":"1.277"},{"v":1.5463917525773196,"d":"1.546"},{"v":2.2140221402214024,"d":"2.214"},{"v":2.7649769585253456,"d":"2.765"},{"v":3.7267080745341614,"d":"3.727"},{"v":4.838709677419355,"d":"4.839"},{"v":5.769230769230769,"d":"5.769"},{"v":7.905138339920948,"d":"7.905"},{"v":9.569377990430622,"d":"9.569"},{"v":11.257035647279551,"d":"11.257"},{"v":20.618556701030926,"d":"20.619"}]
[null,"HZB2-625",625,1253,1011,865,623,489,404,283,225,167,130,108,79.1,65.3,55.6,30.3]
[{"$nulls":3},{"v":0.49880287310454907,"d":"0.499"},{"v":0.6181998021760633,"d":"0.618"},{"v":0.7225433526011561,"d":"0.723"},{"v":1.0032102728731942,"d":"1.003"},{"v":1.278118609406953,"d":"1.278"},{"v":1.547029702970297,"d":"1.547"},{"v":2.208480565371025,"d":"2.208"},{"v":2.7777777777777777,"d":"2.778"},{"v":3.7425149700598803,"d":"3.743"},{"v":4.8076923076923075,"d":"4.808"},{"v":5.787037037037037,"d":"5.787"},{"v":7.901390644753477,"d":"7.901"},{"v":9.571209800918837,"d":"9.571"},{"v":11.241007194244604,"d":"11.241"},{"v":20.627062706270628,"d":"20.627"}]
[null,"HZB2-750",750,1503,1212,1038,747,587,485,339,271,201,156,130,94.8,78.3,66.5,36.3]
[{"$nulls":3},{"v":0.499001996007984,"d":"0.499"},{"v":0.6188118811881188,"d":"0.619"},{"v":0.7225433526011561,"d":"0.723"},{"v":1.0040160642570282,"d":"1.004"},{"v":1.2776831345826236,"d":"1.278"},{"v":1.5463917525773196,"d":"1.546"},{"v":2.2123893805309733,"d":"2.212"},{"v":2.7675276752767526,"d":"2.768"},{"v":3.7313432835820897,"d":"3.731"},{"v":4.8076923076923075,"d":"4.808"},{"v":5.769230769230769,"d":"5.769"},{"v":7.9113924050632916,"d":"7.911"},{"v":9.578544061302683,"d":"9.579"},{"v":11.278195488721805,"d":"11.278"},{"v":20.66115702479339,"d":"20.661"}]
[null,"HZB2-800",800,1605,1294,1108,797,626,518,362,289,214,167,138,101.2,83.6,71.1,38.8]
[{"$nulls":3},{"v":0.4984423676012461,"d":"0.498"},{"v":0.6182380216383307,"d":"0.618"},{"v":0.7220216606498195,"d":"0.722"},{"v":1.0037641154328734,"d":"1.004"},{"v":1.2779552715654952,"d":"1.278"},{"v":1.5444015444015444,"d":"1.544"},{"v":2.2099447513812156,"d":"2.210"},{"v":2.7681660899653977,"d":"2.768"},{"v":3.7383177570093458,"d":"3.738"},{"v":4.790419161676646,"d":"4.790"},{"v":5.797101449275362,"d":"5.797"},{"v":7.905138339920948,"d":"7.905"},{"v":9.569377990430622,"d":"9.569"},{"v":11.251758087201127,"d":"11.252"},{"v":20.61855670103093,"d":"20.619"}]
[null,"HZB2-1000",1000,2005,1617,1384,996,782,647,452,361,267,209,172,126,104,88.8,48.5]
[{"$nulls":3},{"v":0.49875311720698257,"d":"0.499"},{"v":0.6184291898577613,"d":"0.618"},{"v":0.7225433526011561,"d":"0.723"},{"v":1.0040160642570282,"d":"1.004"},{"v":1.278772378516624,"d":"1.279"},{"v":1.545595054095827,"d":"1.546"},{"v":2.2123893805309733,"d":"2.212"},{"v":2.770083102493075,"d":"2.770"},{"v":3.745318352059925,"d":"3.745"},{"v":4.784688995215311,"d":"4.785"},{"v":5.813953488372093,"d":"5.814"},{"v":7.936507936507937,"d":"7.937"},{"v":9.615384615384615,"d":"9.615"},{"v":11.26126126126126,"d":"11.261"},{"v":20.61855670103093,"d":"20.619"}]
[null,"HZB2-1250",1250,2506,2021,1730,1245,978,808,565,451,334,261,216,158,131,111,60.6]
[{"$nulls":3},{"v":0.49880287310454907,"d":"0.499"},{"v":0.6185056902523504,"d":"0.619"},{"v":0.7225433526011561,"d":"0.723"},{"v":1.0040160642570282,"d":"1.004"},{"v":1.278118609406953,"d":"1.278"},{"v":1.547029702970297,"d":"1.547"},{"v":2.2123893805309733,"d":"2.212"},{"v":2.7716186252771617,"d":"2.772"},{"v":3.7425149700598803,"d":"3.743"},{"v":4.789272030651341,"d":"4.789"},{"v":5.787037037037037,"d":"5.787"},{"v":7.9113924050632916,"d":"7.911"},{"v":9.541984732824428,"d":"9.542"},{"v":11.26126126126126,"d":"11.261"},{"v":20.627062706270628,"d":"20.627"}]
[null,"HZB2-1500",1500,3002,2421,2072,1491,1172,968,677,541,401,313,259,190,157,133,72.7]
[{"$nulls":3},{"v":0.4996668887408394,"d":"0.500"},{"v":0.6195786864931846,"d":"0.620"},{"v":0.7239382239382239,"d":"0.724"},{"v":1.0060362173038229,"d":"1.006"},{"v":1.2798634812286689,"d":"1.280"},{"v":1.5495867768595042,"d":"1.550"},{"v":2.2156573116691285,"d":"2.216"},{"v":2.7726432532347505,"d":"2.773"},{"v":3.7406483790523692,"d":"3.741"},{"v":4.792332268370607,"d":"4.792"},{"v":5.7915057915057915,"d":"5.792"},{"v":7.894736842105263,"d":"7.895"},{"v":9.554140127388536,"d":"9.554"},{"v":11.278195488721805,"d":"11.278"},{"v":20.63273727647868,"d":"20.633"}]
[null,"HZB2-1875",1875,3759,3032,2595,1868,1467,1213,848,677,502,390,324,237,196,166,90.9]
[{"$nulls":3},{"v":0.49880287310454907,"d":"0.499"},{"v":0.6184036939313984,"d":"0.618"},{"v":0.7225433526011561,"d":"0.723"},{"v":1.003747323340471,"d":"1.004"},{"v":1.278118609406953,"d":"1.278"},{"v":1.5457543281121187,"d":"1.546"},{"v":2.2110849056603774,"d":"2.211"},{"v":2.7695716395864105,"d":"2.770"},{"v":3.735059760956175,"d":"3.735"},{"v":4.8076923076923075,"d":"4.808"},{"v":5.787037037037037,"d":"5.787"},{"v":7.9113924050632916,"d":"7.911"},{"v":9.566326530612244,"d":"9.566"},{"v":11.295180722891565,"d":"11.295"},{"v":20.627062706270625,"d":"20.627"}]
[null,"HZB2-2000",2000,4011,3235,2769,1993,1566,1294,867,722,535,417,346,253,209,177,97]
[{"$nulls":3},{"v":0.4986287708800798,"d":"0.499"},{"v":0.6182380216383307,"d":"0.618"},{"v":0.7222824124232575,"d":"0.722"},{"v":1.0035122930255895,"d":"1.004"},{"v":1.277139208173691,"d":"1.277"},{"v":1.545595054095827,"d":"1.546"},{"v":2.306805074971165,"d":"2.307"},{"v":2.770083102493075,"d":"2.770"},{"v":3.7383177570093458,"d":"3.738"},{"v":4.796163069544365,"d":"4.796"},{"v":5.780346820809249,"d":"5.780"},{"v":7.905138339920948,"d":"7.905"},{"v":9.569377990430622,"d":"9.569"},{"v":11.299435028248588,"d":"11.299"},{"v":20.61855670103093,"d":"20.619"}]
[null,"HZB2-2500",2500,5013,4042,3460,2490,1957,1617,1130,903,669,520,432,316,261,221,121]
[{"$nulls":3},{"v":0.4987033712347895,"d":"0.499"},{"v":0.6185056902523504,"d":"0.619"},{"v":0.7225433526011561,"d":"0.723"},{"v":1.0040160642570282,"d":"1.004"},{"v":1.2774655084312723,"d":"1.277"},{"v":1.5460729746444033,"d":"1.546"},{"v":2.2123893805309733,"d":"2.212"},{"v":2.768549280177187,"d":"2.769"},{"v":3.7369207772795217,"d":"3.737"},{"v":4.8076923076923075,"d":"4.808"},{"v":5.787037037037037,"d":"5.787"},{"v":7.9113924050632916,"d":"7.911"},{"v":9.578544061302683,"d":"9.579"},{"v":11.312217194570136,"d":"11.312"},{"v":20.66115702479339,"d":"20.661"}]
[null,"2v AGM FA",null,5,10,15,30,45,60,90,120,180,240,300,480,600,720,1440]
[{"$nulls":3},{"v":0.481654407715656,"d":"0.482"},{"v":0.6023636680669521,"d":"0.602"},{"v":0.7060610615654165,"d":"0.706"},{"v":0.9924593157334736,"d":"0.992"},{"v":1.2712457810763256,"d":"1.271"},{"v":1.5414414583917035,"d":"1.541"},{"v":2.22031917886585,"d":"2.220"},{"v":2.7715434453307806,"d":"2.772"},{"v":3.742342419312299,"d":"3.742"},{"v":4.805780138459549,"d":"4.806"},{"v":5.793120366736441,"d":"5.793"},{"v":7.920230250605985,"d":"7.920"},{"v":9.592521959048918,"d":"9.593"},{"v":11.292940383372924,"d":"11.293"},{"v":20.665244090454756,"d":"20.665"}]
[]
[null,"2v Gel Time in Minutes - Amps to 1.75 VPC"]
[null,"Type ","Ah","Minutes",{"$nulls":6},"Hours"]
[{"$nulls":3},5,10,15,30,45,60,90,2,3,4,5,8,10,12,24]
[null,"HZY2-50",50,118,90.5,76.3,50.6,38.4,31.5,21.1,17.3,12.9,10.16,8.51,6.18,5.1,4.34,2.37]
[{"$nulls":3},{"v":0.423728813559322,"d":"0.424"},{"v":0.5524861878453039,"d":"0.552"},{"v":0.6553079947575361,"d":"0.655"},{"v":0.9881422924901185,"d":"0.988"},{"v":1.3020833333333335,"d":"1.302"},{"v":1.5873015873015872,"d":"1.587"},{"v":2.3696682464454977,"d":"2.370"},{"v":2.890173410404624,"d":"2.890"},{"v":3.875968992248062,"d":"3.876"},{"v":4.921259842519685,"d":"4.921"},{"v":5.875440658049354,"d":"5.875"},{"v":8.090614886731393,"d":"8.091"},{"v":9.803921568627452,"d":"9.804"},{"v":11.520737327188941,"d":"11.521"},{"v":21.09704641350211,"d":"21.097"}]
[null,"HZY2-100",100,240,185,155,103.2,78.1,64.2,43.1,34.5,25.9,20.3,17.1,12.6,10.41,8.85,4.83]
[{"$nulls":3},{"v":0.4166666666666667,"d":"0.417"},{"v":0.5405405405405406,"d":"0.541"},{"v":0.6451612903225806,"d":"0.645"},{"v":0.9689922480620154,"d":"0.969"},{"v":1.2804097311139566,"d":"1.280"},{"v":1.557632398753894,"d":"1.558"},{"v":2.320185614849188,"d":"2.320"},{"v":2.898550724637681,"d":"2.899"},{"v":3.8610038610038613,"d":"3.861"},{"v":4.926108374384237,"d":"4.926"},{"v":5.847953216374268,"d":"5.848"},{"v":7.936507936507937,"d":"7.937"},{"v":9.606147934678194,"d":"9.606"},{"v":11.299435028248588,"d":"11.299"},{"v":20.70393374741201,"d":"20.704"}]
[null,"HZY2-150",150,344,264,223,148,112,91.9,64.6,51.9,38.8,30.5,25.6,18.9,15.6,13.3,7.24]
[{"$nulls":3},{"v":0.436046511627907,"d":"0.436"},{"v":0.5681818181818182,"d":"0.568"},{"v":0.672645739910314,"d":"0.673"},{"v":1.0135135135135136,"d":"1.014"},{"v":1.3392857142857142,"d":"1.339"},{"v":1.6322089227421108,"d":"1.632"},{"v":2.321981424148607,"d":"2.322"},{"v":2.8901734104046244,"d":"2.890"},{"v":3.8659793814432994,"d":"3.866"},{"v":4.918032786885246,"d":"4.918"},{"v":5.859375,"d":"5.859"},{"v":7.936507936507937,"d":"7.937"},{"v":9.615384615384615,"d":"9.615"},{"v":11.278195488721805,"d":"11.278"},{"v":20.718232044198896,"d":"20.718"}]
[null,"HZY2-200",200,358,295,255,186,148,124,86.5,69.4,52,40.9,34.2,25.3,20.9,17.8,9.71]
[{"$nulls":3},{"v":0.5586592178770949,"d":"0.559"},{"v":0.6779661016949152,"d":"0.678"},{"v":0.7843137254901961,"d":"0.784"},{"v":1.075268817204301,"d":"1.075"},{"v":1.3513513513513513,"d":"1.351"},{"v":1.6129032258064515,"d":"1.613"},{"v":2.3121387283236996,"d":"2.312"},{"v":2.881844380403458,"d":"2.882"},{"v":3.8461538461538463,"d":"3.846"},{"v":4.88997555012225,"d":"4.890"},{"v":5.847953216374268,"d":"5.848"},{"v":7.905138339920948,"d":"7.905"},{"v":9.569377990430622,"d":"9.569"},{"v":11.235955056179774,"d":"11.236"},{"v":20.597322348094746,"d":"20.597"}]
[null,"HZY2-250",250,447,369,318,232,184,154,108,86.8,64.9,51.1,42.8,31.6,26.1,22.3,12.2]
[{"$nulls":3},{"v":0.5592841163310962,"d":"0.559"},{"v":0.6775067750677507,"d":"0.678"},{"v":0.7861635220125787,"d":"0.786"},{"v":1.0775862068965518,"d":"1.078"},{"v":1.358695652173913,"d":"1.359"},{"v":1.6233766233766234,"d":"1.623"},{"v":2.314814814814815,"d":"2.315"},{"v":2.8801843317972353,"d":"2.880"},{"v":3.8520801232665636,"d":"3.852"},{"v":4.892367906066536,"d":"4.892"},{"v":5.841121495327103,"d":"5.841"},{"v":7.911392405063291,"d":"7.911"},{"v":9.578544061302681,"d":"9.579"},{"v":11.210762331838565,"d":"11.211"},{"v":20.491803278688526,"d":"20.492"}]
[null,"HZY2-300",300,536,441,382,278,221,184,130,104,77.9,61.2,51.3,38,31.3,26.7,14.5]
[{"$nulls":3},{"v":0.5597014925373134,"d":"0.560"},{"v":0.6802721088435374,"d":"0.680"},{"v":0.7853403141361257,"d":"0.785"},{"v":1.079136690647482,"d":"1.079"},{"v":1.3574660633484164,"d":"1.357"},{"v":1.6304347826086956,"d":"1.630"},{"v":2.3076923076923075,"d":"2.308"},{"v":2.8846153846153846,"d":"2.885"},{"v":3.851091142490372,"d":"3.851"},{"v":4.901960784313725,"d":"4.902"},{"v":5.847953216374269,"d":"5.848"},{"v":7.894736842105263,"d":"7.895"},{"v":9.584664536741213,"d":"9.585"},{"v":11.235955056179776,"d":"11.236"},{"v":20.689655172413794,"d":"20.690"}]
[null,"HZY2-375",375,669,551,477,347,275,230,161,130,97.4,76.6,64.2,47.5,39.2,33.3,18.2]
[{"$nulls":3},{"v":0.5605381165919282,"d":"0.561"},{"v":0.6805807622504537,"d":"0.681"},{"v":0.7861635220125787,"d":"0.786"},{"v":1.080691642651297,"d":"1.081"},{"v":1.3636363636363635,"d":"1.364"},{"v":1.6304347826086956,"d":"1.630"},{"v":2.329192546583851,"d":"2.329"},{"v":2.8846153846153846,"d":"2.885"},{"v":3.8501026694045173,"d":"3.850"},{"v":4.89556135770235,"d":"4.896"},{"v":5.841121495327102,"d":"5.841"},{"v":7.894736842105263,"d":"7.895"},{"v":9.566326530612244,"d":"9.566"},{"v":11.261261261261263,"d":"11.261"},{"v":20.604395604395606,"d":"20.604"}]
[null,"HZY2-400",400,713,588,509,370,294,246,173,139,104,81.5,68.3,50.6,41.7,35.4,19.4]
[{"$nulls":3},{"v":0.5610098176718092,"d":"0.561"},{"v":0.6802721088435374,"d":"0.680"},{"v":0.7858546168958742,"d":"0.786"},{"v":1.0810810810810811,"d":"1.081"},{"v":1.3605442176870748,"d":"1.361"},{"v":1.6260162601626016,"d":"1.626"},{"v":2.3121387283236996,"d":"2.312"},{"v":2.8776978417266186,"d":"2.878"},{"v":3.8461538461538463,"d":"3.846"},{"v":4.9079754601226995,"d":"4.908"},{"v":5.856515373352855,"d":"5.857"},{"v":7.905138339920948,"d":"7.905"},{"v":9.592326139088728,"d":"9.592"},{"v":11.299435028248588,"d":"11.299"},{"v":20.61855670103093,"d":"20.619"}]
[null,"HZY2-450",450,802,662,572,417,331,276,194,156,117,91.7,76.8,56.9,46.9,39.9,21.8]
[{"$nulls":3},{"v":0.5610972568578554,"d":"0.561"},{"v":0.6797583081570997,"d":"0.680"},{"v":0.7867132867132867,"d":"0.787"},{"v":1.079136690647482,"d":"1.079"},{"v":1.3595166163141994,"d":"1.360"},{"v":1.6304347826086956,"d":"1.630"},{"v":2.3195876288659796,"d":"2.320"},{"v":2.8846153846153846,"d":"2.885"},{"v":3.8461538461538463,"d":"3.846"},{"v":4.907306434023991,"d":"4.907"},{"v":5.859375,"d":"5.859"},{"v":7.9086115992970125,"d":"7.909"},{"v":9.594882729211088,"d":"9.595"},{"v":11.278195488721805,"d":"11.278"},{"v":20.642201834862384,"d":"20.642"}]
[null,"HZY2-500",500,893,736,638,463,368,308,216,174,130,102,85.6,63.3,52.3,44.4,24.2]
[{"$nulls":3},{"v":0.5599104143337066,"d":"0.560"},{"v":0.6793478260869565,"d":"0.679"},{"v":0.7836990595611285,"d":"0.784"},{"v":1.079913606911447,"d":"1.080"},{"v":1.358695652173913,"d":"1.359"},{"v":1.6233766233766234,"d":"1.623"},{"v":2.314814814814815,"d":"2.315"},{"v":2.8735632183908044,"d":"2.874"},{"v":3.8461538461538463,"d":"3.846"},{"v":4.901960784313726,"d":"4.902"},{"v":5.841121495327103,"d":"5.841"},{"v":7.898894154818326,"d":"7.899"},{"v":9.560229445506693,"d":"9.560"},{"v":11.26126126126126,"d":"11.261"},{"v":20.66115702479339,"d":"20.661"}]
[null,"HZY2-575",575,1018,839,726,528,419,351,246,198,148,117,97.5,72.1,59.6,50.6,27.6]
[{"$nulls":3},{"v":0.5648330058939096,"d":"0.565"},{"v":0.6853396901072706,"d":"0.685"},{"v":0.7920110192837465,"d":"0.792"},{"v":1.0890151515151516,"d":"1.089"},{"v":1.3723150357995226,"d":"1.372"},{"v":1.6381766381766383,"d":"1.638"},{"v":2.33739837398374,"d":"2.337"},{"v":2.904040404040404,"d":"2.904"},{"v":3.885135135135135,"d":"3.885"},{"v":4.914529914529915,"d":"4.915"},{"v":5.897435897435898,"d":"5.897"},{"v":7.975034674063801,"d":"7.975"},{"v":9.64765100671141,"d":"9.648"},{"v":11.363636363636363,"d":"11.364"},{"v":20.833333333333332,"d":"20.833"}]
[null,"HZY2-600",600,1071,883,765,556,442,369,259,208,156,122,103,75.9,62.7,53.3,29.1]
[{"$nulls":3},{"v":0.5602240896358543,"d":"0.560"},{"v":0.6795016987542469,"d":"0.680"},{"v":0.7843137254901961,"d":"0.784"},{"v":1.079136690647482,"d":"1.079"},{"v":1.3574660633484164,"d":"1.357"},{"v":1.6260162601626016,"d":"1.626"},{"v":2.3166023166023164,"d":"2.317"},{"v":2.8846153846153846,"d":"2.885"},{"v":3.8461538461538463,"d":"3.846"},{"v":4.918032786885246,"d":"4.918"},{"v":5.825242718446602,"d":"5.825"},{"v":7.905138339920948,"d":"7.905"},{"v":9.569377990430622,"d":"9.569"},{"v":11.257035647279551,"d":"11.257"},{"v":20.618556701030926,"d":"20.619"}]
[null,"HZY2-625",625,1115,920,796,579,460,384,270,216,162,127,106,79.1,65.3,55.6,30.3]
[{"$nulls":3},{"v":0.5605381165919282,"d":"0.561"},{"v":0.6793478260869565,"d":"0.679"},{"v":0.785175879396985,"d":"0.785"},{"v":1.079447322970639,"d":"1.079"},{"v":1.358695652173913,"d":"1.359"},{"v":1.6276041666666667,"d":"1.628"},{"v":2.314814814814815,"d":"2.315"},{"v":2.8935185185185186,"d":"2.894"},{"v":3.8580246913580245,"d":"3.858"},{"v":4.921259842519685,"d":"4.921"},{"v":5.89622641509434,"d":"5.896"},{"v":7.901390644753477,"d":"7.901"},{"v":9.571209800918837,"d":"9.571"},{"v":11.241007194244604,"d":"11.241"},{"v":20.627062706270628,"d":"20.627"}]
[null,"HZY2-750",750,1338,1103,955,695,552,461,324,260,195,153,129,94.8,78.3,66.5,36.3]
[{"$nulls":3},{"v":0.5605381165919282,"d":"0.561"},{"v":0.6799637352674524,"d":"0.680"},{"v":0.7853403141361257,"d":"0.785"},{"v":1.079136690647482,"d":"1.079"},{"v":1.358695652173913,"d":"1.359"},{"v":1.6268980477223427,"d":"1.627"},{"v":2.314814814814815,"d":"2.315"},{"v":2.8846153846153846,"d":"2.885"},{"v":3.8461538461538463,"d":"3.846"},{"v":4.901960784313726,"d":"4.902"},{"v":5.813953488372093,"d":"5.814"},{"v":7.9113924050632916,"d":"7.911"},{"v":9.578544061302683,"d":"9.579"},{"v":11.278195488721805,"d":"11.278"},{"v":20.66115702479339,"d":"20.661"}]
[null,"HZY2-800",800,1428,1178,1019,741,588,492,346,278,207,164,137,101,83.6,71.1,38.8]
[{"$nulls":3},{"v":0.5602240896358543,"d":"0.560"},{"v":0.6791171477079796,"d":"0.679"},{"v":0.7850834151128557,"d":"0.785"},{"v":1.0796221322537112,"d":"1.080"},{"v":1.3605442176870748,"d":"1.361"},{"v":1.6260162601626016,"d":"1.626"},{"v":2.3121387283236996,"d":"2.312"},{"v":2.8776978417266186,"d":"2.878"},{"v":3.864734299516908,"d":"3.865"},{"v":4.878048780487805,"d":"4.878"},{"v":5.839416058394161,"d":"5.839"},{"v":7.920792079207921,"d":"7.921"},{"v":9.569377990430622,"d":"9.569"},{"v":11.251758087201127,"d":"11.252"},{"v":20.61855670103093,"d":"20.619"}]
[null,"HZY2-1000",1000,1784,1471,1273,926,735,615,432,346,259,204,171,126,104,88.8,48.5]
[{"$nulls":3},{"v":0.5605381165919282,"d":"0.561"},{"v":0.6798096532970768,"d":"0.680"},{"v":0.7855459544383346,"d":"0.786"},{"v":1.079913606911447,"d":"1.080"},{"v":1.3605442176870748,"d":"1.361"},{"v":1.6260162601626016,"d":"1.626"},{"v":2.314814814814815,"d":"2.315"},{"v":2.8901734104046244,"d":"2.890"},{"v":3.861003861003861,"d":"3.861"},{"v":4.901960784313726,"d":"4.902"},{"v":5.847953216374269,"d":"5.848"},{"v":7.936507936507937,"d":"7.937"},{"v":9.615384615384615,"d":"9.615"},{"v":11.26126126126126,"d":"11.261"},{"v":20.61855670103093,"d":"20.619"}]
[null,"HZY2-1250",1250,2230,1839,1592,1158,919,768,540,433,324,255,214,158,131,111,60.6]
[{"$nulls":3},{"v":0.5605381165919282,"d":"0.561"},{"v":0.6797172376291463,"d":"0.680"},{"v":0.785175879396985,"d":"0.785"},{"v":1.079447322970639,"d":"1.079"},{"v":1.3601741022850924,"d":"1.360"},{"v":1.6276041666666667,"d":"1.628"},{"v":2.314814814814815,"d":"2.315"},{"v":2.886836027713626,"d":"2.887"},{"v":3.8580246913580245,"d":"3.858"},{"v":4.901960784313726,"d":"4.902"},{"v":5.841121495327103,"d":"5.841"},{"v":7.9113924050632916,"d":"7.911"},{"v":9.541984732824428,"d":"9.542"},{"v":11.26126126126126,"d":"11.261"},{"v":20.627062706270628,"d":"20.627"}]
[null,"HZY2-1500",1500,2672,2203,1906,1387,1102,920,647,520,389,307,256,190,157,133,72.7]
[{"$nulls":3},{"v":0.561377245508982,"d":"0.561"},{"v":0.6808896958692692,"d":"0.681"},{"v":0.7869884575026233,"d":"0.787"},{"v":1.0814708002883922,"d":"1.081"},{"v":1.3611615245009074,"d":"1.361"},{"v":1.6304347826086956,"d":"1.630"},{"v":2.3183925811437405,"d":"2.318"},{"v":2.8846153846153846,"d":"2.885"},{"v":3.8560411311053984,"d":"3.856"},{"v":4.88599348534202,"d":"4.886"},{"v":5.859375,"d":"5.859"},{"v":7.894736842105263,"d":"7.895"},{"v":9.554140127388536,"d":"9.554"},{"v":11.278195488721805,"d":"11.278"},{"v":20.63273727647868,"d":"20.633"}]
[null,"HZY2-1875",1875,3346,2759,2387,1737,1379,1152,810,650,487,383,320,237,196,166,90.9]
[{"$nulls":3},{"v":0.5603705917513448,"d":"0.560"},{"v":0.6795940558173251,"d":"0.680"},{"v":0.7855048177628823,"d":"0.786"},{"v":1.079447322970639,"d":"1.079"},{"v":1.359680928208847,"d":"1.360"},{"v":1.6276041666666667,"d":"1.628"},{"v":2.314814814814815,"d":"2.315"},{"v":2.8846153846153846,"d":"2.885"},{"v":3.8501026694045173,"d":"3.850"},{"v":4.89556135770235,"d":"4.896"},{"v":5.859375,"d":"5.859"},{"v":7.9113924050632916,"d":"7.911"},{"v":9.566326530612244,"d":"9.566"},{"v":11.295180722891565,"d":"11.295"},{"v":20.627062706270625,"d":"20.627"}]
[null,"HZY2-2000",2000,3570,2944,2547,1853,1472,1229,828,693,519,409,342,253,209,177,97]
[{"$nulls":3},{"v":0.5602240896358543,"d":"0.560"},{"v":0.6793478260869565,"d":"0.679"},{"v":0.7852375343541421,"d":"0.785"},{"v":1.0793308148947653,"d":"1.079"},{"v":1.358695652173913,"d":"1.359"},{"v":1.627339300244101,"d":"1.627"},{"v":2.4154589371980677,"d":"2.415"},{"v":2.886002886002886,"d":"2.886"},{"v":3.8535645472061657,"d":"3.854"},{"v":4.88997555012225,"d":"4.890"},{"v":5.847953216374269,"d":"5.848"},{"v":7.905138339920948,"d":"7.905"},{"v":9.569377990430622,"d":"9.569"},{"v":11.299435028248588,"d":"11.299"},{"v":20.61855670103093,"d":"20.619"}]
[null,"HZY2-2500",2500,4462,3678,3183,2316,1840,1536,1079,867,649,510,428,316,261,221,121]
[{"$nulls":3},{"v":0.5602868668758404,"d":"0.560"},{"v":0.6797172376291463,"d":"0.680"},{"v":0.7854225573358466,"d":"0.785"},{"v":1.079447322970639,"d":"1.079"},{"v":1.358695652173913,"d":"1.359"},{"v":1.6276041666666667,"d":"1.628"},{"v":2.3169601482854496,"d":"2.317"},{"v":2.883506343713956,"d":"2.884"},{"v":3.852080123266564,"d":"3.852"},{"v":4.901960784313726,"d":"4.902"},{"v":5.841121495327103,"d":"5.841"},{"v":7.9113924050632916,"d":"7.911"},{"v":9.578544061302683,"d":"9.579"},{"v":11.312217194570136,"d":"11.312"},{"v":20.66115702479339,"d":"20.661"}]
[null,"2v Gel FA",null,5,10,15,30,45,60,90,120,180,240,300,480,600,720,1440]
[{"$nulls":3},{"v":0.5412540413980976,"d":"0.541"},{"v":0.66186944484594,"d":"0.662"},{"v":0.7674839345725201,"d":"0.767"},{"v":1.0670894271022033,"d":"1.067"},{"v":1.3523025425538486,"d":"1.352"},{"v":1.6221635335834392,"d":"1.622"},{"v":2.324440000689217,"d":"2.324"},{"v":2.8860128781996846,"d":"2.886"},{"v":3.8558028760063974,"d":"3.856"},{"v":4.903512101680887,"d":"4.904"},{"v":5.851766865126292,"d":"5.852"},{"v":7.92221846474818,"d":"7.922"},{"v":9.592082117110518,"d":"9.592"},{"v":11.284779860280398,"d":"11.285"},{"v":20.665147797701273,"d":"20.665"}]
[]
[null,"12V AGM FA Time in Minutes - Amps to 1.75 VPC 20-25 °C"]
[{"$nulls":3},"Minutes",{"$nulls":9},"Hours"]
[null,null,"Ah",10,15,20,25,30,35,40,45,60,90,2,3,4,5,6,7,8,10,12,20,24]
[null,"HZB12-55FA",55,{"v":124,"d":"124.00"},{"v":103,"d":"103.00"},{"v":88.5,"d":"88.50"},{"v":76.3,"d":"76.30"},{"v":66.9,"d":"66.90"},{"v":60.1,"d":"60.10"},{"v":54.1,"d":"54.10"},{"v":49.1,"d":"49.10"},{"v":38.8,"d":"38.80"},{"v":28.1,"d":"28.10"},{"v":22.4,"d":"22.40"},{"v":16,"d":"16.00"},{"v":12.5,"d":"12.50"},{"v":10.2,"d":"10.20"},{"v":8.7,"d":"8.70"},{"v":7.6,"d":"7.60"},6.75,5.54,4.72,2.99,2.53]
[{"$nulls":3},{"v":0.4435483870967742,"d":"0.444"},{"v":0.5339805825242718,"d":"0.534"},{"v":0.6214689265536724,"d":"0.621"},{"v":0.7208387942332897,"d":"0.721"},{"v":0.8221225710014947,"d":"0.822"},{"v":0.9151414309484193,"d":"0.915"},{"v":1.0166358595194085,"d":"1.017"},{"v":1.120162932790224,"d":"1.120"},{"v":1.4175257731958764,"d":"1.418"},{"v":1.9572953736654803,"d":"1.957"},{"v":2.455357142857143,"d":"2.455"},{"v":3.4375,"d":"3.438"},{"v":4.4,"d":"4.400"},{"v":5.392156862745098,"d":"5.392"},{"v":6.321839080459771,"d":"6.322"},{"v":7.236842105263158,"d":"7.237"},{"v":8.148148148148149,"d":"8.148"},{"v":9.927797833935019,"d":"9.928"},{"v":11.652542372881356,"d":"11.653"},{"v":18.394648829431436,"d":"18.395"},{"v":21.73913043478261,"d":"21.739"}]
[null,"HZB12-80FA",80,{"v":193,"d":"193.00"},{"v":159,"d":"159.00"},{"v":133,"d":"133.00"},{"v":114,"d":"114.00"},{"v":100,"d":"100.00"},{"v":89.5,"d":"89.50"},{"v":80.7,"d":"80.70"},{"v":73.6,"d":"73.60"},{"v":58.4,"d":"58.40"},{"v":41.7,"d":"41.70"},{"v":32.8,"d":"32.80"},{"v":23.2,"d":"23.20"},{"v":18.2,"d":"18.20"},{"v":15,"d":"15.00"},{"v":12.8,"d":"12.80"},{"v":11.2,"d":"11.20"},{"v":10,"d":"10.00"},8.18,6.96,4.43,3.76]
[{"$nulls":3},{"v":0.41450777202072536,"d":"0.415"},{"v":0.5031446540880503,"d":"0.503"},{"v":0.6015037593984962,"d":"0.602"},{"v":0.7017543859649122,"d":"0.702"},{"v":0.8,"d":"0.800"},{"v":0.8938547486033519,"d":"0.894"},{"v":0.9913258983890954,"d":"0.991"},{"v":1.0869565217391306,"d":"1.087"},{"v":1.36986301369863,"d":"1.370"},{"v":1.9184652278177456,"d":"1.918"},{"v":2.439024390243903,"d":"2.439"},{"v":3.4482758620689657,"d":"3.448"},{"v":4.395604395604396,"d":"4.396"},{"v":5.333333333333333,"d":"5.333"},{"v":6.25,"d":"6.250"},{"v":7.142857142857143,"d":"7.143"},{"v":8,"d":"8.000"},{"v":9.7799511002445,"d":"9.780"},{"v":11.494252873563218,"d":"11.494"},{"v":18.058690744920995,"d":"18.059"},{"v":21.27659574468085,"d":"21.277"}]
[null,"HZB12-95FA",95,{"v":230,"d":"230.00"},{"v":186,"d":"186.00"},{"v":154,"d":"154.00"},{"v":131,"d":"131.00"},{"v":114,"d":"114.00"},{"v":101,"d":"101.00"},{"v":90.8,"d":"90.80"},{"v":82.5,"d":"82.50"},{"v":65.6,"d":"65.60"},{"v":47.1,"d":"47.10"},{"v":37.6,"d":"37.60"},{"v":27.5,"d":"27.50"},{"v":22.1,"d":"22.10"},{"v":18.6,"d":"18.60"},{"v":16.2,"d":"16.20"},{"v":14.3,"d":"14.30"},{"v":12.7,"d":"12.70"},{"v":10.4,"d":"10.40"},8.87,5.67,{"v":4.8,"d":"4.80"}]
[{"$nulls":3},{"v":0.41304347826086957,"d":"0.413"},{"v":0.510752688172043,"d":"0.511"},{"v":0.6168831168831169,"d":"0.617"},{"v":0.7251908396946565,"d":"0.725"},{"v":0.8333333333333334,"d":"0.833"},{"v":0.9405940594059405,"d":"0.941"},{"v":1.0462555066079295,"d":"1.046"},{"v":1.1515151515151516,"d":"1.152"},{"v":1.4481707317073171,"d":"1.448"},{"v":2.0169851380042463,"d":"2.017"},{"v":2.526595744680851,"d":"2.527"},{"v":3.4545454545454546,"d":"3.455"},{"v":4.298642533936651,"d":"4.299"},{"v":5.10752688172043,"d":"5.108"},{"v":5.864197530864198,"d":"5.864"},{"v":6.643356643356643,"d":"6.643"},{"v":7.480314960629921,"d":"7.480"},{"v":9.134615384615385,"d":"9.135"},{"v":10.710259301014657,"d":"10.710"},{"v":16.75485008818342,"d":"16.755"},{"v":19.791666666666668,"d":"19.792"}]
[null,"HZB12-95FA-2",95,{"v":207,"d":"207.00"},{"v":173,"d":"173.00"},{"v":145,"d":"145.00"},{"v":124,"d":"124.00"},{"v":108,"d":"108.00"},{"v":96,"d":"96.00"},{"v":86.3,"d":"86.30"},{"v":78.5,"d":"78.50"},{"v":62.3,"d":"62.30"},{"v":44.6,"d":"44.60"},{"v":35.4,"d":"35.40"},{"v":25.9,"d":"25.90"},{"v":20.5,"d":"20.50"},{"v":17.2,"d":"17.20"},{"v":14.9,"d":"14.90"},{"v":13.1,"d":"13.10"},{"v":11.7,"d":"11.70"},{"v":9.5,"d":"9.50"},8.07,5.13,4.38]
[{"$nulls":3},{"v":0.45893719806763283,"d":"0.459"},{"v":0.5491329479768786,"d":"0.549"},{"v":0.6551724137931034,"d":"0.655"},{"v":0.7661290322580645,"d":"0.766"},{"v":0.8796296296296297,"d":"0.880"},{"v":0.9895833333333334,"d":"0.990"},{"v":1.1008111239860952,"d":"1.101"},{"v":1.2101910828025477,"d":"1.210"},{"v":1.5248796147672552,"d":"1.525"},{"v":2.1300448430493275,"d":"2.130"},{"v":2.68361581920904,"d":"2.684"},{"v":3.667953667953668,"d":"3.668"},{"v":4.634146341463414,"d":"4.634"},{"v":5.523255813953488,"d":"5.523"},{"v":6.375838926174496,"d":"6.376"},{"v":7.251908396946565,"d":"7.252"},{"v":8.119658119658121,"d":"8.120"},{"v":10,"d":"10.000"},{"v":11.771995043370508,"d":"11.772"},{"v":18.51851851851852,"d":"18.519"},{"v":21.689497716894977,"d":"21.689"}]
[null,"HZB12-100FA",100,{"v":238,"d":"238.00"},{"v":192,"d":"192.00"},{"v":158,"d":"158.00"},{"v":135,"d":"135.00"},{"v":117,"d":"117.00"},{"v":104,"d":"104.00"},{"v":93.5,"d":"93.50"},{"v":84.9,"d":"84.90"},{"v":67.2,"d":"67.20"},{"v":48.9,"d":"48.90"},{"v":39.4,"d":"39.40"},{"v":29,"d":"29.00"},{"v":23.2,"d":"23.20"},{"v":19.2,"d":"19.20"},{"v":16.4,"d":"16.40"},{"v":14.4,"d":"14.40"},{"v":12.8,"d":"12.80"},{"v":10.5,"d":"10.50"},8.93,5.72,4.85]
[{"$nulls":3},{"v":0.42016806722689076,"d":"0.420"},{"v":0.5208333333333334,"d":"0.521"},{"v":0.6329113924050633,"d":"0.633"},{"v":0.7407407407407407,"d":"0.741"},{"v":0.8547008547008547,"d":"0.855"},{"v":0.9615384615384616,"d":"0.962"},{"v":1.0695187165775402,"d":"1.070"},{"v":1.1778563015312131,"d":"1.178"},{"v":1.4880952380952381,"d":"1.488"},{"v":2.044989775051125,"d":"2.045"},{"v":2.5380710659898478,"d":"2.538"},{"v":3.4482758620689653,"d":"3.448"},{"v":4.310344827586207,"d":"4.310"},{"v":5.208333333333334,"d":"5.208"},{"v":6.097560975609756,"d":"6.098"},{"v":6.944444444444445,"d":"6.944"},{"v":7.8125,"d":"7.813"},{"v":9.523809523809524,"d":"9.524"},{"v":11.198208286674133,"d":"11.198"},{"v":17.482517482517483,"d":"17.483"},{"v":20.61855670103093,"d":"20.619"}]
[null,"HZB12-125FA",125,{"v":296,"d":"296.00"},{"v":239,"d":"239.00"},{"v":201,"d":"201.00"},{"v":173,"d":"173.00"},{"v":153,"d":"153.00"},{"v":137,"d":"137.00"},{"v":125,"d":"125.00"},{"v":114,"d":"114.00"},{"v":90.5,"d":"90.50"},{"v":66.1,"d":"66.10"},{"v":52.9,"d":"52.90"},{"v":38.7,"d":"38.70"},{"v":31.1,"d":"31.10"},{"v":26.1,"d":"26.10"},{"v":22.8,"d":"22.80"},{"v":20.1,"d":"20.10"},{"v":18.2,"d":"18.20"},{"v":15.2,"d":"15.20"},{"v":13,"d":"13.00"},8.23,6.98]
[{"$nulls":3},{"v":0.4222972972972973,"d":"0.422"},{"v":0.5230125523012552,"d":"0.523"},{"v":0.6218905472636815,"d":"0.622"},{"v":0.7225433526011561,"d":"0.723"},{"v":0.8169934640522876,"d":"0.817"},{"v":0.9124087591240876,"d":"0.912"},{"v":1,"d":"1.000"},{"v":1.0964912280701755,"d":"1.096"},{"v":1.3812154696132597,"d":"1.381"},{"v":1.8910741301059004,"d":"1.891"},{"v":2.3629489603024574,"d":"2.363"},{"v":3.229974160206718,"d":"3.230"},{"v":4.019292604501608,"d":"4.019"},{"v":4.7892720306513406,"d":"4.789"},{"v":5.482456140350877,"d":"5.482"},{"v":6.218905472636815,"d":"6.219"},{"v":6.868131868131869,"d":"6.868"},{"v":8.223684210526317,"d":"8.224"},{"v":9.615384615384615,"d":"9.615"},{"v":15.188335358444714,"d":"15.188"},{"v":17.908309455587393,"d":"17.908"}]
[null,"HZB12-150FA",150,{"v":324,"d":"324.00"},{"v":274,"d":"274.00"},{"v":233,"d":"233.00"},{"v":201,"d":"201.00"},{"v":179,"d":"179.00"},{"v":161,"d":"161.00"},{"v":145,"d":"145.00"},{"v":133,"d":"133.00"},{"v":106,"d":"106.00"},{"v":75,"d":"75.00"},{"v":58.7,"d":"58.70"},{"v":41.8,"d":"41.80"},{"v":33,"d":"33.00"},{"v":27.3,"d":"27.30"},{"v":23.5,"d":"23.50"},{"v":20.7,"d":"20.70"},{"v":18.5,"d":"18.50"},{"v":15.2,"d":"15.20"},{"v":12.9,"d":"12.90"},7.98,6.68]
[{"$nulls":3},{"v":0.46296296296296297,"d":"0.463"},{"v":0.5474452554744526,"d":"0.547"},{"v":0.6437768240343348,"d":"0.644"},{"v":0.746268656716418,"d":"0.746"},{"v":0.8379888268156425,"d":"0.838"},{"v":0.9316770186335404,"d":"0.932"},{"v":1.0344827586206897,"d":"1.034"},{"v":1.1278195488721805,"d":"1.128"},{"v":1.4150943396226414,"d":"1.415"},{"v":2,"d":"2.000"},{"v":2.555366269165247,"d":"2.555"},{"v":3.5885167464114835,"d":"3.589"},{"v":4.545454545454546,"d":"4.545"},{"v":5.4945054945054945,"d":"5.495"},{"v":6.382978723404255,"d":"6.383"},{"v":7.246376811594203,"d":"7.246"},{"v":8.108108108108109,"d":"8.108"},{"v":9.868421052631579,"d":"9.868"},{"v":11.627906976744185,"d":"11.628"},{"v":18.796992481203006,"d":"18.797"},{"v":22.455089820359284,"d":"22.455"}]
[null,"HZB12-180FA",180,{"v":365,"d":"365.00"},{"v":299,"d":"299.00"},{"v":258,"d":"258.00"},{"v":227,"d":"227.00"},{"v":204,"d":"204.00"},{"v":184,"d":"184.00"},{"v":169,"d":"169.00"},{"v":157,"d":"157.00"},{"v":126,"d":"126.00"},{"v":90.5,"d":"90.50"},{"v":70.8,"d":"70.80"},{"v":50.2,"d":"50.20"},{"v":39.6,"d":"39.60"},{"v":32.9,"d":"32.90"},{"v":28.2,"d":"28.20"},{"v":24.9,"d":"24.90"},{"v":22.3,"d":"22.30"},{"v":18.5,"d":"18.50"},{"v":15.7,"d":"15.70"},9.87,8.29]
[{"$nulls":3},{"v":0.4931506849315068,"d":"0.493"},{"v":0.6020066889632107,"d":"0.602"},{"v":0.6976744186046512,"d":"0.698"},{"v":0.7929515418502202,"d":"0.793"},{"v":0.8823529411764706,"d":"0.882"},{"v":0.9782608695652174,"d":"0.978"},{"v":1.0650887573964498,"d":"1.065"},{"v":1.1464968152866242,"d":"1.146"},{"v":1.4285714285714286,"d":"1.429"},{"v":1.988950276243094,"d":"1.989"},{"v":2.542372881355932,"d":"2.542"},{"v":3.585657370517928,"d":"3.586"},{"v":4.545454545454545,"d":"4.545"},{"v":5.471124620060791,"d":"5.471"},{"v":6.382978723404255,"d":"6.383"},{"v":7.228915662650603,"d":"7.229"},{"v":8.071748878923767,"d":"8.072"},{"v":9.72972972972973,"d":"9.730"},{"v":11.464968152866243,"d":"11.465"},{"v":18.237082066869302,"d":"18.237"},{"v":21.712907117008445,"d":"21.713"}]
[null,null,"Total",{"v":3.5286158478646596,"d":"3.529"},{"v":4.290308702833496,"d":"4.290"},{"v":5.091281398936119,"d":"5.091"},{"v":5.916417344059458,"d":"5.916"},{"v":6.727121620709713,"d":"6.727"},{"v":7.523058681152352,"d":"7.523"},{"v":8.324118621097208,"d":"8.324"},{"v":9.117489582607247,"d":"9.117"},{"v":11.473415609271646,"d":"11.473"},{"v":15.947804763936919,"d":"15.948"},{"v":20.10335227380442,"d":"20.103"},{"v":27.860699123773184,"d":"27.861"},{"v":35.148939794001365,"d":"35.149"},{"v":42.31950837030331,"d":"42.320"},{"v":49.15785010026761,"d":"49.158"},{"v":55.91360667974957,"d":"55.914"},{"v":62.60861008359994,"d":"62.609"},{"v":76.18800883549206,"d":"76.188"},{"v":89.53551762249893,"d":"89.536"},{"v":141.43163557008887,"d":"141.432"},{"v":167.19175365701116,"d":"167.192"}]
[{"$nulls":3},10,15,20,25,30,35,40,45,60,90,120,180,240,300,360,420,480,600,720,1200,1440]
[null,null,"Ave / 8",{"v":0.44107698098308246,"d":"0.441"},{"v":0.536288587854187,"d":"0.536"},{"v":0.6364101748670149,"d":"0.636"},{"v":0.7395521680074323,"d":"0.740"},{"v":0.8408902025887142,"d":"0.841"},{"v":0.940382335144044,"d":"0.940"},{"v":1.040514827637151,"d":"1.041"},{"v":1.1396861978259059,"d":"1.140"},{"v":1.4341769511589557,"d":"1.434"},{"v":1.9934755954921148,"d":"1.993"},{"v":2.5129190342255523,"d":"2.513"},{"v":3.482587390471648,"d":"3.483"},{"v":4.393617474250171,"d":"4.394"},{"v":5.289938546287914,"d":"5.290"},{"v":6.144731262533451,"d":"6.145"},{"v":6.989200834968696,"d":"6.989"},{"v":7.826076260449993,"d":"7.826"},{"v":9.523501104436507,"d":"9.524"},{"v":11.191939702812366,"d":"11.192"},{"v":17.67895444626111,"d":"17.679"},{"v":20.898969207126395,"d":"20.899"}]
[]
[null,"12V GEL FA Time in Minutes - Amps to 1.75 VPC 20-25 °C"]
[{"$nulls":3},"Minutes",{"$nulls":9},"Hours"]
[null,null,"Ah",10,15,20,25,30,35,40,45,60,90,2,3,4,5,6,7,8,10,12,20,24]
[null,"HZY12-50FA",50,{"v":109,"d":"109.00"},{"v":91.4,"d":"91.40"},{"v":77.8,"d":"77.80"},{"v":69.1,"d":"69.10"},{"v":62.1,"d":"62.10"},{"v":56.1,"d":"56.10"},{"v":50.7,"d":"50.70"},{"v":46.1,"d":"46.10"},{"v":36.1,"d":"36.10"},{"v":25.2,"d":"25.20"},{"v":19.5,"d":"19.50"},{"v":13.8,"d":"13.80"},{"v":10.8,"d":"10.80"},9.04,{"v":7.8,"d":"7.80"},{"v":6.9,"d":"6.90"},6.16,{"v":5.1,"d":"5.10"},4.34,2.76,2.33]
[{"$nulls":3},{"v":0.45871559633027525,"d":"0.459"},{"v":0.5470459518599562,"d":"0.547"},{"v":0.6426735218508998,"d":"0.643"},{"v":0.7235890014471781,"d":"0.724"},{"v":0.8051529790660226,"d":"0.805"},{"v":0.8912655971479501,"d":"0.891"},{"v":0.9861932938856015,"d":"0.986"},{"v":1.0845986984815619,"d":"1.085"},{"v":1.3850415512465373,"d":"1.385"},{"v":1.9841269841269842,"d":"1.984"},{"v":2.5641025641025643,"d":"2.564"},{"v":3.623188405797101,"d":"3.623"},{"v":4.62962962962963,"d":"4.630"},{"v":5.5309734513274345,"d":"5.531"},{"v":6.410256410256411,"d":"6.410"},{"v":7.246376811594202,"d":"7.246"},{"v":8.116883116883116,"d":"8.117"},{"v":9.803921568627452,"d":"9.804"},{"v":11.520737327188941,"d":"11.521"},{"v":18.115942028985508,"d":"18.116"},{"v":21.459227467811157,"d":"21.459"}]
[null,"HZY12-70FA",70,{"v":158,"d":"158.00"},{"v":133,"d":"133.00"},{"v":116,"d":"116.00"},{"v":101,"d":"101.00"},{"v":90,"d":"90.00"},{"v":80.4,"d":"80.40"},{"v":72.4,"d":"72.40"},{"v":65.8,"d":"65.80"},{"v":52.1,"d":"52.10"},{"v":37.4,"d":"37.40"},{"v":29.6,"d":"29.60"},{"v":21,"d":"21.00"},{"v":16.5,"d":"16.50"},{"v":13.8,"d":"13.80"},{"v":11.9,"d":"11.90"},{"v":10.5,"d":"10.50"},9.45,7.85,{"v":6.7,"d":"6.70"},4.27,3.61]
[{"$nulls":3},{"v":0.4430379746835443,"d":"0.443"},{"v":0.5263157894736842,"d":"0.526"},{"v":0.603448275862069,"d":"0.603"},{"v":0.693069306930693,"d":"0.693"},{"v":0.7777777777777778,"d":"0.778"},{"v":0.8706467661691542,"d":"0.871"},{"v":0.9668508287292817,"d":"0.967"},{"v":1.0638297872340425,"d":"1.064"},{"v":1.3435700575815739,"d":"1.344"},{"v":1.8716577540106953,"d":"1.872"},{"v":2.364864864864865,"d":"2.365"},{"v":3.3333333333333335,"d":"3.333"},{"v":4.242424242424242,"d":"4.242"},{"v":5.0724637681159415,"d":"5.072"},{"v":5.88235294117647,"d":"5.882"},{"v":6.666666666666667,"d":"6.667"},{"v":7.407407407407408,"d":"7.407"},{"v":8.9171974522293,"d":"8.917"},{"v":10.44776119402985,"d":"10.448"},{"v":16.393442622950822,"d":"16.393"},{"v":19.390581717451525,"d":"19.391"}]
[null,"HZY12-90FA",90,{"v":193,"d":"193.00"},{"v":166,"d":"166.00"},{"v":143,"d":"143.00"},{"v":126,"d":"126.00"},{"v":113,"d":"113.00"},{"v":103,"d":"103.00"},{"v":94.2,"d":"94.20"},{"v":86.1,"d":"86.10"},{"v":67.7,"d":"67.70"},{"v":47.4,"d":"47.40"},{"v":36.8,"d":"36.80"},{"v":26.2,"d":"26.20"},{"v":20.7,"d":"20.70"},{"v":17.3,"d":"17.30"},{"v":15,"d":"15.00"},{"v":13.2,"d":"13.20"},{"v":11.9,"d":"11.90"},9.88,8.43,5.37,4.53]
[{"$nulls":3},{"v":0.46632124352331605,"d":"0.466"},{"v":0.5421686746987951,"d":"0.542"},{"v":0.6293706293706294,"d":"0.629"},{"v":0.7142857142857143,"d":"0.714"},{"v":0.7964601769911505,"d":"0.796"},{"v":0.8737864077669902,"d":"0.874"},{"v":0.9554140127388535,"d":"0.955"},{"v":1.0452961672473868,"d":"1.045"},{"v":1.329394387001477,"d":"1.329"},{"v":1.89873417721519,"d":"1.899"},{"v":2.4456521739130435,"d":"2.446"},{"v":3.435114503816794,"d":"3.435"},{"v":4.3478260869565215,"d":"4.348"},{"v":5.202312138728323,"d":"5.202"},{"v":6,"d":"6.000"},{"v":6.818181818181818,"d":"6.818"},{"v":7.563025210084033,"d":"7.563"},{"v":9.109311740890687,"d":"9.109"},{"v":10.676156583629894,"d":"10.676"},{"v":16.75977653631285,"d":"16.760"},{"v":19.867549668874172,"d":"19.868"}]
[null,"HZY12-100FA",100,{"v":213,"d":"213.00"},{"v":178,"d":"178.00"},{"v":151,"d":"151.00"},{"v":132,"d":"132.00"},{"v":118,"d":"118.00"},{"v":107,"d":"107.00"},{"v":97.3,"d":"97.30"},{"v":88.5,"d":"88.50"},{"v":69.2,"d":"69.20"},{"v":48.5,"d":"48.50"},{"v":37.7,"d":"37.70"},{"v":26.5,"d":"26.50"},{"v":20.9,"d":"20.90"},{"v":17.5,"d":"17.50"},{"v":15.1,"d":"15.10"},{"v":13.4,"d":"13.40"},{"v":12,"d":"12.00"},9.95,8.48,5.45,4.59]
[{"$nulls":3},{"v":0.4694835680751174,"d":"0.469"},{"v":0.5617977528089888,"d":"0.562"},{"v":0.6622516556291391,"d":"0.662"},{"v":0.7575757575757576,"d":"0.758"},{"v":0.847457627118644,"d":"0.847"},{"v":0.9345794392523364,"d":"0.935"},{"v":1.027749229188078,"d":"1.028"},{"v":1.1299435028248588,"d":"1.130"},{"v":1.445086705202312,"d":"1.445"},{"v":2.0618556701030926,"d":"2.062"},{"v":2.652519893899204,"d":"2.653"},{"v":3.7735849056603774,"d":"3.774"},{"v":4.784688995215311,"d":"4.785"},{"v":5.714285714285714,"d":"5.714"},{"v":6.622516556291391,"d":"6.623"},{"v":7.462686567164179,"d":"7.463"},{"v":8.333333333333334,"d":"8.333"},{"v":10.050251256281408,"d":"10.050"},{"v":11.79245283018868,"d":"11.792"},{"v":18.34862385321101,"d":"18.349"},{"v":21.78649237472767,"d":"21.786"}]
[null,"HZY12-125FA",125,{"v":243,"d":"243.00"},{"v":196,"d":"196.00"},{"v":167,"d":"167.00"},{"v":146,"d":"146.00"},{"v":130,"d":"130.00"},{"v":118,"d":"118.00"},{"v":109,"d":"109.00"},{"v":101,"d":"101.00"},{"v":80.5,"d":"80.50"},{"v":59.5,"d":"59.50"},{"v":48.1,"d":"48.10"},{"v":35.6,"d":"35.60"},{"v":28.9,"d":"28.90"},{"v":24.6,"d":"24.60"},{"v":21.5,"d":"21.50"},{"v":19.1,"d":"19.10"},{"v":17.3,"d":"17.30"},{"v":14.6,"d":"14.60"},{"v":12.5,"d":"12.50"},8.06,6.88]
[{"$nulls":3},{"v":0.51440329218107,"d":"0.514"},{"v":0.6377551020408163,"d":"0.638"},{"v":0.7485029940119761,"d":"0.749"},{"v":0.8561643835616438,"d":"0.856"},{"v":0.9615384615384616,"d":"0.962"},{"v":1.0593220338983051,"d":"1.059"},{"v":1.146788990825688,"d":"1.147"},{"v":1.2376237623762376,"d":"1.238"},{"v":1.5527950310559007,"d":"1.553"},{"v":2.100840336134454,"d":"2.101"},{"v":2.598752598752599,"d":"2.599"},{"v":3.5112359550561796,"d":"3.511"},{"v":4.325259515570934,"d":"4.325"},{"v":5.08130081300813,"d":"5.081"},{"v":5.813953488372093,"d":"5.814"},{"v":6.544502617801046,"d":"6.545"},{"v":7.22543352601156,"d":"7.225"},{"v":8.561643835616438,"d":"8.562"},{"v":10,"d":"10.000"},{"v":15.508684863523571,"d":"15.509"},{"v":18.16860465116279,"d":"18.169"}]
[null,"HZY12-150FA",150,{"v":289,"d":"289.00"},{"v":239,"d":"239.00"},{"v":200,"d":"200.00"},{"v":173,"d":"173.00"},{"v":155,"d":"155.00"},{"v":139,"d":"139.00"},{"v":128,"d":"128.00"},{"v":117,"d":"117.00"},{"v":94.3,"d":"94.30"},{"v":67.3,"d":"67.30"},{"v":52.6,"d":"52.60"},{"v":37.5,"d":"37.50"},{"v":29.8,"d":"29.80"},{"v":25,"d":"25.00"},{"v":21.8,"d":"21.80"},{"v":19.3,"d":"19.30"},{"v":17.4,"d":"17.40"},{"v":14.6,"d":"14.60"},{"v":12.5,"d":"12.50"},7.85,6.61]
[{"$nulls":3},{"v":0.5190311418685121,"d":"0.519"},{"v":0.6276150627615062,"d":"0.628"},{"v":0.75,"d":"0.750"},{"v":0.8670520231213873,"d":"0.867"},{"v":0.967741935483871,"d":"0.968"},{"v":1.079136690647482,"d":"1.079"},{"v":1.171875,"d":"1.172"},{"v":1.2820512820512822,"d":"1.282"},{"v":1.5906680805938496,"d":"1.591"},{"v":2.2288261515601784,"d":"2.229"},{"v":2.8517110266159693,"d":"2.852"},{"v":4,"d":"4.000"},{"v":5.033557046979865,"d":"5.034"},{"v":6,"d":"6.000"},{"v":6.8807339449541285,"d":"6.881"},{"v":7.772020725388601,"d":"7.772"},{"v":8.620689655172415,"d":"8.621"},{"v":10.273972602739727,"d":"10.274"},{"v":12,"d":"12.000"},{"v":19.10828025477707,"d":"19.108"},{"v":22.6928895612708,"d":"22.693"}]
[null,"HZY12-170FA",170,{"v":328,"d":"328.00"},{"v":269,"d":"269.00"},{"v":232,"d":"232.00"},{"v":205,"d":"205.00"},{"v":183,"d":"183.00"},{"v":167,"d":"167.00"},{"v":152,"d":"152.00"},{"v":141,"d":"141.00"},{"v":112,"d":"112.00"},{"v":81.5,"d":"81.50"},{"v":63.7,"d":"63.70"},{"v":45.2,"d":"45.20"},{"v":35.5,"d":"35.50"},{"v":29.5,"d":"29.50"},{"v":25.4,"d":"25.40"},{"v":22.4,"d":"22.40"},{"v":20.1,"d":"20.10"},{"v":16.7,"d":"16.70"},{"v":14.2,"d":"14.20"},8.88,7.48]
[{"$nulls":3},{"v":0.5182926829268293,"d":"0.518"},{"v":0.6319702602230484,"d":"0.632"},{"v":0.7327586206896551,"d":"0.733"},{"v":0.8292682926829268,"d":"0.829"},{"v":0.9289617486338798,"d":"0.929"},{"v":1.0179640718562875,"d":"1.018"},{"v":1.118421052631579,"d":"1.118"},{"v":1.2056737588652482,"d":"1.206"},{"v":1.5178571428571428,"d":"1.518"},{"v":2.085889570552147,"d":"2.086"},{"v":2.668759811616954,"d":"2.669"},{"v":3.7610619469026547,"d":"3.761"},{"v":4.788732394366197,"d":"4.789"},{"v":5.762711864406779,"d":"5.763"},{"v":6.692913385826772,"d":"6.693"},{"v":7.589285714285714,"d":"7.589"},{"v":8.457711442786069,"d":"8.458"},{"v":10.179640718562874,"d":"10.180"},{"v":11.971830985915494,"d":"11.972"},{"v":19.144144144144143,"d":"19.144"},{"v":22.727272727272727,"d":"22.727"}]
[null,null,"Total",{"v":3.3892854995886643,"d":"3.389"},{"v":4.074668593866796,"d":"4.075"},{"v":4.769005697414369,"d":"4.769"},{"v":5.441004479605301,"d":"5.441"},{"v":6.085090706609807,"d":"6.085"},{"v":6.726701006738506,"d":"6.727"},{"v":7.373292407999082,"d":"7.373"},{"v":8.049016959080618,"d":"8.049"},{"v":10.164412955538793,"d":"10.164"},{"v":14.23193064370274,"d":"14.232"},{"v":18.146362933765197,"d":"18.146"},{"v":25.43751905056644,"d":"25.438"},{"v":32.152117911142696,"d":"32.152"},{"v":38.36404774987232,"d":"38.364"},{"v":44.30272672687726,"d":"44.303"},{"v":50.09972092108223,"d":"50.100"},{"v":55.72448369167793,"d":"55.724"},{"v":66.8959391749479,"d":"66.896"},{"v":78.40893892095286,"d":"78.409"},{"v":123.37889430390496,"d":"123.379"},{"v":146.09261816857085,"d":"146.093"}]
[{"$nulls":3},10,15,20,25,30,35,40,45,60,90,120,180,240,300,360,420,480,600,720,1200,1440]
[null,null,"Ave / 7",{"v":0.4841836427983806,"d":"0.484"},{"v":0.5820955134095422,"d":"0.582"},{"v":0.6812865282020527,"d":"0.681"},{"v":0.7772863542293287,"d":"0.777"},{"v":0.8692986723728297,"d":"0.869"},{"v":0.9609572866769295,"d":"0.961"},{"v":1.0533274868570117,"d":"1.053"},{"v":1.1498595655829453,"d":"1.150"},{"v":1.452058993648399,"d":"1.452"},{"v":2.0331329491003913,"d":"2.033"},{"v":2.5923375619664566,"d":"2.592"},{"v":3.6339312929380627,"d":"3.634"},{"v":4.593159701591814,"d":"4.593"},{"v":5.48057824998176,"d":"5.481"},{"v":6.3289609609824655,"d":"6.329"},{"v":7.157102988726033,"d":"7.157"},{"v":7.960640527382561,"d":"7.961"},{"v":9.556562739278272,"d":"9.557"},{"v":11.201276988707551,"d":"11.201"},{"v":17.625556329129278,"d":"17.626"},{"v":20.87037402408155,"d":"20.870"}]
[]
[null,"12V GEL Time in Minutes - Amps to 1.75 VPC"]
[null,"Type","Ah","Minutes",{"$nulls":11},"Hours"]
[null," ",null,5,10,15,20,25,30,35,40,45,50,60,90,2,3,4,5,6,7,8,9,10,12,20]
[null,"HZY12-150",150,{"v":331,"d":"331.000"},{"v":276,"d":"276.000"},{"v":233,"d":"233.000"},{"v":205,"d":"205.000"},{"v":181,"d":"181.000"},{"v":163,"d":"163.000"},{"v":147,"d":"147.000"},{"v":135,"d":"135.000"},{"v":124,"d":"124.000"},{"v":113,"d":"113.000"},{"v":97.6,"d":"97.600"},{"v":68,"d":"68.000"},{"v":52.8,"d":"52.800"},{"v":36.2,"d":"36.200"},{"v":27.9,"d":"27.900"},{"v":23,"d":"23.000"},{"v":19.8,"d":"19.800"},{"v":17.4,"d":"17.400"},{"v":15.5,"d":"15.500"},{"v":14.1,"d":"14.100"},{"v":12.9,"d":"12.900"},{"v":10.9,"d":"10.900"},{"v":7.3,"d":"7.300"}]
[{"$nulls":3},{"v":0.45317220543806647,"d":"0.453"},{"v":0.5434782608695652,"d":"0.543"},{"v":0.6437768240343348,"d":"0.644"},{"v":0.7317073170731707,"d":"0.732"},{"v":0.8287292817679558,"d":"0.829"},{"v":0.9202453987730062,"d":"0.920"},{"v":1.0204081632653061,"d":"1.020"},{"v":1.1111111111111112,"d":"1.111"},{"v":1.2096774193548387,"d":"1.210"},{"v":1.3274336283185841,"d":"1.327"},{"v":1.5368852459016393,"d":"1.537"},{"v":2.2058823529411766,"d":"2.206"},{"v":2.8409090909090913,"d":"2.841"},{"v":4.143646408839778,"d":"4.144"},{"v":5.376344086021506,"d":"5.376"},{"v":6.521739130434782,"d":"6.522"},{"v":7.575757575757575,"d":"7.576"},{"v":8.620689655172415,"d":"8.621"},{"v":9.67741935483871,"d":"9.677"},{"v":10.638297872340425,"d":"10.638"},{"v":11.627906976744185,"d":"11.628"},{"v":13.761467889908257,"d":"13.761"},{"v":20.547945205479454,"d":"20.548"}]
[null,"HZY12-160",160,{"v":360,"d":"360.000"},{"v":303,"d":"303.000"},{"v":247,"d":"247.000"},{"v":217,"d":"217.000"},{"v":192,"d":"192.000"},{"v":174,"d":"174.000"},{"v":160,"d":"160.000"},{"v":148,"d":"148.000"},{"v":137,"d":"137.000"},{"v":126,"d":"126.000"},{"v":109,"d":"109.000"},{"v":77,"d":"77.000"},{"v":59.9,"d":"59.900"},{"v":41.3,"d":"41.300"},{"v":31.8,"d":"31.800"},{"v":26.2,"d":"26.200"},{"v":22.7,"d":"22.700"},{"v":20.1,"d":"20.100"},{"v":17.9,"d":"17.900"},{"v":16.1,"d":"16.100"},{"v":14.7,"d":"14.700"},{"v":12.5,"d":"12.500"},{"v":8,"d":"8.000"}]
[{"$nulls":3},{"v":0.4444444444444444,"d":"0.444"},{"v":0.528052805280528,"d":"0.528"},{"v":0.6477732793522267,"d":"0.648"},{"v":0.7373271889400922,"d":"0.737"},{"v":0.8333333333333334,"d":"0.833"},{"v":0.9195402298850575,"d":"0.920"},{"v":1,"d":"1.000"},{"v":1.0810810810810811,"d":"1.081"},{"v":1.167883211678832,"d":"1.168"},{"v":1.2698412698412698,"d":"1.270"},{"v":1.4678899082568808,"d":"1.468"},{"v":2.0779220779220777,"d":"2.078"},{"v":2.671118530884808,"d":"2.671"},{"v":3.8740920096852305,"d":"3.874"},{"v":5.031446540880503,"d":"5.031"},{"v":6.106870229007634,"d":"6.107"},{"v":7.048458149779736,"d":"7.048"},{"v":7.960199004975124,"d":"7.960"},{"v":8.93854748603352,"d":"8.939"},{"v":9.937888198757763,"d":"9.938"},{"v":10.884353741496598,"d":"10.884"},{"v":12.8,"d":"12.800"},20]
[null,"HZY12-200",200,{"v":378,"d":"378.000"},{"v":326,"d":"326.000"},{"v":275,"d":"275.000"},{"v":244,"d":"244.000"},{"v":218,"d":"218.000"},{"v":198,"d":"198.000"},{"v":183,"d":"183.000"},{"v":170,"d":"170.000"},{"v":160,"d":"160.000"},{"v":149,"d":"149.000"},{"v":132,"d":"132.000"},{"v":91.8,"d":"91.800"},{"v":71.3,"d":"71.300"},{"v":49.7,"d":"49.700"},{"v":38.9,"d":"38.900"},{"v":31.6,"d":"31.600"},{"v":26.7,"d":"26.700"},{"v":23.2,"d":"23.200"},{"v":20.8,"d":"20.800"},{"v":18.8,"d":"18.800"},{"v":17.3,"d":"17.300"},{"v":14.8,"d":"14.800"},{"v":9.7,"d":"9.700"}]
[{"$nulls":3},{"v":0.5291005291005291,"d":"0.529"},{"v":0.6134969325153374,"d":"0.613"},{"v":0.7272727272727273,"d":"0.727"},{"v":0.819672131147541,"d":"0.820"},{"v":0.9174311926605505,"d":"0.917"},{"v":1.0101010101010102,"d":"1.010"},{"v":1.092896174863388,"d":"1.093"},{"v":1.1764705882352942,"d":"1.176"},{"v":1.25,"d":"1.250"},{"v":1.342281879194631,"d":"1.342"},{"v":1.5151515151515151,"d":"1.515"},{"v":2.178649237472767,"d":"2.179"},{"v":2.805049088359046,"d":"2.805"},{"v":4.0241448692152915,"d":"4.024"},{"v":5.141388174807198,"d":"5.141"},{"v":6.329113924050633,"d":"6.329"},{"v":7.490636704119851,"d":"7.491"},{"v":8.620689655172415,"d":"8.621"},{"v":9.615384615384615,"d":"9.615"},{"v":10.638297872340425,"d":"10.638"},{"v":11.560693641618496,"d":"11.561"},{"v":13.513513513513512,"d":"13.514"},{"v":20.61855670103093,"d":"20.619"}]
[null,"HZY12-230",230,{"v":390,"d":"390.000"},{"v":336,"d":"336.000"},{"v":281,"d":"281.000"},{"v":254,"d":"254.000"},{"v":230,"d":"230.000"},{"v":211,"d":"211.000"},{"v":194,"d":"194.000"},{"v":178,"d":"178.000"},{"v":170,"d":"170.000"},{"v":159,"d":"159.000"},{"v":141,"d":"141.000"},{"v":102,"d":"102.000"},{"v":79,"d":"79.000"},{"v":55,"d":"55.000"},{"v":43.2,"d":"43.200"},{"v":35.8,"d":"35.800"},{"v":30.9,"d":"30.900"},{"v":27.2,"d":"27.200"},{"v":24.2,"d":"24.200"},{"v":21.9,"d":"21.900"},{"v":20.2,"d":"20.200"},{"v":17.2,"d":"17.200"},{"v":11.2,"d":"11.200"}]
[{"$nulls":3},{"v":0.5897435897435898,"d":"0.590"},{"v":0.6845238095238095,"d":"0.685"},{"v":0.8185053380782918,"d":"0.819"},{"v":0.905511811023622,"d":"0.906"},{"v":1,"d":"1.000"},{"v":1.0900473933649288,"d":"1.090"},{"v":1.1855670103092784,"d":"1.186"},{"v":1.2921348314606742,"d":"1.292"},{"v":1.3529411764705883,"d":"1.353"},{"v":1.4465408805031446,"d":"1.447"},{"v":1.6312056737588652,"d":"1.631"},{"v":2.2549019607843137,"d":"2.255"},{"v":2.911392405063291,"d":"2.911"},{"v":4.181818181818182,"d":"4.182"},{"v":5.3240740740740735,"d":"5.324"},{"v":6.424581005586592,"d":"6.425"},{"v":7.44336569579288,"d":"7.443"},{"v":8.455882352941178,"d":"8.456"},{"v":9.50413223140496,"d":"9.504"},{"v":10.502283105022832,"d":"10.502"},{"v":11.386138613861387,"d":"11.386"},{"v":13.372093023255815,"d":"13.372"},{"v":20.53571428571429,"d":"20.536"}]
[null,"12V GEL TA","AH",5,10,15,20,25,30,35,40,45,50,60,90,120,180,240,300,360,420,480,540,600,720,1200]
[{"$nulls":3},{"v":0.5041151921816573,"d":"0.504"},{"v":0.5923879520473101,"d":"0.592"},{"v":0.7093320421843952,"d":"0.709"},{"v":0.7985546120461064,"d":"0.799"},{"v":0.8948734519404599,"d":"0.895"},{"v":0.9849835080310005,"d":"0.985"},{"v":1.0747178371094932,"d":"1.075"},{"v":1.16519940297204,"d":"1.165"},{"v":1.2451254518760648,"d":"1.245"},{"v":1.3465244144644073,"d":"1.347"},{"v":1.5377830857672252,"d":"1.538"},{"v":2.1793389072800835,"d":"2.179"},{"v":2.8071172788040593,"d":"2.807"},{"v":4.05592536738962,"d":"4.056"},{"v":5.21831321894582,"d":"5.218"},{"v":6.34557607226991,"d":"6.346"},{"v":7.389554531362511,"d":"7.390"},{"v":8.414365167065283,"d":"8.414"},{"v":9.433870921915451,"d":"9.434"},{"v":10.42919176211536,"d":"10.429"},{"v":11.364773243430166,"d":"11.365"},{"v":13.361768606669397,"d":"13.362"},{"v":20.425554048056167,"d":"20.426"}]
[]
[null,"12V AGM Time in Minute s - Amp s to 1.75 VPC"]
[null,"Type","Ah","Minutes",{"$nulls":11},"Hours"]
[{"$nulls":3},5,10,15,20,25,30,35,40,45,50,60,90,2,3,4,5,6,7,8,9,10,12,20]
[null,"HZB12-150",150,389,310,254,217,191,171,154,141,128,118,101.7,70.1,53.9,36.5,27.9,23,19.8,17.4,15.5,14.1,12.9,10.9,7.27]
[{"$nulls":3},{"v":0.3856041131105398,"d":"0.386"},{"v":0.4838709677419355,"d":"0.484"},{"v":0.5905511811023622,"d":"0.591"},{"v":0.6912442396313364,"d":"0.691"},{"v":0.7853403141361257,"d":"0.785"},{"v":0.8771929824561403,"d":"0.877"},{"v":0.974025974025974,"d":"0.974"},{"v":1.0638297872340425,"d":"1.064"},{"v":1.171875,"d":"1.172"},{"v":1.271186440677966,"d":"1.271"},{"v":1.4749262536873156,"d":"1.475"},{"v":2.139800285306705,"d":"2.140"},{"v":2.782931354359926,"d":"2.783"},{"v":4.109589041095891,"d":"4.110"},{"v":5.376344086021506,"d":"5.376"},{"v":6.521739130434782,"d":"6.522"},{"v":7.575757575757575,"d":"7.576"},{"v":8.620689655172415,"d":"8.621"},{"v":9.67741935483871,"d":"9.677"},{"v":10.638297872340425,"d":"10.638"},{"v":11.627906976744185,"d":"11.628"},{"v":13.761467889908257,"d":"13.761"},{"v":20.632737276478682,"d":"20.633"}]
[null,"HZB12-160",160,423,340,275,238,209,187,170,156,143,131,113.3,79.3,61.1,41.7,31.8,26.2,22.7,20.1,17.9,16.1,14.7,12.5,8.01]
[{"$nulls":3},{"v":0.37825059101654845,"d":"0.378"},{"v":0.47058823529411764,"d":"0.471"},{"v":0.5818181818181818,"d":"0.582"},{"v":0.6722689075630253,"d":"0.672"},{"v":0.7655502392344498,"d":"0.766"},{"v":0.8556149732620321,"d":"0.856"},{"v":0.9411764705882353,"d":"0.941"},{"v":1.0256410256410255,"d":"1.026"},{"v":1.118881118881119,"d":"1.119"},{"v":1.2213740458015268,"d":"1.221"},{"v":1.412180052956752,"d":"1.412"},{"v":2.01765447667087,"d":"2.018"},{"v":2.6186579378068737,"d":"2.619"},{"v":3.8369304556354913,"d":"3.837"},{"v":5.031446540880503,"d":"5.031"},{"v":6.106870229007634,"d":"6.107"},{"v":7.048458149779736,"d":"7.048"},{"v":7.960199004975124,"d":"7.960"},{"v":8.93854748603352,"d":"8.939"},{"v":9.937888198757763,"d":"9.938"},{"v":10.884353741496598,"d":"10.884"},{"v":12.8,"d":"12.800"},{"v":19.975031210986266,"d":"19.975"}]
[null,"HZB12-200",200,444,366,306,268,237,213,194,179,167,156,137.9,94.7,72.8,50.2,38.9,31.6,26.7,23.2,20.8,18.8,17.3,14.8,9.67]
[{"$nulls":3},{"v":0.45045045045045046,"d":"0.450"},{"v":0.546448087431694,"d":"0.546"},{"v":0.6535947712418301,"d":"0.654"},{"v":0.746268656716418,"d":"0.746"},{"v":0.8438818565400844,"d":"0.844"},{"v":0.9389671361502347,"d":"0.939"},{"v":1.0309278350515463,"d":"1.031"},{"v":1.1173184357541899,"d":"1.117"},{"v":1.1976047904191616,"d":"1.198"},{"v":1.2820512820512822,"d":"1.282"},{"v":1.4503263234227701,"d":"1.450"},{"v":2.1119324181626187,"d":"2.112"},{"v":2.7472527472527473,"d":"2.747"},{"v":3.98406374501992,"d":"3.984"},{"v":5.141388174807198,"d":"5.141"},{"v":6.329113924050633,"d":"6.329"},{"v":7.490636704119851,"d":"7.491"},{"v":8.620689655172415,"d":"8.621"},{"v":9.615384615384615,"d":"9.615"},{"v":10.638297872340425,"d":"10.638"},{"v":11.560693641618496,"d":"11.561"},{"v":13.513513513513512,"d":"13.514"},{"v":20.682523267838675,"d":"20.683"}]
[null,"HZB12-230",230,458,377,313,279,250,226,206,188,177,166,146.7,104.9,80.6,55.6,43.2,35.8,30.9,27.2,24.2,21.9,20.2,17.2,11.2]
[{"$nulls":3},{"v":0.5021834061135371,"d":"0.502"},{"v":0.610079575596817,"d":"0.610"},{"v":0.7348242811501597,"d":"0.735"},{"v":0.8243727598566308,"d":"0.824"},{"v":0.92,"d":"0.920"},{"v":1.0176991150442478,"d":"1.018"},{"v":1.116504854368932,"d":"1.117"},{"v":1.2234042553191489,"d":"1.223"},{"v":1.2994350282485876,"d":"1.299"},{"v":1.3855421686746987,"d":"1.386"},{"v":1.5678254942058625,"d":"1.568"},{"v":2.19256434699714,"d":"2.193"},{"v":2.8535980148883375,"d":"2.854"},{"v":4.136690647482014,"d":"4.137"},{"v":5.3240740740740735,"d":"5.324"},{"v":6.424581005586592,"d":"6.425"},{"v":7.44336569579288,"d":"7.443"},{"v":8.455882352941178,"d":"8.456"},{"v":9.50413223140496,"d":"9.504"},{"v":10.502283105022832,"d":"10.502"},{"v":11.386138613861387,"d":"11.386"},{"v":13.372093023255815,"d":"13.372"},{"v":20.53571428571429,"d":"20.536"}]
[null,"12V AGM TA","AH",5,10,15,20,25,30,35,40,45,50,60,90,120,180,240,300,360,420,480,540,600,720,1200]
[{"$nulls":3},{"v":0.42912214017276895,"d":"0.429"},{"v":0.527746716516141,"d":"0.528"},{"v":0.6401971038281334,"d":"0.640"},{"v":0.7335386409418525,"d":"0.734"},{"v":0.8286931024776649,"d":"0.829"},{"v":0.9223685517281638,"d":"0.922"},{"v":1.015658783508672,"d":"1.016"},{"v":1.1075483759871017,"d":"1.108"},{"v":1.196948984387217,"d":"1.197"},{"v":1.2900384843013686,"d":"1.290"},{"v":1.4763145310681751,"d":"1.476"},{"v":2.1154878817843334,"d":"2.115"},{"v":2.750610013576971,"d":"2.751"},{"v":4.016818472308329,"d":"4.017"},{"v":5.21831321894582,"d":"5.218"},{"v":6.34557607226991,"d":"6.346"},{"v":7.389554531362511,"d":"7.390"},{"v":8.414365167065283,"d":"8.414"},{"v":9.433870921915451,"d":"9.434"},{"v":10.42919176211536,"d":"10.429"},{"v":11.364773243430166,"d":"11.365"},{"v":13.361768606669397,"d":"13.362"},{"v":20.45650151025448,"d":"20.457"}]
[]
[]
[]
[]
[null,"L Range"]
[null,"Performance after prolonged float charge of fully charged cells",{"$nulls":5},"Final voltage: 1.00 V/cell"]
[null,"Available amperes at +20ºC ± 5ºC (+68ºF ± 9ºF)"]
[null,"Vantex",null,"HOURS",{"$nulls":6},"MINUTES",{"$nulls":6},"SECONDS"]
[null,"type","C5 Ah","10 h","8h","5h","3h","2h","1.5 h","1h","45 min  ","30 min  ","20 min  ","15 min  ",10,5,1,"30 s","5s","1s"]
[null,"VTX1 L 15",15,1.56,1.93,{"v":3,"d":"3.00"},4.63,5.91,6.79,8.32,9.58,11.2,12.4,13.4,14.8,16.6,{"v":18,"d":"18.0"},{"v":20,"d":"20.0"},24.7,28.6]
[{"$nulls":3},{"v":9.615384615384615,"d":"9.615"},{"v":7.772020725388601,"d":"7.772"},{"v":5,"d":"5.000"},{"v":3.239740820734341,"d":"3.240"},{"v":2.5380710659898478,"d":"2.538"},{"v":2.2091310751104567,"d":"2.209"},{"v":1.8028846153846154,"d":"1.803"},{"v":1.5657620041753653,"d":"1.566"},{"v":1.3392857142857144,"d":"1.339"},{"v":1.2096774193548387,"d":"1.210"},{"v":1.1194029850746268,"d":"1.119"},{"v":1.0135135135135134,"d":"1.014"},{"v":0.9036144578313252,"d":"0.904"},{"v":0.8333333333333334,"d":"0.833"},{"v":0.75,"d":"0.750"},{"v":0.6072874493927126,"d":"0.607"},{"v":0.5244755244755245,"d":"0.524"}]
[null,"VTX1 L 30",30,3.12,3.86,{"v":6,"d":"6.00"},9.26,11.8,13.6,16.6,19.2,22.4,24.8,26.9,29.5,33.1,{"v":36,"d":"36.0"},{"v":40,"d":"40.0"},49.5,57.3]
[{"$nulls":3},{"v":9.615384615384615,"d":"9.615"},{"v":7.772020725388601,"d":"7.772"},{"v":5,"d":"5.000"},{"v":3.239740820734341,"d":"3.240"},{"v":2.542372881355932,"d":"2.542"},{"v":2.2058823529411766,"d":"2.206"},{"v":1.8072289156626504,"d":"1.807"},{"v":1.5625,"d":"1.563"},{"v":1.3392857142857144,"d":"1.339"},{"v":1.2096774193548387,"d":"1.210"},{"v":1.1152416356877324,"d":"1.115"},{"v":1.0169491525423728,"d":"1.017"},{"v":0.9063444108761329,"d":"0.906"},{"v":0.8333333333333334,"d":"0.833"},{"v":0.75,"d":"0.750"},{"v":0.6060606060606061,"d":"0.606"},{"v":0.5235602094240838,"d":"0.524"}]
[null,"VTX1 L 47",47,4.89,6.05,{"v":9.4,"d":"9.40"},14.5,18.5,21.3,26.1,{"v":30,"d":"30.0"},35.1,38.8,42.1,46.2,51.9,56.4,62.7,77.5,89.7]
[{"$nulls":3},{"v":9.611451942740286,"d":"9.611"},{"v":7.768595041322314,"d":"7.769"},{"v":5,"d":"5.000"},{"v":3.2413793103448274,"d":"3.241"},{"v":2.5405405405405403,"d":"2.541"},{"v":2.2065727699530515,"d":"2.207"},{"v":1.800766283524904,"d":"1.801"},{"v":1.5666666666666667,"d":"1.567"},{"v":1.339031339031339,"d":"1.339"},{"v":1.2113402061855671,"d":"1.211"},{"v":1.1163895486935866,"d":"1.116"},{"v":1.0173160173160172,"d":"1.017"},{"v":0.905587668593449,"d":"0.906"},{"v":0.8333333333333334,"d":"0.833"},{"v":0.7496012759170654,"d":"0.750"},{"v":0.6064516129032258,"d":"0.606"},{"v":0.5239687848383501,"d":"0.524"}]
[null,"VTX1 L 62",62,6.45,7.98,12.4,19.1,24.4,28.1,34.4,39.6,46.3,51.2,55.6,{"v":61,"d":"61.0"},68.5,74.4,82.7,102,118]
[{"$nulls":3},{"v":9.612403100775193,"d":"9.612"},{"v":7.769423558897243,"d":"7.769"},{"v":5,"d":"5.000"},{"v":3.246073298429319,"d":"3.246"},{"v":2.540983606557377,"d":"2.541"},{"v":2.206405693950178,"d":"2.206"},{"v":1.802325581395349,"d":"1.802"},{"v":1.5656565656565655,"d":"1.566"},{"v":1.3390928725701945,"d":"1.339"},{"v":1.2109375,"d":"1.211"},{"v":1.1151079136690647,"d":"1.115"},{"v":1.0163934426229508,"d":"1.016"},{"v":0.9051094890510949,"d":"0.905"},{"v":0.8333333333333333,"d":"0.833"},{"v":0.7496977025392987,"d":"0.750"},{"v":0.6078431372549019,"d":"0.608"},{"v":0.5254237288135594,"d":"0.525"}]
[null,"VTX1 L 75",75,{"v":7.8,"d":"7.80"},9.66,{"v":15,"d":"15.0"},23.2,29.5,{"v":34,"d":"34.0"},41.6,47.9,{"v":56,"d":"56.0"},{"v":62,"d":"62.0"},67.2,73.8,82.8,{"v":90,"d":"90.0"},100,124,143]
[{"$nulls":3},{"v":9.615384615384615,"d":"9.615"},{"v":7.763975155279503,"d":"7.764"},{"v":5,"d":"5.000"},{"v":3.2327586206896552,"d":"3.233"},{"v":2.542372881355932,"d":"2.542"},{"v":2.2058823529411766,"d":"2.206"},{"v":1.8028846153846154,"d":"1.803"},{"v":1.5657620041753655,"d":"1.566"},{"v":1.3392857142857142,"d":"1.339"},{"v":1.2096774193548387,"d":"1.210"},{"v":1.1160714285714286,"d":"1.116"},{"v":1.016260162601626,"d":"1.016"},{"v":0.9057971014492754,"d":"0.906"},{"v":0.8333333333333334,"d":"0.833"},{"v":0.75,"d":"0.750"},{"v":0.6048387096774194,"d":"0.605"},{"v":0.5244755244755245,"d":"0.524"}]
[null,"Minutes",null,600,480,300,180,120,90,60,45,30,20,15,10,5,1]
[null,"Kt",null,{"v":9.614001777933865,"d":"9.614"},{"v":7.769207041255252,"d":"7.769"},{"v":5,"d":"5.000"},{"v":3.239938574186497,"d":"3.240"},{"v":2.5408681951599257,"d":"2.541"},{"v":2.206774848979208,"d":"2.207"},{"v":1.8032180022704267,"d":"1.803"},{"v":1.5652694481347926,"d":"1.565"},{"v":1.3391962708917353,"d":"1.339"},{"v":1.210261992850017,"d":"1.210"},{"v":1.1164427023392878,"d":"1.116"},{"v":1.016086457719296,"d":"1.016"},{"v":0.9052906255602554,"d":"0.905"},{"v":0.8333333333333334,"d":"0.833"},{"v":0.7498597956912728,"d":"0.750"},{"v":0.6064963030577732,"d":"0.606"},{"v":0.5243807544054084,"d":"0.524"}]
[]
[null,"VTX1 L 95",95,9.88,12.2,{"v":19,"d":"19.0"},30.1,37.8,{"v":43,"d":"43.0"},50.9,56.4,63.1,66.9,69.9,77.5,88.9,86.7,{"v":94,"d":"94.0"},112,122]
[{"$nulls":3},{"v":9.615384615384615,"d":"9.615"},{"v":7.78688524590164,"d":"7.787"},{"v":5,"d":"5.000"},{"v":3.1561461794019934,"d":"3.156"},{"v":2.5132275132275135,"d":"2.513"},{"v":2.2093023255813953,"d":"2.209"},{"v":1.8664047151277015,"d":"1.866"},{"v":1.6843971631205674,"d":"1.684"},{"v":1.5055467511885896,"d":"1.506"},{"v":1.420029895366218,"d":"1.420"},{"v":1.3590844062947065,"d":"1.359"},{"v":1.2258064516129032,"d":"1.226"},{"v":1.0686164229471316,"d":"1.069"},{"v":1.0957324106113033,"d":"1.096"},{"v":1.0106382978723405,"d":"1.011"},{"v":0.8482142857142857,"d":"0.848"},{"v":0.7786885245901639,"d":"0.779"}]
[null,"VTX1 L 110",110,11.4,14.2,{"v":22,"d":"22.0"},34.9,43.8,49.8,{"v":59,"d":"59.0"},65.3,{"v":73,"d":"73.0"},77.5,{"v":81,"d":"81.0"},89.8,103,100,109,130,141]
[{"$nulls":3},{"v":9.649122807017543,"d":"9.649"},{"v":7.746478873239437,"d":"7.746"},{"v":5,"d":"5.000"},{"v":3.151862464183381,"d":"3.152"},{"v":2.5114155251141552,"d":"2.511"},{"v":2.208835341365462,"d":"2.209"},{"v":1.8644067796610169,"d":"1.864"},{"v":1.6845329249617151,"d":"1.685"},{"v":1.5068493150684932,"d":"1.507"},{"v":1.4193548387096775,"d":"1.419"},{"v":1.3580246913580247,"d":"1.358"},{"v":1.2249443207126949,"d":"1.225"},{"v":1.0679611650485437,"d":"1.068"},{"v":1.1,"d":"1.100"},{"v":1.0091743119266054,"d":"1.009"},{"v":0.8461538461538461,"d":"0.846"},{"v":0.7801418439716312,"d":"0.780"}]
[null,"VTX1 L 140",140,14.6,{"v":18,"d":"18.0"},{"v":28,"d":"28.0"},44.4,55.8,63.4,{"v":75,"d":"75.0"},83.1,{"v":93,"d":"93.0"},98.7,103,114,131,128,139,165,180]
[{"$nulls":3},{"v":9.589041095890412,"d":"9.589"},{"v":7.777777777777778,"d":"7.778"},{"v":5,"d":"5.000"},{"v":3.1531531531531534,"d":"3.153"},{"v":2.5089605734767026,"d":"2.509"},{"v":2.2082018927444795,"d":"2.208"},{"v":1.8666666666666667,"d":"1.867"},{"v":1.6847172081829123,"d":"1.685"},{"v":1.5053763440860215,"d":"1.505"},{"v":1.4184397163120568,"d":"1.418"},{"v":1.3592233009708738,"d":"1.359"},{"v":1.2280701754385965,"d":"1.228"},{"v":1.0687022900763359,"d":"1.069"},{"v":1.09375,"d":"1.094"},{"v":1.0071942446043165,"d":"1.007"},{"v":0.8484848484848485,"d":"0.848"},{"v":0.7777777777777778,"d":"0.778"}]
[null,"VTX1 L 185",185,19.2,23.8,{"v":37,"d":"37.0"},58.6,73.7,83.8,99.1,110,123,130,136,151,173,169,183,218,238]
[{"$nulls":3},{"v":9.635416666666668,"d":"9.635"},{"v":7.773109243697479,"d":"7.773"},{"v":5,"d":"5.000"},{"v":3.156996587030717,"d":"3.157"},{"v":2.5101763907734056,"d":"2.510"},{"v":2.20763723150358,"d":"2.208"},{"v":1.866801210898083,"d":"1.867"},{"v":1.6818181818181819,"d":"1.682"},{"v":1.5040650406504066,"d":"1.504"},{"v":1.4230769230769231,"d":"1.423"},{"v":1.3602941176470589,"d":"1.360"},{"v":1.2251655629139073,"d":"1.225"},{"v":1.069364161849711,"d":"1.069"},{"v":1.0946745562130178,"d":"1.095"},{"v":1.010928961748634,"d":"1.011"},{"v":0.8486238532110092,"d":"0.849"},{"v":0.7773109243697479,"d":"0.777"}]
[null,"VTX1 L 235",235,24.4,30.3,{"v":47,"d":"47.0"},74.5,93.6,106,126,139,156,166,173,192,220,214,233,277,302]
[{"$nulls":3},{"v":9.631147540983607,"d":"9.631"},{"v":7.755775577557755,"d":"7.756"},{"v":5,"d":"5.000"},{"v":3.1543624161073827,"d":"3.154"},{"v":2.5106837606837606,"d":"2.511"},{"v":2.2169811320754715,"d":"2.217"},{"v":1.8650793650793651,"d":"1.865"},{"v":1.6906474820143884,"d":"1.691"},{"v":1.5064102564102564,"d":"1.506"},{"v":1.4156626506024097,"d":"1.416"},{"v":1.3583815028901733,"d":"1.358"},{"v":1.2239583333333333,"d":"1.224"},{"v":1.0681818181818181,"d":"1.068"},{"v":1.0981308411214954,"d":"1.098"},{"v":1.0085836909871244,"d":"1.009"},{"v":0.8483754512635379,"d":"0.848"},{"v":0.7781456953642384,"d":"0.778"}]
[null,"VTX1 L 280",280,29.1,36.1,{"v":56,"d":"56.0"},88.7,112,127,150,166,186,197,206,228,262,256,277,330,360]
[{"$nulls":3},{"v":9.621993127147766,"d":"9.622"},{"v":7.756232686980609,"d":"7.756"},{"v":5,"d":"5.000"},{"v":3.1567080045095826,"d":"3.157"},{"v":2.5,"d":"2.500"},{"v":2.204724409448819,"d":"2.205"},{"v":1.8666666666666667,"d":"1.867"},{"v":1.6867469879518073,"d":"1.687"},{"v":1.5053763440860215,"d":"1.505"},{"v":1.4213197969543148,"d":"1.421"},{"v":1.3592233009708738,"d":"1.359"},{"v":1.2280701754385965,"d":"1.228"},{"v":1.0687022900763359,"d":"1.069"},{"v":1.09375,"d":"1.094"},{"v":1.0108303249097472,"d":"1.011"},{"v":0.8484848484848485,"d":"0.848"},{"v":0.7777777777777778,"d":"0.778"}]
[null,"VTX1 L 325",325,33.8,41.8,{"v":65,"d":"65.0"},103,129,147,174,193,216,229,239,265,304,297,322,383,418]
[{"$nulls":3},{"v":9.615384615384617,"d":"9.615"},{"v":7.775119617224881,"d":"7.775"},{"v":5,"d":"5.000"},{"v":3.1553398058252426,"d":"3.155"},{"v":2.5193798449612403,"d":"2.519"},{"v":2.2108843537414966,"d":"2.211"},{"v":1.867816091954023,"d":"1.868"},{"v":1.6839378238341969,"d":"1.684"},{"v":1.5046296296296295,"d":"1.505"},{"v":1.4192139737991267,"d":"1.419"},{"v":1.3598326359832635,"d":"1.360"},{"v":1.2264150943396226,"d":"1.226"},{"v":1.069078947368421,"d":"1.069"},{"v":1.0942760942760943,"d":"1.094"},{"v":1.0093167701863355,"d":"1.009"},{"v":0.8485639686684073,"d":"0.849"},{"v":0.777511961722488,"d":"0.778"}]
[null,"VTX1 L 375",375,{"v":39,"d":"39.0"},48.3,{"v":75,"d":"75.0"},119,149,170,201,223,249,264,276,306,351,342,371,442,482]
[{"$nulls":3},{"v":9.615384615384615,"d":"9.615"},{"v":7.763975155279503,"d":"7.764"},{"v":5,"d":"5.000"},{"v":3.1512605042016806,"d":"3.151"},{"v":2.5167785234899327,"d":"2.517"},{"v":2.2058823529411766,"d":"2.206"},{"v":1.8656716417910448,"d":"1.866"},{"v":1.6816143497757847,"d":"1.682"},{"v":1.5060240963855422,"d":"1.506"},{"v":1.4204545454545454,"d":"1.420"},{"v":1.358695652173913,"d":"1.359"},{"v":1.2254901960784315,"d":"1.225"},{"v":1.0683760683760684,"d":"1.068"},{"v":1.0964912280701755,"d":"1.096"},{"v":1.0107816711590296,"d":"1.011"},{"v":0.8484162895927602,"d":"0.848"},{"v":0.7780082987551867,"d":"0.778"}]
[null,"VTX1 L 420",420,43.7,54.1,{"v":84,"d":"84.0"},133,167,190,225,249,279,296,309,343,393,383,416,495,540]
[{"$nulls":3},{"v":9.610983981693364,"d":"9.611"},{"v":7.763401109057301,"d":"7.763"},{"v":5,"d":"5.000"},{"v":3.1578947368421053,"d":"3.158"},{"v":2.5149700598802394,"d":"2.515"},{"v":2.210526315789474,"d":"2.211"},{"v":1.8666666666666667,"d":"1.867"},{"v":1.6867469879518073,"d":"1.687"},{"v":1.5053763440860215,"d":"1.505"},{"v":1.4189189189189189,"d":"1.419"},{"v":1.3592233009708738,"d":"1.359"},{"v":1.2244897959183674,"d":"1.224"},{"v":1.0687022900763359,"d":"1.069"},{"v":1.0966057441253263,"d":"1.097"},{"v":1.0096153846153846,"d":"1.010"},{"v":0.8484848484848485,"d":"0.848"},{"v":0.7777777777777778,"d":"0.778"}]
[null,"VTX1 L 470",470,48.9,60.5,{"v":94,"d":"94.0"},149,187,213,252,279,312,331,346,384,440,429,465,554,604]
[{"$nulls":3},{"v":9.611451942740286,"d":"9.611"},{"v":7.768595041322314,"d":"7.769"},{"v":5,"d":"5.000"},{"v":3.1543624161073827,"d":"3.154"},{"v":2.513368983957219,"d":"2.513"},{"v":2.2065727699530515,"d":"2.207"},{"v":1.8650793650793651,"d":"1.865"},{"v":1.6845878136200716,"d":"1.685"},{"v":1.5064102564102564,"d":"1.506"},{"v":1.4199395770392749,"d":"1.420"},{"v":1.3583815028901733,"d":"1.358"},{"v":1.2239583333333333,"d":"1.224"},{"v":1.0681818181818181,"d":"1.068"},{"v":1.0955710955710956,"d":"1.096"},{"v":1.010752688172043,"d":"1.011"},{"v":0.8483754512635379,"d":"0.848"},{"v":0.7781456953642384,"d":"0.778"}]
[null,"VTX1 L 515",515,53.6,66.3,103,163,205,233,276,306,342,363,379,420,482,470,510,607,662]
[{"$nulls":3},{"v":9.60820895522388,"d":"9.608"},{"v":7.7677224736048265,"d":"7.768"},{"v":5,"d":"5.000"},{"v":3.1595092024539877,"d":"3.160"},{"v":2.5121951219512195,"d":"2.512"},{"v":2.2103004291845494,"d":"2.210"},{"v":1.8659420289855073,"d":"1.866"},{"v":1.6830065359477124,"d":"1.683"},{"v":1.5058479532163742,"d":"1.506"},{"v":1.418732782369146,"d":"1.419"},{"v":1.358839050131926,"d":"1.359"},{"v":1.2261904761904763,"d":"1.226"},{"v":1.0684647302904564,"d":"1.068"},{"v":1.0957446808510638,"d":"1.096"},{"v":1.0098039215686274,"d":"1.010"},{"v":0.8484349258649094,"d":"0.848"},{"v":0.7779456193353474,"d":"0.778"}]
[null,"VTX1 L 560",560,58.2,72.1,112,177,223,254,300,332,372,395,412,457,524,511,554,660,719]
[{"$nulls":3},{"v":9.621993127147766,"d":"9.622"},{"v":7.766990291262137,"d":"7.767"},{"v":5,"d":"5.000"},{"v":3.1638418079096047,"d":"3.164"},{"v":2.5112107623318387,"d":"2.511"},{"v":2.204724409448819,"d":"2.205"},{"v":1.8666666666666667,"d":"1.867"},{"v":1.6867469879518073,"d":"1.687"},{"v":1.5053763440860215,"d":"1.505"},{"v":1.4177215189873418,"d":"1.418"},{"v":1.3592233009708738,"d":"1.359"},{"v":1.225382932166302,"d":"1.225"},{"v":1.0687022900763359,"d":"1.069"},{"v":1.095890410958904,"d":"1.096"},{"v":1.0108303249097472,"d":"1.011"},{"v":0.8484848484848485,"d":"0.848"},{"v":0.7788595271210014,"d":"0.779"}]
[null,"VTX1 L 610",610,63.4,78.5,122,193,243,276,327,362,405,430,449,498,571,557,604,719,784]
[{"$nulls":3},{"v":9.621451104100947,"d":"9.621"},{"v":7.770700636942675,"d":"7.771"},{"v":5,"d":"5.000"},{"v":3.160621761658031,"d":"3.161"},{"v":2.5102880658436213,"d":"2.510"},{"v":2.210144927536232,"d":"2.210"},{"v":1.8654434250764527,"d":"1.865"},{"v":1.6850828729281768,"d":"1.685"},{"v":1.5061728395061729,"d":"1.506"},{"v":1.4186046511627908,"d":"1.419"},{"v":1.358574610244989,"d":"1.359"},{"v":1.2248995983935742,"d":"1.225"},{"v":1.0683012259194395,"d":"1.068"},{"v":1.095152603231598,"d":"1.095"},{"v":1.009933774834437,"d":"1.010"},{"v":0.8484005563282336,"d":"0.848"},{"v":0.7780612244897959,"d":"0.778"}]
[null,"VTX1 L 650",650,67.6,83.7,130,206,259,294,348,386,432,458,478,530,608,593,643,767,835]
[{"$nulls":3},{"v":9.615384615384617,"d":"9.615"},{"v":7.765830346475507,"d":"7.766"},{"v":5,"d":"5.000"},{"v":3.1553398058252426,"d":"3.155"},{"v":2.5096525096525095,"d":"2.510"},{"v":2.2108843537414966,"d":"2.211"},{"v":1.867816091954023,"d":"1.868"},{"v":1.6839378238341969,"d":"1.684"},{"v":1.5046296296296295,"d":"1.505"},{"v":1.4192139737991267,"d":"1.419"},{"v":1.3598326359832635,"d":"1.360"},{"v":1.2264150943396226,"d":"1.226"},{"v":1.069078947368421,"d":"1.069"},{"v":1.0961214165261384,"d":"1.096"},{"v":1.010886469673406,"d":"1.011"},{"v":0.847457627118644,"d":"0.847"},{"v":0.7784431137724551,"d":"0.778"}]
[null,"VTX1 L 700",700,72.8,90.1,140,222,279,317,375,416,465,493,515,571,655,639,693,826,899]
[{"$nulls":3},{"v":9.615384615384615,"d":"9.615"},{"v":7.76914539400666,"d":"7.769"},{"v":5,"d":"5.000"},{"v":3.1531531531531534,"d":"3.153"},{"v":2.5089605734767026,"d":"2.509"},{"v":2.2082018927444795,"d":"2.208"},{"v":1.8666666666666667,"d":"1.867"},{"v":1.6826923076923077,"d":"1.683"},{"v":1.5053763440860215,"d":"1.505"},{"v":1.4198782961460445,"d":"1.420"},{"v":1.3592233009708738,"d":"1.359"},{"v":1.2259194395796849,"d":"1.226"},{"v":1.0687022900763359,"d":"1.069"},{"v":1.0954616588419406,"d":"1.095"},{"v":1.0101010101010102,"d":"1.010"},{"v":0.847457627118644,"d":"0.847"},{"v":0.778642936596218,"d":"0.779"}]
[null,"VTX1 L 750",750,{"v":78,"d":"78.0"},96.6,150,238,299,340,402,445,498,529,552,612,702,684,742,885,963]
[{"$nulls":3},{"v":9.615384615384615,"d":"9.615"},{"v":7.763975155279503,"d":"7.764"},{"v":5,"d":"5.000"},{"v":3.1512605042016806,"d":"3.151"},{"v":2.508361204013378,"d":"2.508"},{"v":2.2058823529411766,"d":"2.206"},{"v":1.8656716417910448,"d":"1.866"},{"v":1.6853932584269662,"d":"1.685"},{"v":1.5060240963855422,"d":"1.506"},{"v":1.4177693761814745,"d":"1.418"},{"v":1.358695652173913,"d":"1.359"},{"v":1.2254901960784315,"d":"1.225"},{"v":1.0683760683760684,"d":"1.068"},{"v":1.0964912280701755,"d":"1.096"},{"v":1.0107816711590296,"d":"1.011"},{"v":0.847457627118644,"d":"0.847"},{"v":0.778816199376947,"d":"0.779"}]
[null,"VTX1 L 800",800,83.2,103,160,253,319,362,429,475,531,564,589,653,749,730,792,943,1028]
[{"$nulls":3},{"v":9.615384615384615,"d":"9.615"},{"v":7.766990291262136,"d":"7.767"},{"v":5,"d":"5.000"},{"v":3.1620553359683794,"d":"3.162"},{"v":2.5078369905956115,"d":"2.508"},{"v":2.2099447513812156,"d":"2.210"},{"v":1.8648018648018647,"d":"1.865"},{"v":1.6842105263157894,"d":"1.684"},{"v":1.5065913370998116,"d":"1.507"},{"v":1.4184397163120568,"d":"1.418"},{"v":1.3582342954159592,"d":"1.358"},{"v":1.225114854517611,"d":"1.225"},{"v":1.0680907877169559,"d":"1.068"},{"v":1.095890410958904,"d":"1.096"},{"v":1.0101010101010102,"d":"1.010"},{"v":0.848356309650053,"d":"0.848"},{"v":0.7782101167315175,"d":"0.778"}]
[null,"VTX1 L 840",840,87.4,108,168,266,335,380,450,499,558,592,618,685,786,767,831,991,1079]
[{"$nulls":3},{"v":9.610983981693364,"d":"9.611"},{"v":7.777777777777778,"d":"7.778"},{"v":5,"d":"5.000"},{"v":3.1578947368421053,"d":"3.158"},{"v":2.5074626865671643,"d":"2.507"},{"v":2.210526315789474,"d":"2.211"},{"v":1.8666666666666667,"d":"1.867"},{"v":1.6833667334669338,"d":"1.683"},{"v":1.5053763440860215,"d":"1.505"},{"v":1.4189189189189189,"d":"1.419"},{"v":1.3592233009708738,"d":"1.359"},{"v":1.2262773722627738,"d":"1.226"},{"v":1.0687022900763359,"d":"1.069"},{"v":1.0951760104302477,"d":"1.095"},{"v":1.0108303249097472,"d":"1.011"},{"v":0.8476286579212916,"d":"0.848"},{"v":0.7784986098239111,"d":"0.778"}]
[null,"VTX1 L 890",890,92.6,115,178,282,354,403,477,528,591,627,655,726,833,812,881,1050,1143]
[{"$nulls":3},{"v":9.61123110151188,"d":"9.611"},{"v":7.739130434782608,"d":"7.739"},{"v":5,"d":"5.000"},{"v":3.1560283687943262,"d":"3.156"},{"v":2.5141242937853105,"d":"2.514"},{"v":2.208436724565757,"d":"2.208"},{"v":1.8658280922431867,"d":"1.866"},{"v":1.6856060606060606,"d":"1.686"},{"v":1.505922165820643,"d":"1.506"},{"v":1.4194577352472089,"d":"1.419"},{"v":1.3587786259541985,"d":"1.359"},{"v":1.2258953168044078,"d":"1.226"},{"v":1.0684273709483794,"d":"1.068"},{"v":1.0960591133004927,"d":"1.096"},{"v":1.0102156640181612,"d":"1.010"},{"v":0.8476190476190476,"d":"0.848"},{"v":0.778652668416448,"d":"0.779"}]
[null,"VTX1 L 940",940,97.8,121,188,298,374,426,504,558,624,662,692,767,880,858,930,1109,1208]
[{"$nulls":3},{"v":9.611451942740286,"d":"9.611"},{"v":7.768595041322314,"d":"7.769"},{"v":5,"d":"5.000"},{"v":3.1543624161073827,"d":"3.154"},{"v":2.513368983957219,"d":"2.513"},{"v":2.2065727699530515,"d":"2.207"},{"v":1.8650793650793651,"d":"1.865"},{"v":1.6845878136200716,"d":"1.685"},{"v":1.5064102564102564,"d":"1.506"},{"v":1.4199395770392749,"d":"1.420"},{"v":1.3583815028901733,"d":"1.358"},{"v":1.225554106910039,"d":"1.226"},{"v":1.0681818181818181,"d":"1.068"},{"v":1.0955710955710956,"d":"1.096"},{"v":1.010752688172043,"d":"1.011"},{"v":0.8476104598737602,"d":"0.848"},{"v":0.7781456953642384,"d":"0.778"}]
[null,"VTX1 L 980",980,102,126,196,311,390,444,525,582,651,691,721,800,917,894,970,1156,1259]
[{"$nulls":3},{"v":9.607843137254902,"d":"9.608"},{"v":7.777777777777778,"d":"7.778"},{"v":5,"d":"5.000"},{"v":3.1511254019292605,"d":"3.151"},{"v":2.5128205128205128,"d":"2.513"},{"v":2.2072072072072073,"d":"2.207"},{"v":1.8666666666666667,"d":"1.867"},{"v":1.6838487972508591,"d":"1.684"},{"v":1.5053763440860215,"d":"1.505"},{"v":1.4182344428364688,"d":"1.418"},{"v":1.3592233009708738,"d":"1.359"},1.225,{"v":1.0687022900763359,"d":"1.069"},{"v":1.0961968680089484,"d":"1.096"},{"v":1.0103092783505154,"d":"1.010"},{"v":0.8477508650519031,"d":"0.848"},{"v":0.778395552025417,"d":"0.778"}]
[null,"VTX1 L 1030",1030,107,133,206,326,410,467,552,611,684,726,758,840,964,940,1020,1215,1323]
[{"$nulls":3},{"v":9.626168224299066,"d":"9.626"},{"v":7.7443609022556394,"d":"7.744"},{"v":5,"d":"5.000"},{"v":3.1595092024539877,"d":"3.160"},{"v":2.5121951219512195,"d":"2.512"},{"v":2.2055674518201287,"d":"2.206"},{"v":1.8659420289855073,"d":"1.866"},{"v":1.6857610474631752,"d":"1.686"},{"v":1.5058479532163742,"d":"1.506"},{"v":1.418732782369146,"d":"1.419"},{"v":1.358839050131926,"d":"1.359"},{"v":1.2261904761904763,"d":"1.226"},{"v":1.0684647302904564,"d":"1.068"},{"v":1.0957446808510638,"d":"1.096"},{"v":1.0098039215686274,"d":"1.010"},{"v":0.8477366255144033,"d":"0.848"},{"v":0.7785336356764928,"d":"0.779"}]
[null,"VTX1 L 1120",1120,116,144,224,355,446,507,600,665,744,789,824,914,1048,1022,1109,1321,1439]
[{"$nulls":3},{"v":9.655172413793103,"d":"9.655"},{"v":7.777777777777778,"d":"7.778"},{"v":5,"d":"5.000"},{"v":3.1549295774647885,"d":"3.155"},{"v":2.5112107623318387,"d":"2.511"},{"v":2.2090729783037477,"d":"2.209"},{"v":1.8666666666666667,"d":"1.867"},{"v":1.6842105263157894,"d":"1.684"},{"v":1.5053763440860215,"d":"1.505"},{"v":1.4195183776932827,"d":"1.420"},{"v":1.3592233009708738,"d":"1.359"},{"v":1.225382932166302,"d":"1.225"},{"v":1.0687022900763359,"d":"1.069"},{"v":1.095890410958904,"d":"1.096"},{"v":1.0099188458070334,"d":"1.010"},{"v":0.8478425435276306,"d":"0.848"},{"v":0.778318276580959,"d":"0.778"}]
[null,"VTX1 L 1220",1220,127,157,244,387,486,553,654,724,810,860,898,996,1142,1113,1208,1439,1567]
[{"$nulls":3},{"v":9.606299212598426,"d":"9.606"},{"v":7.770700636942675,"d":"7.771"},{"v":5,"d":"5.000"},{"v":3.152454780361757,"d":"3.152"},{"v":2.5102880658436213,"d":"2.510"},{"v":2.206148282097649,"d":"2.206"},{"v":1.8654434250764527,"d":"1.865"},{"v":1.6850828729281768,"d":"1.685"},{"v":1.5061728395061729,"d":"1.506"},{"v":1.4186046511627908,"d":"1.419"},{"v":1.358574610244989,"d":"1.359"},{"v":1.2248995983935742,"d":"1.225"},{"v":1.0683012259194395,"d":"1.068"},{"v":1.096136567834681,"d":"1.096"},{"v":1.009933774834437,"d":"1.010"},{"v":0.8478109798471161,"d":"0.848"},{"v":0.778557753669432,"d":"0.779"}]
[null,"VTX1 L 1300",1300,135,167,260,412,518,589,697,772,863,916,957,1061,1217,1186,1287,1533,1670]
[{"$nulls":3},{"v":9.62962962962963,"d":"9.630"},{"v":7.7844311377245505,"d":"7.784"},{"v":5,"d":"5.000"},{"v":3.1553398058252426,"d":"3.155"},{"v":2.5096525096525095,"d":"2.510"},{"v":2.2071307300509337,"d":"2.207"},{"v":1.8651362984218078,"d":"1.865"},{"v":1.6839378238341969,"d":"1.684"},{"v":1.5063731170336037,"d":"1.506"},{"v":1.4192139737991267,"d":"1.419"},{"v":1.3584117032392895,"d":"1.358"},{"v":1.2252591894439209,"d":"1.225"},{"v":1.0682004930156122,"d":"1.068"},{"v":1.0961214165261384,"d":"1.096"},{"v":1.0101010101010102,"d":"1.010"},{"v":0.8480104370515329,"d":"0.848"},{"v":0.7784431137724551,"d":"0.778"}]
[null,"VTX1 L 1400",1400,146,180,280,444,558,634,750,831,930,987,1030,1142,1310,1278,1386,1651,1799]
[{"$nulls":3},{"v":9.58904109589041,"d":"9.589"},{"v":7.777777777777778,"d":"7.778"},{"v":5,"d":"5.000"},{"v":3.1531531531531534,"d":"3.153"},{"v":2.5089605734767026,"d":"2.509"},{"v":2.2082018927444795,"d":"2.208"},{"v":1.8666666666666667,"d":"1.867"},{"v":1.6847172081829123,"d":"1.685"},{"v":1.5053763440860215,"d":"1.505"},{"v":1.4184397163120568,"d":"1.418"},{"v":1.3592233009708738,"d":"1.359"},{"v":1.2259194395796849,"d":"1.226"},{"v":1.0687022900763359,"d":"1.069"},{"v":1.0954616588419406,"d":"1.095"},{"v":1.0101010101010102,"d":"1.010"},{"v":0.8479709267110842,"d":"0.848"},{"v":0.7782101167315175,"d":"0.778"}]
[null,"VTX1 L 1500",1500,156,193,300,475,597,679,804,890,996,1057,1104,1224,1404,1369,1485,1769,1927]
[{"$nulls":3},{"v":9.615384615384615,"d":"9.615"},{"v":7.772020725388601,"d":"7.772"},{"v":5,"d":"5.000"},{"v":3.1578947368421053,"d":"3.158"},{"v":2.512562814070352,"d":"2.513"},{"v":2.2091310751104567,"d":"2.209"},{"v":1.8656716417910448,"d":"1.866"},{"v":1.6853932584269662,"d":"1.685"},{"v":1.5060240963855422,"d":"1.506"},{"v":1.4191106906338695,"d":"1.419"},{"v":1.358695652173913,"d":"1.359"},{"v":1.2254901960784315,"d":"1.225"},{"v":1.0683760683760684,"d":"1.068"},{"v":1.095690284879474,"d":"1.096"},{"v":1.0101010101010102,"d":"1.010"},{"v":0.847936687394008,"d":"0.848"},{"v":0.7784120394395433,"d":"0.778"}]
[null,"VTX1 L 1600",1600,166,206,320,507,637,725,857,950,1062,1128,1178,1306,1498,1460,1584,1887,2055]
[{"$nulls":3},{"v":9.63855421686747,"d":"9.639"},{"v":7.766990291262136,"d":"7.767"},{"v":5,"d":"5.000"},{"v":3.155818540433925,"d":"3.156"},{"v":2.511773940345369,"d":"2.512"},{"v":2.206896551724138,"d":"2.207"},{"v":1.866977829638273,"d":"1.867"},{"v":1.6842105263157894,"d":"1.684"},{"v":1.5065913370998116,"d":"1.507"},{"v":1.4184397163120568,"d":"1.418"},{"v":1.3582342954159592,"d":"1.358"},{"v":1.225114854517611,"d":"1.225"},{"v":1.0680907877169559,"d":"1.068"},{"v":1.095890410958904,"d":"1.096"},{"v":1.0101010101010102,"d":"1.010"},{"v":0.8479067302596714,"d":"0.848"},{"v":0.7785888077858881,"d":"0.779"}]
[null,"VTX1 L 1700",1700,177,219,340,539,677,770,911,1009,1129,1198,1251,1387,1591,1551,1683,2005,2184]
[{"$nulls":3},{"v":9.6045197740113,"d":"9.605"},{"v":7.762557077625571,"d":"7.763"},{"v":5,"d":"5.000"},{"v":3.1539888682745825,"d":"3.154"},{"v":2.511078286558346,"d":"2.511"},{"v":2.207792207792208,"d":"2.208"},{"v":1.8660812294182216,"d":"1.866"},{"v":1.6848364717542121,"d":"1.685"},{"v":1.5057573073516386,"d":"1.506"},{"v":1.4190317195325544,"d":"1.419"},{"v":1.3589128697042365,"d":"1.359"},{"v":1.225666906993511,"d":"1.226"},{"v":1.0685103708359522,"d":"1.069"},{"v":1.0960670535138621,"d":"1.096"},{"v":1.0101010101010102,"d":"1.010"},{"v":0.8478802992518704,"d":"0.848"},{"v":0.7783882783882784,"d":"0.778"}]
[{"$nulls":3},{"v":278.914782001979,"d":"279"},{"v":225.2586022752873,"d":"225"},145,{"v":91.51636742701533,"d":"92"},{"v":72.82296495478924,"d":"73"},{"v":64.04231542928162,"d":"64"},{"v":54.11709413285336,"d":"54"},{"v":48.85637637649353,"d":"49"},{"v":43.666687371178945,"d":"44"},{"v":41.15441345304821,"d":"41"},{"v":39.40870877167992,"d":"39"},{"v":35.54243141972621,"d":"36"},{"v":30.986945637596552,"d":"31"},{"v":31.779739951102986,"d":"32"},{"v":29.29252407669444,"d":"29"},{"v":24.591931473029227,"d":"25"},{"v":22.571409562568892,"d":"23"}]
[null,"Minutes",null,600,480,300,180,120,90,60,45,30,20,15,10,5,1]
[null,"Kt",null,{"v":9.617751103516518,"d":"9.618"},{"v":7.767538009492665,"d":"7.768"},{"v":5,"d":"5.000"},{"v":3.1557368078281147,"d":"3.156"},{"v":2.5111367225789394,"d":"2.511"},{"v":2.2083557044579867,"d":"2.208"},{"v":1.8661066942363227,"d":"1.866"},{"v":1.6847026336721906,"d":"1.685"},{"v":1.505747840385481,"d":"1.506"},{"v":1.4191177052775243,"d":"1.419"},{"v":1.3589209921268937,"d":"1.359"},{"v":1.225601083438835,"d":"1.226"},{"v":1.0685153668136742,"d":"1.069"},{"v":1.095853101762172,"d":"1.096"},{"v":1.0100870371273944,"d":"1.010"},{"v":0.8479976370010078,"d":"0.848"},{"v":0.7783244676747894,"d":"0.778"}]
[]
[null,"M Range"]
[null,"Performance after prolonged float charge of fully charged cells",{"$nulls":5},"Final voltage: 1.00 V/cell"]
[null,"Available amperes at +20ºC ± 5ºC (+68ºF ± 9ºF)"]
[null,"Vantex","C5","HOURS",{"$nulls":6},"MINUTES",{"$nulls":6},"SECONDS"]
[null,"type","Ah","10 h","8h","5h","3h","2h","1.5 h","1h","45 min "," 30 min  ","20 min  ","15 min "," 10 min","5 min","1 min","30 s","5s","1s"]
[null,"VTX1 M 8",8,0.82,1.02,{"v":1.6,"d":"1.60"},{"v":2.6,"d":"2.60"},3.72,4.66,6.61,7.91,9.79,11.6,12.9,14.3,16.9,17.4,19.1,23.7,27.5]
[{"$nulls":3},{"v":9.75609756097561,"d":"9.756"},{"v":7.8431372549019605,"d":"7.843"},{"v":5,"d":"5.000"},{"v":3.0769230769230766,"d":"3.077"},{"v":2.150537634408602,"d":"2.151"},{"v":1.7167381974248928,"d":"1.717"},{"v":1.210287443267776,"d":"1.210"},{"v":1.011378002528445,"d":"1.011"},{"v":0.8171603677221655,"d":"0.817"},{"v":0.6896551724137931,"d":"0.690"},{"v":0.6201550387596899,"d":"0.620"},{"v":0.5594405594405594,"d":"0.559"},{"v":0.4733727810650888,"d":"0.473"},{"v":0.4597701149425288,"d":"0.460"},{"v":0.41884816753926696,"d":"0.419"},{"v":0.33755274261603374,"d":"0.338"},{"v":0.2909090909090909,"d":"0.291"}]
[null,"VTX1 M 16",16,1.65,2.04,{"v":3.2,"d":"3.20"},{"v":5.2,"d":"5.20"},7.44,9.32,13.2,15.8,19.6,23.1,25.9,28.7,33.7,34.8,38.2,47.5,55.1]
[{"$nulls":3},{"v":9.696969696969697,"d":"9.697"},{"v":7.8431372549019605,"d":"7.843"},{"v":5,"d":"5.000"},{"v":3.0769230769230766,"d":"3.077"},{"v":2.150537634408602,"d":"2.151"},{"v":1.7167381974248928,"d":"1.717"},{"v":1.2121212121212122,"d":"1.212"},{"v":1.0126582278481011,"d":"1.013"},{"v":0.8163265306122448,"d":"0.816"},{"v":0.6926406926406926,"d":"0.693"},{"v":0.6177606177606177,"d":"0.618"},{"v":0.5574912891986062,"d":"0.557"},{"v":0.4747774480712166,"d":"0.475"},{"v":0.4597701149425288,"d":"0.460"},{"v":0.41884816753926696,"d":"0.419"},{"v":0.3368421052631579,"d":"0.337"},{"v":0.29038112522686027,"d":"0.290"}]
[null,"VTX1 M 24",24,2.47,3.06,{"v":4.8,"d":"4.80"},{"v":7.8,"d":"7.80"},11.2,{"v":14,"d":"14.0"},19.8,23.7,29.4,34.7,38.8,{"v":43,"d":"43.0"},50.6,52.2,57.3,71.2,82.6]
[{"$nulls":3},{"v":9.7165991902834,"d":"9.717"},{"v":7.8431372549019605,"d":"7.843"},{"v":5,"d":"5.000"},{"v":3.076923076923077,"d":"3.077"},{"v":2.142857142857143,"d":"2.143"},{"v":1.7142857142857142,"d":"1.714"},{"v":1.2121212121212122,"d":"1.212"},{"v":1.0126582278481013,"d":"1.013"},{"v":0.8163265306122449,"d":"0.816"},{"v":0.6916426512968299,"d":"0.692"},{"v":0.6185567010309279,"d":"0.619"},{"v":0.5581395348837209,"d":"0.558"},{"v":0.4743083003952569,"d":"0.474"},{"v":0.45977011494252873,"d":"0.460"},{"v":0.418848167539267,"d":"0.419"},{"v":0.33707865168539325,"d":"0.337"},{"v":0.2905569007263923,"d":"0.291"}]
[null,"VTX1 M 32",32,{"v":3.3,"d":"3.30"},4.08,{"v":6.4,"d":"6.40"},10.4,14.9,18.6,26.4,31.6,39.1,46.2,51.7,57.4,67.5,69.6,76.5,{"v":95,"d":"95.0"},110]
[{"$nulls":3},{"v":9.696969696969697,"d":"9.697"},{"v":7.8431372549019605,"d":"7.843"},{"v":5,"d":"5.000"},{"v":3.0769230769230766,"d":"3.077"},{"v":2.1476510067114094,"d":"2.148"},{"v":1.7204301075268815,"d":"1.720"},{"v":1.2121212121212122,"d":"1.212"},{"v":1.0126582278481011,"d":"1.013"},{"v":0.8184143222506394,"d":"0.818"},{"v":0.6926406926406926,"d":"0.693"},{"v":0.6189555125725338,"d":"0.619"},{"v":0.5574912891986062,"d":"0.557"},{"v":0.4740740740740741,"d":"0.474"},{"v":0.4597701149425288,"d":"0.460"},{"v":0.41830065359477125,"d":"0.418"},{"v":0.3368421052631579,"d":"0.337"},{"v":0.2909090909090909,"d":"0.291"}]
[null,"VTX1 M 40",40,4.12,{"v":5.1,"d":"5.10"},{"v":8,"d":"8.00"},{"v":13,"d":"13.0"},18.6,23.3,33.1,39.6,48.9,57.8,64.7,71.7,84.4,{"v":87,"d":"87.0"},95.6,119,138]
[{"$nulls":3},{"v":9.70873786407767,"d":"9.709"},{"v":7.843137254901961,"d":"7.843"},{"v":5,"d":"5.000"},{"v":3.076923076923077,"d":"3.077"},{"v":2.150537634408602,"d":"2.151"},{"v":1.7167381974248928,"d":"1.717"},{"v":1.2084592145015105,"d":"1.208"},{"v":1.0101010101010102,"d":"1.010"},{"v":0.8179959100204499,"d":"0.818"},{"v":0.6920415224913495,"d":"0.692"},{"v":0.6182380216383307,"d":"0.618"},{"v":0.5578800557880056,"d":"0.558"},{"v":0.4739336492890995,"d":"0.474"},{"v":0.45977011494252873,"d":"0.460"},{"v":0.4184100418410042,"d":"0.418"},{"v":0.33613445378151263,"d":"0.336"},{"v":0.2898550724637681,"d":"0.290"}]
[null,"VTX1 M 48",48,4.94,6.12,{"v":9.6,"d":"9.60"},15.6,22.3,{"v":28,"d":"28.0"},39.7,47.5,58.7,69.4,77.6,86.1,101,104,115,142,165]
[{"$nulls":3},{"v":9.7165991902834,"d":"9.717"},{"v":7.8431372549019605,"d":"7.843"},{"v":5,"d":"5.000"},{"v":3.076923076923077,"d":"3.077"},{"v":2.1524663677130045,"d":"2.152"},{"v":1.7142857142857142,"d":"1.714"},{"v":1.2090680100755666,"d":"1.209"},{"v":1.0105263157894737,"d":"1.011"},{"v":0.817717206132879,"d":"0.818"},{"v":0.6916426512968299,"d":"0.692"},{"v":0.6185567010309279,"d":"0.619"},{"v":0.5574912891986064,"d":"0.557"},{"v":0.4752475247524752,"d":"0.475"},{"v":0.46153846153846156,"d":"0.462"},{"v":0.41739130434782606,"d":"0.417"},{"v":0.3380281690140845,"d":"0.338"},{"v":0.2909090909090909,"d":"0.291"}]
[null,"VTX1 M 65",65,{"v":6.7,"d":"6.70"},8.29,{"v":13,"d":"13.0"},21.1,30.2,37.9,53.7,64.3,79.5,93.9,105,117,137,141,155,193,224]
[{"$nulls":3},{"v":9.701492537313433,"d":"9.701"},{"v":7.840772014475272,"d":"7.841"},{"v":5,"d":"5.000"},{"v":3.0805687203791465,"d":"3.081"},{"v":2.152317880794702,"d":"2.152"},{"v":1.7150395778364116,"d":"1.715"},{"v":1.2104283054003724,"d":"1.210"},{"v":1.010886469673406,"d":"1.011"},{"v":0.8176100628930818,"d":"0.818"},{"v":0.6922257720979765,"d":"0.692"},{"v":0.6190476190476191,"d":"0.619"},{"v":0.5555555555555556,"d":"0.556"},{"v":0.4744525547445255,"d":"0.474"},{"v":0.46099290780141844,"d":"0.461"},{"v":0.41935483870967744,"d":"0.419"},{"v":0.33678756476683935,"d":"0.337"},{"v":0.29017857142857145,"d":"0.290"}]
[null,"Minutes",null,600,480,300,180,120,90,60,45,30,20,15,10,5,1]
[null,"Kt",null,{"v":9.713352248124702,"d":"9.713"},{"v":7.842799363412434,"d":"7.843"},{"v":5,"d":"5.000"},{"v":3.0774438831310866,"d":"3.077"},{"v":2.1495579001860095,"d":"2.150"},{"v":1.7163222437441996,"d":"1.716"},{"v":1.21065808708698,"d":"1.211"},{"v":1.0115523545195197,"d":"1.012"},{"v":0.8173644186062435,"d":"0.817"},{"v":0.6917841649825949,"d":"0.692"},{"v":0.6187528874058067,"d":"0.619"},{"v":0.5576413676090943,"d":"0.558"},{"v":0.4743094760559624,"d":"0.474"},{"v":0.460197420578932,"d":"0.460"},{"v":0.41857162015872573,"d":"0.419"},{"v":0.33703797034145416,"d":"0.337"},{"v":0.29052842036755205,"d":"0.291"}]
[]
[null,"VTX1 M 75",75,7.73,9.56,{"v":15,"d":"15.0"},24.3,34.5,43.2,62.7,74.6,91.1,104,111,118,135,137,147,174,191]
[{"$nulls":3},{"v":9.702457956015524,"d":"9.702"},{"v":7.845188284518828,"d":"7.845"},{"v":5,"d":"5.000"},{"v":3.0864197530864197,"d":"3.086"},{"v":2.1739130434782608,"d":"2.174"},{"v":1.736111111111111,"d":"1.736"},{"v":1.1961722488038278,"d":"1.196"},{"v":1.0053619302949062,"d":"1.005"},{"v":0.8232711306256861,"d":"0.823"},{"v":0.7211538461538461,"d":"0.721"},{"v":0.6756756756756757,"d":"0.676"},{"v":0.635593220338983,"d":"0.636"},{"v":0.5555555555555556,"d":"0.556"},{"v":0.5474452554744526,"d":"0.547"},{"v":0.5102040816326531,"d":"0.510"},{"v":0.43103448275862066,"d":"0.431"},{"v":0.39267015706806285,"d":"0.393"}]
[null,"VTX1 M 100",100,10.3,12.8,{"v":20,"d":"20.0"},32.3,{"v":46,"d":"46.0"},57.6,83.6,99.5,121,138,148,157,180,182,196,231,255]
[{"$nulls":3},{"v":9.70873786407767,"d":"9.709"},{"v":7.8125,"d":"7.813"},{"v":5,"d":"5.000"},{"v":3.0959752321981426,"d":"3.096"},{"v":2.1739130434782608,"d":"2.174"},{"v":1.7361111111111112,"d":"1.736"},{"v":1.1961722488038278,"d":"1.196"},{"v":1.0050251256281406,"d":"1.005"},{"v":0.8264462809917356,"d":"0.826"},{"v":0.7246376811594203,"d":"0.725"},{"v":0.6756756756756757,"d":"0.676"},{"v":0.6369426751592356,"d":"0.637"},{"v":0.5555555555555556,"d":"0.556"},{"v":0.5494505494505495,"d":"0.549"},{"v":0.5102040816326531,"d":"0.510"},{"v":0.4329004329004329,"d":"0.433"},{"v":0.39215686274509803,"d":"0.392"}]
[null,"VTX1 M 125",125,12.9,15.9,{"v":25,"d":"25.0"},40.4,57.5,{"v":72,"d":"72.0"},105,124,152,173,185,196,225,228,245,289,318]
[{"$nulls":3},{"v":9.689922480620154,"d":"9.690"},{"v":7.861635220125786,"d":"7.862"},{"v":5,"d":"5.000"},{"v":3.094059405940594,"d":"3.094"},{"v":2.1739130434782608,"d":"2.174"},{"v":1.7361111111111112,"d":"1.736"},{"v":1.1904761904761905,"d":"1.190"},{"v":1.0080645161290323,"d":"1.008"},{"v":0.8223684210526315,"d":"0.822"},{"v":0.7225433526011561,"d":"0.723"},{"v":0.6756756756756757,"d":"0.676"},{"v":0.6377551020408163,"d":"0.638"},{"v":0.5555555555555556,"d":"0.556"},{"v":0.5482456140350878,"d":"0.548"},{"v":0.5102040816326531,"d":"0.510"},{"v":0.43252595155709345,"d":"0.433"},{"v":0.39308176100628933,"d":"0.393"}]
[null,"VTX1 M 150",150,15.5,19.1,{"v":30,"d":"30.0"},48.5,{"v":69,"d":"69.0"},86.4,125,149,182,207,222,235,270,274,294,347,382]
[{"$nulls":3},{"v":9.67741935483871,"d":"9.677"},{"v":7.853403141361256,"d":"7.853"},{"v":5,"d":"5.000"},{"v":3.0927835051546393,"d":"3.093"},{"v":2.1739130434782608,"d":"2.174"},{"v":1.736111111111111,"d":"1.736"},{"v":1.2,"d":"1.200"},{"v":1.0067114093959733,"d":"1.007"},{"v":0.8241758241758241,"d":"0.824"},{"v":0.7246376811594203,"d":"0.725"},{"v":0.6756756756756757,"d":"0.676"},{"v":0.6382978723404256,"d":"0.638"},{"v":0.5555555555555556,"d":"0.556"},{"v":0.5474452554744526,"d":"0.547"},{"v":0.5102040816326531,"d":"0.510"},{"v":0.4322766570605187,"d":"0.432"},{"v":0.39267015706806285,"d":"0.393"}]
[null,"VTX1 M 170",170,17.5,21.7,{"v":34,"d":"34.0"},{"v":55,"d":"55.0"},78.2,97.9,142,169,206,235,251,267,306,310,334,393,433]
[{"$nulls":3},{"v":9.714285714285714,"d":"9.714"},{"v":7.8341013824884795,"d":"7.834"},{"v":5,"d":"5.000"},{"v":3.090909090909091,"d":"3.091"},{"v":2.1739130434782608,"d":"2.174"},{"v":1.7364657814096016,"d":"1.736"},{"v":1.1971830985915493,"d":"1.197"},{"v":1.0059171597633136,"d":"1.006"},{"v":0.8252427184466019,"d":"0.825"},{"v":0.723404255319149,"d":"0.723"},{"v":0.6772908366533864,"d":"0.677"},{"v":0.6367041198501873,"d":"0.637"},{"v":0.5555555555555556,"d":"0.556"},{"v":0.5483870967741935,"d":"0.548"},{"v":0.5089820359281437,"d":"0.509"},{"v":0.43256997455470736,"d":"0.433"},{"v":0.39260969976905313,"d":"0.393"}]
[null,"VTX1 M 195",195,20.1,24.9,{"v":39,"d":"39.0"},63.1,89.7,112,163,194,237,269,288,306,351,356,383,451,497]
[{"$nulls":3},{"v":9.701492537313433,"d":"9.701"},{"v":7.83132530120482,"d":"7.831"},{"v":5,"d":"5.000"},{"v":3.0903328050713155,"d":"3.090"},{"v":2.1739130434782608,"d":"2.174"},{"v":1.7410714285714286,"d":"1.741"},{"v":1.196319018404908,"d":"1.196"},{"v":1.0051546391752577,"d":"1.005"},{"v":0.8227848101265823,"d":"0.823"},{"v":0.724907063197026,"d":"0.725"},{"v":0.6770833333333334,"d":"0.677"},{"v":0.6372549019607843,"d":"0.637"},{"v":0.5555555555555556,"d":"0.556"},{"v":0.547752808988764,"d":"0.548"},{"v":0.5091383812010444,"d":"0.509"},{"v":0.43237250554323725,"d":"0.432"},{"v":0.39235412474849096,"d":"0.392"}]
[null,"VTX1 M 220",220,22.7,28.1,{"v":44,"d":"44.0"},71.1,101,127,184,219,267,304,325,345,396,401,432,509,560]
[{"$nulls":3},{"v":9.691629955947137,"d":"9.692"},{"v":7.829181494661921,"d":"7.829"},{"v":5,"d":"5.000"},{"v":3.0942334739803097,"d":"3.094"},{"v":2.1782178217821784,"d":"2.178"},{"v":1.7322834645669292,"d":"1.732"},{"v":1.1956521739130435,"d":"1.196"},{"v":1.004566210045662,"d":"1.005"},{"v":0.8239700374531835,"d":"0.824"},{"v":0.7236842105263158,"d":"0.724"},{"v":0.676923076923077,"d":"0.677"},{"v":0.6376811594202898,"d":"0.638"},{"v":0.5555555555555556,"d":"0.556"},{"v":0.5486284289276808,"d":"0.549"},{"v":0.5092592592592593,"d":"0.509"},{"v":0.43222003929273084,"d":"0.432"},{"v":0.39285714285714285,"d":"0.393"}]
[null,"VTX1 M 245",245,25.2,31.2,{"v":49,"d":"49.0"},79.2,113,141,205,244,298,338,362,384,441,447,481,567,624]
[{"$nulls":3},{"v":9.722222222222223,"d":"9.722"},{"v":7.852564102564103,"d":"7.853"},{"v":5,"d":"5.000"},{"v":3.0934343434343434,"d":"3.093"},{"v":2.168141592920354,"d":"2.168"},{"v":1.7375886524822695,"d":"1.738"},{"v":1.1951219512195121,"d":"1.195"},{"v":1.0040983606557377,"d":"1.004"},{"v":0.8221476510067114,"d":"0.822"},{"v":0.7248520710059172,"d":"0.725"},{"v":0.6767955801104972,"d":"0.677"},{"v":0.6380208333333334,"d":"0.638"},{"v":0.5555555555555556,"d":"0.556"},{"v":0.5480984340044742,"d":"0.548"},{"v":0.5093555093555093,"d":"0.509"},{"v":0.43209876543209874,"d":"0.432"},{"v":0.3926282051282051,"d":"0.393"}]
[null,"VTX1 M 270",270,27.8,34.4,{"v":54,"d":"54.0"},87.3,124,156,226,269,328,373,399,424,486,493,530,625,688]
[{"$nulls":3},{"v":9.712230215827338,"d":"9.712"},{"v":7.848837209302326,"d":"7.849"},{"v":5,"d":"5.000"},{"v":3.0927835051546393,"d":"3.093"},{"v":2.1774193548387095,"d":"2.177"},{"v":1.7307692307692308,"d":"1.731"},{"v":1.1946902654867257,"d":"1.195"},{"v":1.003717472118959,"d":"1.004"},{"v":0.823170731707317,"d":"0.823"},{"v":0.7238605898123325,"d":"0.724"},{"v":0.6766917293233082,"d":"0.677"},{"v":0.6367924528301887,"d":"0.637"},{"v":0.5555555555555556,"d":"0.556"},{"v":0.5476673427991886,"d":"0.548"},{"v":0.5094339622641509,"d":"0.509"},0.432,{"v":0.39244186046511625,"d":"0.392"}]
[null,"VTX1 M 295",295,30.4,37.6,{"v":59,"d":"59.0"},95.4,136,170,247,294,358,407,436,463,530,538,579,682,751]
[{"$nulls":3},{"v":9.703947368421053,"d":"9.704"},{"v":7.845744680851063,"d":"7.846"},{"v":5,"d":"5.000"},{"v":3.092243186582809,"d":"3.092"},{"v":2.1691176470588234,"d":"2.169"},{"v":1.7352941176470589,"d":"1.735"},{"v":1.194331983805668,"d":"1.194"},{"v":1.0034013605442176,"d":"1.003"},{"v":0.8240223463687151,"d":"0.824"},{"v":0.7248157248157249,"d":"0.725"},{"v":0.676605504587156,"d":"0.677"},{"v":0.6371490280777538,"d":"0.637"},{"v":0.5566037735849056,"d":"0.557"},{"v":0.5483271375464684,"d":"0.548"},{"v":0.5094991364421416,"d":"0.509"},{"v":0.43255131964809385,"d":"0.433"},{"v":0.39280958721704395,"d":"0.393"}]
[null,"VTX1 M 320",320,{"v":33,"d":"33.0"},40.8,{"v":64,"d":"64.0"},103,147,184,268,318,389,442,473,502,575,584,628,740,815]
[{"$nulls":3},{"v":9.696969696969697,"d":"9.697"},{"v":7.843137254901961,"d":"7.843"},{"v":5,"d":"5.000"},{"v":3.1067961165048543,"d":"3.107"},{"v":2.17687074829932,"d":"2.177"},{"v":1.7391304347826086,"d":"1.739"},{"v":1.1940298507462686,"d":"1.194"},{"v":1.0062893081761006,"d":"1.006"},{"v":0.8226221079691517,"d":"0.823"},{"v":0.7239819004524887,"d":"0.724"},{"v":0.6765327695560254,"d":"0.677"},{"v":0.6374501992031872,"d":"0.637"},{"v":0.5565217391304348,"d":"0.557"},{"v":0.547945205479452,"d":"0.548"},{"v":0.5095541401273885,"d":"0.510"},{"v":0.43243243243243246,"d":"0.432"},{"v":0.39263803680981596,"d":"0.393"}]
[null,"VTX1 M 345",345,35.5,{"v":44,"d":"44.0"},{"v":69,"d":"69.0"},112,159,199,288,343,419,476,510,541,620,629,677,798,879]
[{"$nulls":3},{"v":9.71830985915493,"d":"9.718"},{"v":7.840909090909091,"d":"7.841"},{"v":5,"d":"5.000"},{"v":3.080357142857143,"d":"3.080"},{"v":2.169811320754717,"d":"2.170"},{"v":1.7336683417085428,"d":"1.734"},{"v":1.1979166666666667,"d":"1.198"},{"v":1.0058309037900874,"d":"1.006"},{"v":0.8233890214797136,"d":"0.823"},{"v":0.7247899159663865,"d":"0.725"},{"v":0.6764705882352942,"d":"0.676"},{"v":0.6377079482439926,"d":"0.638"},{"v":0.5564516129032258,"d":"0.556"},{"v":0.548489666136725,"d":"0.548"},{"v":0.5096011816838996,"d":"0.510"},{"v":0.4323308270676692,"d":"0.432"},{"v":0.3924914675767918,"d":"0.392"}]
[null,"VTX1 M 370",370,38.1,47.2,{"v":74,"d":"74.0"},120,170,213,309,368,449,511,547,580,665,675,726,856,943]
[{"$nulls":3},{"v":9.711286089238845,"d":"9.711"},{"v":7.838983050847457,"d":"7.839"},{"v":5,"d":"5.000"},{"v":3.0833333333333335,"d":"3.083"},{"v":2.176470588235294,"d":"2.176"},{"v":1.7370892018779343,"d":"1.737"},{"v":1.197411003236246,"d":"1.197"},{"v":1.0054347826086956,"d":"1.005"},{"v":0.8240534521158129,"d":"0.824"},{"v":0.7240704500978473,"d":"0.724"},{"v":0.676416819012797,"d":"0.676"},{"v":0.6379310344827587,"d":"0.638"},{"v":0.556390977443609,"d":"0.556"},{"v":0.5481481481481482,"d":"0.548"},{"v":0.509641873278237,"d":"0.510"},{"v":0.4322429906542056,"d":"0.432"},{"v":0.39236479321314954,"d":"0.392"}]
[null,"VTX1 M 395",395,40.7,50.4,{"v":79,"d":"79.0"},128,182,228,330,393,480,545,584,620,710,721,775,914,1006]
[{"$nulls":3},{"v":9.705159705159705,"d":"9.705"},{"v":7.837301587301588,"d":"7.837"},{"v":5,"d":"5.000"},{"v":3.0859375,"d":"3.086"},{"v":2.17032967032967,"d":"2.170"},{"v":1.7324561403508771,"d":"1.732"},{"v":1.196969696969697,"d":"1.197"},{"v":1.005089058524173,"d":"1.005"},{"v":0.8229166666666666,"d":"0.823"},{"v":0.7247706422018348,"d":"0.725"},{"v":0.6763698630136986,"d":"0.676"},{"v":0.6370967741935484,"d":"0.637"},{"v":0.5563380281690141,"d":"0.556"},{"v":0.5478502080443828,"d":"0.548"},{"v":0.5096774193548387,"d":"0.510"},{"v":0.43216630196936545,"d":"0.432"},{"v":0.3926441351888668,"d":"0.393"}]
[null,"VTX1 M 420",420,43.3,53.6,{"v":84,"d":"84.0"},136,193,242,351,418,510,580,621,659,755,766,824,972,1070]
[{"$nulls":3},{"v":9.699769053117784,"d":"9.700"},{"v":7.835820895522388,"d":"7.836"},{"v":5,"d":"5.000"},{"v":3.088235294117647,"d":"3.088"},{"v":2.1761658031088085,"d":"2.176"},{"v":1.7355371900826446,"d":"1.736"},{"v":1.1965811965811965,"d":"1.197"},{"v":1.0047846889952152,"d":"1.005"},{"v":0.8235294117647058,"d":"0.824"},{"v":0.7241379310344828,"d":"0.724"},{"v":0.6763285024154589,"d":"0.676"},{"v":0.637329286798179,"d":"0.637"},{"v":0.5562913907284768,"d":"0.556"},{"v":0.5483028720626631,"d":"0.548"},{"v":0.5097087378640777,"d":"0.510"},{"v":0.43209876543209874,"d":"0.432"},{"v":0.3925233644859813,"d":"0.393"}]
[null,"VTX1 M 445",445,45.8,56.7,{"v":89,"d":"89.0"},144,205,256,372,443,540,614,658,698,800,812,873,1029,1134]
[{"$nulls":3},{"v":9.716157205240176,"d":"9.716"},{"v":7.848324514991181,"d":"7.848"},{"v":5,"d":"5.000"},{"v":3.0902777777777777,"d":"3.090"},{"v":2.1707317073170733,"d":"2.171"},{"v":1.73828125,"d":"1.738"},{"v":1.196236559139785,"d":"1.196"},{"v":1.0045146726862302,"d":"1.005"},{"v":0.8240740740740741,"d":"0.824"},{"v":0.7247557003257329,"d":"0.725"},{"v":0.6762917933130699,"d":"0.676"},{"v":0.6375358166189111,"d":"0.638"},{"v":0.55625,"d":"0.556"},{"v":0.5480295566502463,"d":"0.548"},{"v":0.5097365406643757,"d":"0.510"},{"v":0.4324586977648202,"d":"0.432"},{"v":0.3924162257495591,"d":"0.392"}]
[null,"VTX1 M 490",490,50.5,62.5,{"v":98,"d":"98.0"},158,225,282,410,488,595,676,725,769,881,894,961,1134,1248]
[{"$nulls":3},{"v":9.702970297029703,"d":"9.703"},{"v":7.84,"d":"7.840"},{"v":5,"d":"5.000"},{"v":3.1012658227848102,"d":"3.101"},{"v":2.1777777777777776,"d":"2.178"},{"v":1.7375886524822695,"d":"1.738"},{"v":1.1951219512195121,"d":"1.195"},{"v":1.0040983606557377,"d":"1.004"},{"v":0.8235294117647058,"d":"0.824"},{"v":0.7248520710059172,"d":"0.725"},{"v":0.6758620689655173,"d":"0.676"},{"v":0.6371911573472041,"d":"0.637"},{"v":0.5561861520998865,"d":"0.556"},{"v":0.5480984340044742,"d":"0.548"},{"v":0.5098855359001041,"d":"0.510"},{"v":0.43209876543209874,"d":"0.432"},{"v":0.3926282051282051,"d":"0.393"}]
[null,"VTX1 M 540",540,55.6,68.9,108,175,248,311,451,537,656,745,799,847,971,985,1060,1249,1376]
[{"$nulls":3},{"v":9.712230215827338,"d":"9.712"},{"v":7.837445573294629,"d":"7.837"},{"v":5,"d":"5.000"},{"v":3.085714285714286,"d":"3.086"},{"v":2.1774193548387095,"d":"2.177"},{"v":1.7363344051446945,"d":"1.736"},{"v":1.1973392461197339,"d":"1.197"},{"v":1.005586592178771,"d":"1.006"},{"v":0.823170731707317,"d":"0.823"},{"v":0.7248322147651006,"d":"0.725"},{"v":0.6758448060075094,"d":"0.676"},{"v":0.6375442739079102,"d":"0.638"},{"v":0.5561277033985582,"d":"0.556"},{"v":0.5482233502538071,"d":"0.548"},{"v":0.5094339622641509,"d":"0.509"},{"v":0.4323458767013611,"d":"0.432"},{"v":0.39244186046511625,"d":"0.392"}]
[null,"VTX1 M 590",590,60.8,75.2,118,191,271,340,493,587,716,814,873,926,1061,1076,1158,1365,1503]
[{"$nulls":3},{"v":9.703947368421053,"d":"9.704"},{"v":7.845744680851063,"d":"7.846"},{"v":5,"d":"5.000"},{"v":3.089005235602094,"d":"3.089"},{"v":2.177121771217712,"d":"2.177"},{"v":1.7352941176470589,"d":"1.735"},{"v":1.1967545638945234,"d":"1.197"},{"v":1.0051107325383304,"d":"1.005"},{"v":0.8240223463687151,"d":"0.824"},{"v":0.7248157248157249,"d":"0.725"},{"v":0.6758304696449027,"d":"0.676"},{"v":0.6371490280777538,"d":"0.637"},{"v":0.5560791705937794,"d":"0.556"},{"v":0.5483271375464684,"d":"0.548"},{"v":0.5094991364421416,"d":"0.509"},{"v":0.43223443223443225,"d":"0.432"},{"v":0.3925482368596141,"d":"0.393"}]
[null,"VTX1 M 640",640,65.9,81.6,128,207,294,369,535,637,777,883,947,1004,1151,1168,1256,1481,1630]
[{"$nulls":3},{"v":9.711684370257966,"d":"9.712"},{"v":7.843137254901961,"d":"7.843"},{"v":5,"d":"5.000"},{"v":3.0917874396135265,"d":"3.092"},{"v":2.17687074829932,"d":"2.177"},{"v":1.7344173441734418,"d":"1.734"},{"v":1.1962616822429906,"d":"1.196"},{"v":1.0047095761381475,"d":"1.005"},{"v":0.8236808236808236,"d":"0.824"},{"v":0.72480181200453,"d":"0.725"},{"v":0.675818373812038,"d":"0.676"},{"v":0.6374501992031872,"d":"0.637"},{"v":0.5560382276281495,"d":"0.556"},{"v":0.547945205479452,"d":"0.548"},{"v":0.5095541401273885,"d":"0.510"},{"v":0.43214044564483456,"d":"0.432"},{"v":0.39263803680981596,"d":"0.393"}]
[null,"VTX1 M 690",690,71.1,{"v":88,"d":"88.0"},138,223,317,397,577,687,838,952,1021,1082,1241,1259,1354,1596,1758]
[{"$nulls":3},{"v":9.704641350210972,"d":"9.705"},{"v":7.840909090909091,"d":"7.841"},{"v":5,"d":"5.000"},{"v":3.094170403587444,"d":"3.094"},{"v":2.176656151419558,"d":"2.177"},{"v":1.7380352644836272,"d":"1.738"},{"v":1.1958405545927209,"d":"1.196"},{"v":1.0043668122270741,"d":"1.004"},{"v":0.8233890214797136,"d":"0.823"},{"v":0.7247899159663865,"d":"0.725"},{"v":0.6758080313418218,"d":"0.676"},{"v":0.6377079482439926,"d":"0.638"},{"v":0.5560032232070911,"d":"0.556"},{"v":0.5480540111199365,"d":"0.548"},{"v":0.5096011816838996,"d":"0.510"},{"v":0.4323308270676692,"d":"0.432"},{"v":0.3924914675767918,"d":"0.392"}]
[null,"VTX1 M 740",740,76.2,94.4,148,239,340,426,619,736,899,1021,1095,1161,1331,1350,1452,1712,1885]
[{"$nulls":3},{"v":9.711286089238845,"d":"9.711"},{"v":7.838983050847457,"d":"7.839"},{"v":5,"d":"5.000"},{"v":3.096234309623431,"d":"3.096"},{"v":2.176470588235294,"d":"2.176"},{"v":1.7370892018779343,"d":"1.737"},{"v":1.1954765751211631,"d":"1.195"},{"v":1.0054347826086956,"d":"1.005"},{"v":0.8231368186874305,"d":"0.823"},{"v":0.7247796278158668,"d":"0.725"},{"v":0.6757990867579908,"d":"0.676"},{"v":0.6373815676141258,"d":"0.637"},{"v":0.5559729526671675,"d":"0.556"},{"v":0.5481481481481482,"d":"0.548"},{"v":0.509641873278237,"d":"0.510"},{"v":0.4322429906542056,"d":"0.432"},{"v":0.3925729442970822,"d":"0.393"}]
[null,"VTX1 M 785",785,80.9,100,157,254,361,452,656,781,953,1084,1161,1231,1412,1432,1540,1816,2000]
[{"$nulls":3},{"v":9.703337453646476,"d":"9.703"},{"v":7.85,"d":"7.850"},{"v":5,"d":"5.000"},{"v":3.090551181102362,"d":"3.091"},{"v":2.1745152354570636,"d":"2.175"},{"v":1.7367256637168142,"d":"1.737"},{"v":1.1966463414634145,"d":"1.197"},{"v":1.0051216389244557,"d":"1.005"},{"v":0.8237145855194123,"d":"0.824"},{"v":0.724169741697417,"d":"0.724"},{"v":0.6761412575366064,"d":"0.676"},{"v":0.6376929325751421,"d":"0.638"},{"v":0.5559490084985835,"d":"0.556"},{"v":0.5481843575418994,"d":"0.548"},{"v":0.5097402597402597,"d":"0.510"},{"v":0.43226872246696035,"d":"0.432"},{"v":0.3925,"d":"0.393"}]
[null,"VTX1 M 835",835,{"v":86,"d":"86.0"},106,167,270,384,481,698,831,1014,1153,1235,1310,1501,1523,1638,1932,2127]
[{"$nulls":3},{"v":9.709302325581396,"d":"9.709"},{"v":7.877358490566038,"d":"7.877"},{"v":5,"d":"5.000"},{"v":3.0925925925925926,"d":"3.093"},{"v":2.1744791666666665,"d":"2.174"},{"v":1.735966735966736,"d":"1.736"},{"v":1.1962750716332378,"d":"1.196"},{"v":1.0048134777376654,"d":"1.005"},{"v":0.8234714003944773,"d":"0.823"},{"v":0.7241977450130095,"d":"0.724"},{"v":0.6761133603238867,"d":"0.676"},{"v":0.6374045801526718,"d":"0.637"},{"v":0.5562958027981346,"d":"0.556"},{"v":0.5482600131319764,"d":"0.548"},{"v":0.5097680097680097,"d":"0.510"},{"v":0.43219461697722567,"d":"0.432"},{"v":0.3925716972261401,"d":"0.393"}]
[null,"VTX1 M 885",885,91.2,113,177,286,407,510,740,881,1075,1222,1309,1388,1591,1615,1737,2047,2254]
[{"$nulls":3},{"v":9.703947368421053,"d":"9.704"},{"v":7.831858407079646,"d":"7.832"},{"v":5,"d":"5.000"},{"v":3.0944055944055946,"d":"3.094"},{"v":2.1744471744471743,"d":"2.174"},{"v":1.7352941176470589,"d":"1.735"},{"v":1.195945945945946,"d":"1.196"},{"v":1.0045402951191829,"d":"1.005"},{"v":0.8232558139534883,"d":"0.823"},{"v":0.7242225859247136,"d":"0.724"},{"v":0.6760886172650878,"d":"0.676"},{"v":0.6376080691642652,"d":"0.638"},{"v":0.5562539283469516,"d":"0.556"},{"v":0.5479876160990712,"d":"0.548"},{"v":0.5094991364421416,"d":"0.509"},{"v":0.4323400097703957,"d":"0.432"},{"v":0.3926353149955634,"d":"0.393"}]
[null,"VTX1 M 935",935,96.3,119,187,302,430,539,782,930,1135,1291,1383,1467,1681,1706,1835,2163,2382]
[{"$nulls":3},{"v":9.709241952232606,"d":"9.709"},{"v":7.857142857142857,"d":"7.857"},{"v":5,"d":"5.000"},{"v":3.096026490066225,"d":"3.096"},{"v":2.1744186046511627,"d":"2.174"},{"v":1.7346938775510203,"d":"1.735"},{"v":1.1956521739130435,"d":"1.196"},{"v":1.0053763440860215,"d":"1.005"},{"v":0.8237885462555066,"d":"0.824"},{"v":0.7242447714949651,"d":"0.724"},{"v":0.6760665220535069,"d":"0.676"},{"v":0.6373551465576005,"d":"0.637"},{"v":0.5562165377751338,"d":"0.556"},{"v":0.5480656506447831,"d":"0.548"},{"v":0.5095367847411444,"d":"0.510"},{"v":0.4322699953767915,"d":"0.432"},{"v":0.39252728799328296,"d":"0.393"}]
[null,"VTX1 M 985",985,101,126,197,318,453,567,823,980,1196,1360,1457,1545,1771,1797,1933,2279,2509]
[{"$nulls":3},{"v":9.752475247524753,"d":"9.752"},{"v":7.817460317460317,"d":"7.817"},{"v":5,"d":"5.000"},{"v":3.09748427672956,"d":"3.097"},{"v":2.1743929359823397,"d":"2.174"},{"v":1.7372134038800706,"d":"1.737"},{"v":1.1968408262454435,"d":"1.197"},{"v":1.0051020408163265,"d":"1.005"},{"v":0.8235785953177257,"d":"0.824"},{"v":0.7242647058823529,"d":"0.724"},{"v":0.6760466712422787,"d":"0.676"},{"v":0.6375404530744336,"d":"0.638"},{"v":0.5561829474872954,"d":"0.556"},{"v":0.5481357818586533,"d":"0.548"},{"v":0.5095706156233833,"d":"0.510"},{"v":0.4322071083808688,"d":"0.432"},{"v":0.3925866879234755,"d":"0.393"}]
[null,"VTX1 M 1030",1030,106,131,206,333,474,593,861,1025,1251,1422,1524,1616,1852,1879,2021,2383,2624]
[{"$nulls":3},{"v":9.716981132075471,"d":"9.717"},{"v":7.862595419847328,"d":"7.863"},{"v":5,"d":"5.000"},{"v":3.093093093093093,"d":"3.093"},{"v":2.172995780590717,"d":"2.173"},{"v":1.7369308600337268,"d":"1.737"},{"v":1.1962833914053426,"d":"1.196"},{"v":1.0048780487804878,"d":"1.005"},{"v":0.8233413269384492,"d":"0.823"},{"v":0.7243319268635724,"d":"0.724"},{"v":0.6758530183727034,"d":"0.676"},{"v":0.6373762376237624,"d":"0.637"},{"v":0.5561555075593952,"d":"0.556"},{"v":0.5481639169771155,"d":"0.548"},{"v":0.5096486887679367,"d":"0.510"},{"v":0.4322282836760386,"d":"0.432"},{"v":0.39253048780487804,"d":"0.393"}]
[null,"VTX1 M 1130",1130,116,144,226,365,520,651,945,1124,1372,1560,1671,1773,2032,2062,2217,2614,2879]
[{"$nulls":3},{"v":9.741379310344827,"d":"9.741"},{"v":7.847222222222222,"d":"7.847"},{"v":5,"d":"5.000"},{"v":3.095890410958904,"d":"3.096"},{"v":2.173076923076923,"d":"2.173"},{"v":1.7357910906298004,"d":"1.736"},{"v":1.1957671957671958,"d":"1.196"},{"v":1.0053380782918149,"d":"1.005"},{"v":0.8236151603498543,"d":"0.824"},{"v":0.7243589743589743,"d":"0.724"},{"v":0.6762417713943746,"d":"0.676"},{"v":0.6373378454596729,"d":"0.637"},{"v":0.5561023622047244,"d":"0.556"},{"v":0.5480116391852571,"d":"0.548"},{"v":0.5096977898060442,"d":"0.510"},{"v":0.4322876817138485,"d":"0.432"},{"v":0.3924973949287947,"d":"0.392"}]
[null,"VTX1 M 1230",1230,127,157,246,398,566,708,1028,1224,1494,1698,1819,1930,2212,2244,2414,2845,3133]
[{"$nulls":3},{"v":9.68503937007874,"d":"9.685"},{"v":7.834394904458598,"d":"7.834"},{"v":5,"d":"5.000"},{"v":3.090452261306533,"d":"3.090"},{"v":2.1731448763250882,"d":"2.173"},{"v":1.7372881355932204,"d":"1.737"},{"v":1.1964980544747081,"d":"1.196"},{"v":1.0049019607843137,"d":"1.005"},{"v":0.8232931726907631,"d":"0.823"},{"v":0.7243816254416962,"d":"0.724"},{"v":0.6761957119296317,"d":"0.676"},{"v":0.6373056994818653,"d":"0.637"},{"v":0.5560578661844484,"d":"0.556"},{"v":0.5481283422459893,"d":"0.548"},{"v":0.5095277547638773,"d":"0.510"},{"v":0.43233743409490333,"d":"0.432"},{"v":0.3925949569103096,"d":"0.393"}]
[null,"VTX1 M 1330",1330,137,170,266,430,612,766,1112,1323,1615,1836,1967,2086,2392,2427,2610,3077,3388]
[{"$nulls":3},{"v":9.708029197080291,"d":"9.708"},{"v":7.823529411764706,"d":"7.824"},{"v":5,"d":"5.000"},{"v":3.0930232558139537,"d":"3.093"},{"v":2.173202614379085,"d":"2.173"},{"v":1.7362924281984333,"d":"1.736"},{"v":1.1960431654676258,"d":"1.196"},{"v":1.0052910052910053,"d":"1.005"},{"v":0.8235294117647058,"d":"0.824"},{"v":0.724400871459695,"d":"0.724"},{"v":0.6761565836298933,"d":"0.676"},{"v":0.6375838926174496,"d":"0.638"},{"v":0.5560200668896321,"d":"0.556"},{"v":0.5480016481252575,"d":"0.548"},{"v":0.5095785440613027,"d":"0.510"},{"v":0.4322391940201495,"d":"0.432"},{"v":0.3925619834710744,"d":"0.393"}]
[{"$nulls":3},{"v":300.9484903264216,"d":"301"},{"v":243.1067388928982,"d":"243"},155,{"v":95.85980811909748,"d":"96"},{"v":67.40374421887911,"d":"67"},{"v":53.81903497771949,"d":"54"},{"v":37.07801089235171,"d":"37"},{"v":31.15863134470973,"d":"31"},{"v":25.5307018528982,"d":"26"},{"v":22.45244733033901,"d":"22"},{"v":20.96236944945756,"d":"21"},{"v":19.758871455993614,"d":"20"},{"v":17.2364889792986,"d":"17"},{"v":16.99194883235922,"d":"17"},{"v":15.798587917363697,"d":"16"},{"v":13.400046528279907,"d":"13"},{"v":12.169684143486876,"d":"12"}]
[null,"Minutes",null,600,480,300,180,120,90,60,45,30,20,15,10,5,1]
[{"$nulls":3},{"v":9.708015816981343,"d":"9.708"},{"v":7.842152867512845,"d":"7.842"},{"v":5,"d":"5.000"},{"v":3.092251874809596,"d":"3.092"},{"v":2.1743143296412617,"d":"2.174"},{"v":1.7360979025070804,"d":"1.736"},{"v":1.1960648674952166,"d":"1.196"},{"v":1.0051171401519268,"d":"1.005"},{"v":0.8235710275128452,"d":"0.824"},{"v":0.7242724945270648,"d":"0.724"},{"v":0.6762054661115342,"d":"0.676"},{"v":0.6373829501933423,"d":"0.637"},{"v":0.5560157735257613,"d":"0.556"},{"v":0.5481273816890071,"d":"0.548"},{"v":0.5096318683020548,"d":"0.510"},{"v":0.43225956542838406,"d":"0.432"},{"v":0.3925704562415121,"d":"0.393"}]
[null,null," "]
[null,"Chloride  Flat Plate: Constant Current Discharge "]
[]
[null,"Current (in amps) to 1.70  volts per cell at 25°C "]
[null,"Click Cell type to view or print additional detail and discharge data for a specific cell."]
[null,"To view data for entire range, click here: Specifications : Constant Current : Constant Power. Data shown is for 1.210 SG acid In Planté cells and 1.250 SG acid in Flat Plate cells. Rates quicker than 1 hour have copper posts in all except YAP cells."]
[]
[null,"Cell / Bat Type",null,"Minutes",{"$nulls":5},"Hours"]
[null,null,"Ah","5 Min","10 Min","15 Min","20 Min","30 Min","45 Min","1 Hr","2 Hr","3 Hr","5 Hr","6 Hr","8 Hr","10 Hr"]
[]
[null," FCP 05",64,90.2,69,63.2,57,49.6,40.8,32,20.2,15.3,10.7,9.4,7.5,6.4]
[{"$nulls":3},{"v":0.7095343680709534,"d":"0.710"},{"v":0.927536231884058,"d":"0.928"},{"v":1.0126582278481011,"d":"1.013"},{"v":1.1228070175438596,"d":"1.123"},{"v":1.2903225806451613,"d":"1.290"},{"v":1.5686274509803924,"d":"1.569"},{"v":2,"d":"2.000"},{"v":3.1683168316831685,"d":"3.168"},{"v":4.183006535947713,"d":"4.183"},{"v":5.981308411214954,"d":"5.981"},{"v":6.808510638297872,"d":"6.809"},{"v":8.533333333333333,"d":"8.533"},{"v":10,"d":"10.000"}]
[null," FCP 07",96,135,103,96,87,74.4,61.2,48,30.4,23,16.1,14.1,11.3,9.6]
[{"$nulls":3},{"v":0.7111111111111111,"d":"0.711"},{"v":0.9320388349514563,"d":"0.932"},{"v":1,"d":"1.000"},{"v":1.103448275862069,"d":"1.103"},{"v":1.2903225806451613,"d":"1.290"},{"v":1.5686274509803921,"d":"1.569"},{"v":2,"d":"2.000"},{"v":3.1578947368421053,"d":"3.158"},{"v":4.173913043478261,"d":"4.174"},{"v":5.962732919254658,"d":"5.963"},{"v":6.808510638297872,"d":"6.809"},{"v":8.495575221238937,"d":"8.496"},{"v":10,"d":"10.000"}]
[null," FCP 09",128,173,139,128,116,98.8,81.4,64,40.6,30.6,21.4,18.8,15.1,12.8]
[{"$nulls":3},{"v":0.7398843930635838,"d":"0.740"},{"v":0.920863309352518,"d":"0.921"},{"v":1,"d":"1.000"},{"v":1.103448275862069,"d":"1.103"},{"v":1.2955465587044535,"d":"1.296"},{"v":1.5724815724815724,"d":"1.572"},{"v":2,"d":"2.000"},{"v":3.152709359605911,"d":"3.153"},{"v":4.183006535947713,"d":"4.183"},{"v":5.981308411214954,"d":"5.981"},{"v":6.808510638297872,"d":"6.809"},{"v":8.47682119205298,"d":"8.477"},{"v":10,"d":"10.000"}]
[null," FCP 11",160,214,173,160,144,123,102,80,50.7,38.3,26.8,23.5,18.8,16]
[{"$nulls":3},{"v":0.7476635514018691,"d":"0.748"},{"v":0.9248554913294798,"d":"0.925"},{"v":1,"d":"1.000"},{"v":1.1111111111111112,"d":"1.111"},{"v":1.3008130081300813,"d":"1.301"},{"v":1.5686274509803921,"d":"1.569"},{"v":2,"d":"2.000"},{"v":3.1558185404339247,"d":"3.156"},{"v":4.177545691906006,"d":"4.178"},{"v":5.970149253731343,"d":"5.970"},{"v":6.808510638297872,"d":"6.809"},{"v":8.51063829787234,"d":"8.511"},{"v":10,"d":"10.000"}]
[null," FCP 13",192,253,206,190,172,147,122,96,60.9,45.9,32.1,28.1,22.6,19.2]
[{"$nulls":3},{"v":0.758893280632411,"d":"0.759"},{"v":0.9320388349514563,"d":"0.932"},{"v":1.0105263157894737,"d":"1.011"},{"v":1.1162790697674418,"d":"1.116"},{"v":1.3061224489795917,"d":"1.306"},{"v":1.5737704918032787,"d":"1.574"},{"v":2,"d":"2.000"},{"v":3.1527093596059115,"d":"3.153"},{"v":4.183006535947713,"d":"4.183"},{"v":5.981308411214953,"d":"5.981"},{"v":6.832740213523131,"d":"6.833"},{"v":8.495575221238937,"d":"8.496"},{"v":10,"d":"10.000"}]
[null," FCP 15",224,285,241,221,201,171,142,112,71,53.6,37.5,32.8,26.4,22.4]
[{"$nulls":3},{"v":0.7859649122807018,"d":"0.786"},{"v":0.9294605809128631,"d":"0.929"},{"v":1.0135746606334841,"d":"1.014"},{"v":1.1144278606965174,"d":"1.114"},{"v":1.3099415204678362,"d":"1.310"},{"v":1.5774647887323943,"d":"1.577"},{"v":2,"d":"2.000"},{"v":3.1549295774647885,"d":"3.155"},{"v":4.17910447761194,"d":"4.179"},{"v":5.973333333333334,"d":"5.973"},{"v":6.829268292682928,"d":"6.829"},{"v":8.484848484848484,"d":"8.485"},{"v":10,"d":"10.000"}]
[null," FCP 17",256,314,274,251,228,194,161,128,81.2,61.2,42.8,37.5,30.1,25.6]
[{"$nulls":3},{"v":0.8152866242038217,"d":"0.815"},{"v":0.9343065693430657,"d":"0.934"},{"v":1.0199203187250996,"d":"1.020"},{"v":1.1228070175438596,"d":"1.123"},{"v":1.3195876288659794,"d":"1.320"},{"v":1.5900621118012421,"d":"1.590"},{"v":2,"d":"2.000"},{"v":3.152709359605911,"d":"3.153"},{"v":4.183006535947713,"d":"4.183"},{"v":5.981308411214954,"d":"5.981"},{"v":6.826666666666667,"d":"6.827"},{"v":8.504983388704318,"d":"8.505"},{"v":10,"d":"10.000"}]
[null," FCP 19",288,350,308,283,256,218,181,144,91.3,68.9,48.2,42.2,33.9,28.8]
[{"$nulls":3},{"v":0.8228571428571428,"d":"0.823"},{"v":0.935064935064935,"d":"0.935"},{"v":1.017667844522968,"d":"1.018"},1.125,{"v":1.3211009174311927,"d":"1.321"},{"v":1.591160220994475,"d":"1.591"},{"v":2,"d":"2.000"},{"v":3.154435925520263,"d":"3.154"},{"v":4.179970972423802,"d":"4.180"},{"v":5.975103734439834,"d":"5.975"},{"v":6.824644549763033,"d":"6.825"},{"v":8.495575221238939,"d":"8.496"},{"v":10,"d":"10.000"}]
[null," FCP 21",320,375,340,313,284,242,201,160,101,76.5,53.5,46.9,37.7,32]
[{"$nulls":3},{"v":0.8533333333333334,"d":"0.853"},{"v":0.9411764705882353,"d":"0.941"},{"v":1.0223642172523961,"d":"1.022"},{"v":1.1267605633802817,"d":"1.127"},{"v":1.322314049586777,"d":"1.322"},{"v":1.592039800995025,"d":"1.592"},{"v":2,"d":"2.000"},{"v":3.1683168316831685,"d":"3.168"},{"v":4.183006535947713,"d":"4.183"},{"v":5.981308411214953,"d":"5.981"},{"v":6.823027718550107,"d":"6.823"},{"v":8.488063660477453,"d":"8.488"},{"v":10,"d":"10.000"}]
[null," FCP 23",352,408,373,343,312,266,221,176,112,84.2,58.9,51.6,41.4,35.2]
[{"$nulls":3},{"v":0.8627450980392157,"d":"0.863"},{"v":0.9436997319034852,"d":"0.944"},{"v":1.0262390670553936,"d":"1.026"},{"v":1.1282051282051282,"d":"1.128"},{"v":1.3233082706766917,"d":"1.323"},{"v":1.592760180995475,"d":"1.593"},{"v":2,"d":"2.000"},{"v":3.142857142857143,"d":"3.143"},{"v":4.180522565320665,"d":"4.181"},{"v":5.976230899830221,"d":"5.976"},{"v":6.821705426356589,"d":"6.822"},{"v":8.502415458937199,"d":"8.502"},{"v":10,"d":"10.000"}]
[null," FCP 25",384,437,401,369,337,289,241,192,122,91.8,64.2,56.3,45.2,38.4]
[{"$nulls":3},{"v":0.8787185354691075,"d":"0.879"},{"v":0.9576059850374065,"d":"0.958"},{"v":1.0406504065040652,"d":"1.041"},{"v":1.13946587537092,"d":"1.139"},{"v":1.328719723183391,"d":"1.329"},{"v":1.5933609958506223,"d":"1.593"},{"v":2,"d":"2.000"},{"v":3.1475409836065573,"d":"3.148"},{"v":4.183006535947713,"d":"4.183"},{"v":5.981308411214953,"d":"5.981"},{"v":6.820603907637656,"d":"6.821"},{"v":8.495575221238937,"d":"8.496"},{"v":10,"d":"10.000"}]
[null," FCP 27",416,469,432,397,364,313,261,208,132,99.5,69.6,61,49,41.6]
[{"$nulls":3},{"v":0.8869936034115139,"d":"0.887"},{"v":0.9629629629629629,"d":"0.963"},{"v":1.0478589420654911,"d":"1.048"},{"v":1.1428571428571428,"d":"1.143"},{"v":1.329073482428115,"d":"1.329"},{"v":1.5938697318007662,"d":"1.594"},{"v":2,"d":"2.000"},{"v":3.1515151515151514,"d":"3.152"},{"v":4.180904522613066,"d":"4.181"},{"v":5.977011494252874,"d":"5.977"},{"v":6.819672131147541,"d":"6.820"},{"v":8.489795918367347,"d":"8.490"},{"v":10,"d":"10.000"}]
[null," FCP 29",448,494,456,421,387,336,280,224,142,107,74.9,65.7,52.8,44.8]
[{"$nulls":3},{"v":0.9068825910931174,"d":"0.907"},{"v":0.9824561403508771,"d":"0.982"},{"v":1.0641330166270784,"d":"1.064"},{"v":1.1576227390180878,"d":"1.158"},{"v":1.3333333333333333,"d":"1.333"},{"v":1.6,"d":"1.600"},{"v":2,"d":"2.000"},{"v":3.1549295774647885,"d":"3.155"},{"v":4.186915887850467,"d":"4.187"},{"v":5.981308411214953,"d":"5.981"},{"v":6.818873668188736,"d":"6.819"},{"v":8.484848484848484,"d":"8.485"},{"v":10,"d":"10.000"}]
[null," FCP 31",480,515,477,444,410,360,300,240,152,115,80.3,70.4,56.5,48]
[{"$nulls":3},{"v":0.9320388349514563,"d":"0.932"},{"v":1.0062893081761006,"d":"1.006"},{"v":1.0810810810810811,"d":"1.081"},{"v":1.170731707317073,"d":"1.171"},{"v":1.3333333333333333,"d":"1.333"},{"v":1.6,"d":"1.600"},{"v":2,"d":"2.000"},{"v":3.1578947368421053,"d":"3.158"},{"v":4.173913043478261,"d":"4.174"},{"v":5.9775840597758405,"d":"5.978"},{"v":6.8181818181818175,"d":"6.818"},{"v":8.495575221238939,"d":"8.496"},{"v":10,"d":"10.000"}]
[null," FCP 33",512,539,501,468,434,384,320,256,162,122,85.6,75,60.3,51.2]
[{"$nulls":3},{"v":0.9499072356215214,"d":"0.950"},{"v":1.0219560878243512,"d":"1.022"},{"v":1.0940170940170941,"d":"1.094"},{"v":1.1797235023041475,"d":"1.180"},{"v":1.3333333333333333,"d":"1.333"},{"v":1.6,"d":"1.600"},{"v":2,"d":"2.000"},{"v":3.1604938271604937,"d":"3.160"},{"v":4.19672131147541,"d":"4.197"},{"v":5.981308411214954,"d":"5.981"},{"v":6.826666666666667,"d":"6.827"},{"v":8.490878938640133,"d":"8.491"},{"v":10,"d":"10.000"}]
[null," FCP 35",544,555,519,487,455,408,340,272,173,130,91,79.7,64.1,54.4]
[{"$nulls":3},{"v":0.9801801801801802,"d":"0.980"},{"v":1.048169556840077,"d":"1.048"},{"v":1.1170431211498972,"d":"1.117"},{"v":1.1956043956043956,"d":"1.196"},{"v":1.3333333333333333,"d":"1.333"},{"v":1.6,"d":"1.600"},{"v":2,"d":"2.000"},{"v":3.1445086705202314,"d":"3.145"},{"v":4.184615384615385,"d":"4.185"},{"v":5.978021978021978,"d":"5.978"},{"v":6.825595984943538,"d":"6.826"},{"v":8.486739469578785,"d":"8.487"},{"v":10,"d":"10.000"}]
[null," FCP 37",576,574,539,508,476,430,359,288,183,138,96.3,84.4,67.8,57.6]
[{"$nulls":3},{"v":1.0034843205574913,"d":"1.003"},{"v":1.0686456400742115,"d":"1.069"},{"v":1.1338582677165354,"d":"1.134"},{"v":1.2100840336134453,"d":"1.210"},{"v":1.3395348837209302,"d":"1.340"},{"v":1.6044568245125348,"d":"1.604"},{"v":2,"d":"2.000"},{"v":3.1475409836065573,"d":"3.148"},{"v":4.173913043478261,"d":"4.174"},{"v":5.981308411214953,"d":"5.981"},{"v":6.824644549763033,"d":"6.825"},{"v":8.495575221238939,"d":"8.496"},{"v":10,"d":"10.000"}]
[null," FCP 39",608,590,558,528,498,453,379,304,193,145,102,89.1,71.6,60.8]
[{"$nulls":3},{"v":1.0305084745762711,"d":"1.031"},{"v":1.0896057347670252,"d":"1.090"},{"v":1.1515151515151516,"d":"1.152"},{"v":1.2208835341365463,"d":"1.221"},{"v":1.3421633554083885,"d":"1.342"},{"v":1.604221635883905,"d":"1.604"},{"v":2,"d":"2.000"},{"v":3.150259067357513,"d":"3.150"},{"v":4.1931034482758625,"d":"4.193"},{"v":5.96078431372549,"d":"5.961"},{"v":6.823793490460157,"d":"6.824"},{"v":8.491620111731844,"d":"8.492"},{"v":10,"d":"10.000"}]
[null," FCP 41",640,603,573,542,517,476,398,320,203,153,107,93.8,75.4,64]
[{"$nulls":3},{"v":1.0613598673300166,"d":"1.061"},{"v":1.1169284467713787,"d":"1.117"},{"v":1.1808118081180812,"d":"1.181"},{"v":1.2379110251450678,"d":"1.238"},{"v":1.3445378151260505,"d":"1.345"},{"v":1.6080402010050252,"d":"1.608"},{"v":2,"d":"2.000"},{"v":3.1527093596059115,"d":"3.153"},{"v":4.183006535947713,"d":"4.183"},{"v":5.981308411214953,"d":"5.981"},{"v":6.823027718550107,"d":"6.823"},{"v":8.488063660477453,"d":"8.488"},{"v":10,"d":"10.000"}]
[null," FCP 43",672,608,585,558,531,499,418,336,213,161,112,98.5,79.1,67.2]
[{"$nulls":3},{"v":1.105263157894737,"d":"1.105"},{"v":1.1487179487179486,"d":"1.149"},{"v":1.2043010752688172,"d":"1.204"},{"v":1.265536723163842,"d":"1.266"},{"v":1.346693386773547,"d":"1.347"},{"v":1.6076555023923444,"d":"1.608"},{"v":2,"d":"2.000"},{"v":3.1549295774647885,"d":"3.155"},{"v":4.173913043478261,"d":"4.174"},{"v":6,"d":"6.000"},{"v":6.822335025380711,"d":"6.822"},{"v":8.495575221238939,"d":"8.496"},{"v":10,"d":"10.000"}]
[null,"Minutes",null,5,10,15,20,30,45,60,120,180,300,360,480,600]
[null,"Kt",null,{"v":0.8771305308039778,"d":"0.877"},{"v":0.9862189400901948,"d":"0.986"},{"v":1.0619110307945103,"d":"1.062"},{"v":1.1547357499251498,"d":"1.155"},{"v":1.3221717772053339,"d":"1.322"},{"v":1.590361320609492,"d":"1.590"},{"v":2,"d":"2.000"},{"v":3.1541509800223198,"d":"3.154"},{"v":4.1818051093819815,"d":"4.182"},{"v":5.978201804925755,"d":"5.978"},{"v":6.820774519082695,"d":"6.821"},{"v":8.495103847427135,"d":"8.495"},{"v":10,"d":"10.000"}]
[]
[null," FHP 15",920,937,854,775,696,612,521,445,300,231,162,143,115,99]
[{"$nulls":3},{"v":0.9818569903948773,"d":"0.982"},{"v":1.0772833723653397,"d":"1.077"},{"v":1.1870967741935483,"d":"1.187"},{"v":1.3218390804597702,"d":"1.322"},{"v":1.5032679738562091,"d":"1.503"},{"v":1.765834932821497,"d":"1.766"},{"v":2.067415730337079,"d":"2.067"},{"v":3.066666666666667,"d":"3.067"},{"v":3.982683982683983,"d":"3.983"},{"v":5.679012345679013,"d":"5.679"},{"v":6.433566433566433,"d":"6.434"},{"v":8,"d":"8.000"},{"v":9.292929292929292,"d":"9.293"}]
[null," FHP 17",1050,1071,976,885,795,700,595,509,343,264,186,164,131,113]
[{"$nulls":3},{"v":0.9803921568627451,"d":"0.980"},{"v":1.0758196721311475,"d":"1.076"},{"v":1.1864406779661016,"d":"1.186"},{"v":1.320754716981132,"d":"1.321"},{"v":1.5,"d":"1.500"},{"v":1.7647058823529411,"d":"1.765"},{"v":2.06286836935167,"d":"2.063"},{"v":3.061224489795918,"d":"3.061"},{"v":3.977272727272727,"d":"3.977"},{"v":5.645161290322581,"d":"5.645"},{"v":6.402439024390244,"d":"6.402"},{"v":8.01526717557252,"d":"8.015"},{"v":9.29203539823009,"d":"9.292"}]
[null," FHP 19",1180,1205,1098,996,894,787,669,572,386,297,209,184,148,127]
[{"$nulls":3},{"v":0.979253112033195,"d":"0.979"},{"v":1.0746812386156648,"d":"1.075"},{"v":1.1847389558232932,"d":"1.185"},{"v":1.319910514541387,"d":"1.320"},{"v":1.4993646759847523,"d":"1.499"},{"v":1.7638266068759343,"d":"1.764"},{"v":2.062937062937063,"d":"2.063"},{"v":3.05699481865285,"d":"3.057"},{"v":3.973063973063973,"d":"3.973"},{"v":5.645933014354067,"d":"5.646"},{"v":6.413043478260869,"d":"6.413"},{"v":7.972972972972973,"d":"7.973"},{"v":9.291338582677165,"d":"9.291"}]
[null," FHP 21",1310,1339,1220,1107,994,875,744,636,428,330,232,205,164,142]
[{"$nulls":3},{"v":0.9783420463032113,"d":"0.978"},{"v":1.0737704918032787,"d":"1.074"},{"v":1.1833785004516713,"d":"1.183"},{"v":1.3179074446680081,"d":"1.318"},{"v":1.497142857142857,"d":"1.497"},{"v":1.760752688172043,"d":"1.761"},{"v":2.059748427672956,"d":"2.060"},{"v":3.060747663551402,"d":"3.061"},{"v":3.9696969696969697,"d":"3.970"},{"v":5.646551724137931,"d":"5.647"},{"v":6.390243902439025,"d":"6.390"},{"v":7.987804878048781,"d":"7.988"},{"v":9.225352112676056,"d":"9.225"}]
[null," FHP 23",1440,1473,1342,1217,1093,962,818,699,471,363,255,225,181,156]
[{"$nulls":3},{"v":0.9775967413441955,"d":"0.978"},{"v":1.0730253353204173,"d":"1.073"},{"v":1.1832374691865242,"d":"1.183"},{"v":1.3174748398902105,"d":"1.317"},{"v":1.496881496881497,"d":"1.497"},{"v":1.7603911980440097,"d":"1.760"},{"v":2.060085836909871,"d":"2.060"},{"v":3.0573248407643314,"d":"3.057"},{"v":3.9669421487603307,"d":"3.967"},{"v":5.647058823529412,"d":"5.647"},{"v":6.4,"d":"6.400"},{"v":7.955801104972376,"d":"7.956"},{"v":9.23076923076923,"d":"9.231"}]
[null," FHP 25",1570,1607,1464,1328,1192,1050,893,763,514,396,278,246,197,170]
[{"$nulls":3},{"v":0.9769757311761046,"d":"0.977"},{"v":1.0724043715846994,"d":"1.072"},{"v":1.1822289156626506,"d":"1.182"},{"v":1.3171140939597314,"d":"1.317"},{"v":1.4952380952380953,"d":"1.495"},{"v":1.7581187010078387,"d":"1.758"},{"v":2.0576671035386633,"d":"2.058"},{"v":3.054474708171206,"d":"3.054"},{"v":3.9646464646464645,"d":"3.965"},{"v":5.64748201438849,"d":"5.647"},{"v":6.382113821138211,"d":"6.382"},{"v":7.969543147208122,"d":"7.970"},{"v":9.235294117647058,"d":"9.235"}]
[null," FHP 27",1700,1740,1586,1439,1292,1137,967,826,557,429,302,266,214,184]
[{"$nulls":3},{"v":0.9770114942528736,"d":"0.977"},{"v":1.0718789407313998,"d":"1.072"},{"v":1.18137595552467,"d":"1.181"},{"v":1.3157894736842106,"d":"1.316"},{"v":1.4951627088830255,"d":"1.495"},{"v":1.7580144777662874,"d":"1.758"},{"v":2.0581113801452786,"d":"2.058"},{"v":3.0520646319569122,"d":"3.052"},{"v":3.9627039627039626,"d":"3.963"},{"v":5.629139072847682,"d":"5.629"},{"v":6.390977443609023,"d":"6.391"},{"v":7.94392523364486,"d":"7.944"},{"v":9.23913043478261,"d":"9.239"}]
[null," FHP 29",1830,1874,1708,1549,1391,1225,1041,890,600,462,325,287,230,198]
[{"$nulls":3},{"v":0.9765208110992529,"d":"0.977"},{"v":1.0714285714285714,"d":"1.071"},{"v":1.1814073595868302,"d":"1.181"},{"v":1.3156002875629045,"d":"1.316"},{"v":1.493877551020408,"d":"1.494"},{"v":1.7579250720461095,"d":"1.758"},{"v":2.056179775280899,"d":"2.056"},{"v":3.05,"d":"3.050"},{"v":3.961038961038961,"d":"3.961"},{"v":5.630769230769231,"d":"5.631"},{"v":6.376306620209059,"d":"6.376"},{"v":7.956521739130435,"d":"7.957"},{"v":9.242424242424242,"d":"9.242"}]
[null," FHP 31",1970,2008,1830,1660,1490,1312,1116,954,643,495,348,307,246,212]
[{"$nulls":3},{"v":0.9810756972111554,"d":"0.981"},{"v":1.0765027322404372,"d":"1.077"},{"v":1.1867469879518073,"d":"1.187"},{"v":1.3221476510067114,"d":"1.322"},{"v":1.5015243902439024,"d":"1.502"},{"v":1.7652329749103943,"d":"1.765"},{"v":2.0649895178197064,"d":"2.065"},{"v":3.0637636080870916,"d":"3.064"},{"v":3.9797979797979797,"d":"3.980"},{"v":5.660919540229885,"d":"5.661"},{"v":6.416938110749186,"d":"6.417"},{"v":8.008130081300813,"d":"8.008"},{"v":9.29245283018868,"d":"9.292"}]
[null," FHP 33",2100,2142,1952,1771,1590,1399,1190,1017,685,528,371,328,263,227]
[{"$nulls":3},{"v":0.9803921568627451,"d":"0.980"},{"v":1.0758196721311475,"d":"1.076"},{"v":1.1857707509881423,"d":"1.186"},{"v":1.320754716981132,"d":"1.321"},{"v":1.501072194424589,"d":"1.501"},{"v":1.7647058823529411,"d":"1.765"},{"v":2.0648967551622417,"d":"2.065"},{"v":3.065693430656934,"d":"3.066"},{"v":3.977272727272727,"d":"3.977"},{"v":5.660377358490566,"d":"5.660"},{"v":6.402439024390244,"d":"6.402"},{"v":7.984790874524715,"d":"7.985"},{"v":9.251101321585903,"d":"9.251"}]
[null," FHP 35",2230,2276,2074,1881,1689,1487,1264,1081,728,561,394,348,279,241]
[{"$nulls":3},{"v":0.9797891036906854,"d":"0.980"},{"v":1.0752169720347156,"d":"1.075"},{"v":1.1855396065922381,"d":"1.186"},{"v":1.3203078744819419,"d":"1.320"},{"v":1.4996637525218561,"d":"1.500"},{"v":1.764240506329114,"d":"1.764"},{"v":2.062904717853839,"d":"2.063"},{"v":3.0631868131868134,"d":"3.063"},{"v":3.9750445632798574,"d":"3.975"},{"v":5.659898477157361,"d":"5.660"},{"v":6.408045977011494,"d":"6.408"},{"v":7.992831541218638,"d":"7.993"},{"v":9.253112033195022,"d":"9.253"}]
[null," FHP 37",2360,2410,2196,1992,1789,1574,1339,1144,771,594,418,368,296,255]
[{"$nulls":3},{"v":0.979253112033195,"d":"0.979"},{"v":1.0746812386156648,"d":"1.075"},{"v":1.1847389558232932,"d":"1.185"},{"v":1.3191727221911682,"d":"1.319"},{"v":1.4993646759847523,"d":"1.499"},{"v":1.7625093353248693,"d":"1.763"},{"v":2.062937062937063,"d":"2.063"},{"v":3.060959792477302,"d":"3.061"},{"v":3.973063973063973,"d":"3.973"},{"v":5.645933014354067,"d":"5.646"},{"v":6.413043478260869,"d":"6.413"},{"v":7.972972972972973,"d":"7.973"},{"v":9.254901960784315,"d":"9.255"}]
[null," FHP 39",2490,2544,2318,2103,1888,1662,1413,1208,814,627,441,389,312,269]
[{"$nulls":3},{"v":0.9787735849056604,"d":"0.979"},{"v":1.0742018981880932,"d":"1.074"},{"v":1.1840228245363766,"d":"1.184"},{"v":1.31885593220339,"d":"1.319"},{"v":1.4981949458483754,"d":"1.498"},{"v":1.762208067940552,"d":"1.762"},{"v":2.0612582781456954,"d":"2.061"},{"v":3.058968058968059,"d":"3.059"},{"v":3.971291866028708,"d":"3.971"},{"v":5.64625850340136,"d":"5.646"},{"v":6.401028277634961,"d":"6.401"},{"v":7.980769230769231,"d":"7.981"},{"v":9.256505576208179,"d":"9.257"}]
[null," FHP 41",2620,2678,2440,2213,1987,1749,1488,1271,857,660,464,409,329,283]
[{"$nulls":3},{"v":0.9783420463032113,"d":"0.978"},{"v":1.0737704918032787,"d":"1.074"},{"v":1.183913239945775,"d":"1.184"},{"v":1.318570709612481,"d":"1.319"},{"v":1.4979988564894224,"d":"1.498"},{"v":1.760752688172043,"d":"1.761"},{"v":2.061369000786782,"d":"2.061"},{"v":3.057176196032672,"d":"3.057"},{"v":3.9696969696969697,"d":"3.970"},{"v":5.646551724137931,"d":"5.647"},{"v":6.405867970660147,"d":"6.406"},{"v":7.963525835866261,"d":"7.964"},{"v":9.257950530035336,"d":"9.258"}]
[null," FHP 43",2750,2811,2561,2324,2087,1837,1562,1335,900,693,487,430,345,297]
[{"$nulls":3},{"v":0.9782995375311277,"d":"0.978"},{"v":1.073799297149551,"d":"1.074"},{"v":1.1833046471600688,"d":"1.183"},{"v":1.317680881648299,"d":"1.318"},{"v":1.4970059880239521,"d":"1.497"},{"v":1.7605633802816902,"d":"1.761"},{"v":2.059925093632959,"d":"2.060"},{"v":3.0555555555555554,"d":"3.056"},{"v":3.9682539682539684,"d":"3.968"},{"v":5.646817248459959,"d":"5.647"},{"v":6.395348837209302,"d":"6.395"},{"v":7.971014492753623,"d":"7.971"},{"v":9.25925925925926,"d":"9.259"}]
[null," FHP 45",2880,2945,2683,2435,2186,1924,1636,1399,943,726,510,450,361,312]
[{"$nulls":3},{"v":0.9779286926994907,"d":"0.978"},{"v":1.0734252702199032,"d":"1.073"},{"v":1.1827515400410678,"d":"1.183"},{"v":1.3174748398902105,"d":"1.317"},{"v":1.496881496881497,"d":"1.497"},{"v":1.7603911980440097,"d":"1.760"},{"v":2.058613295210865,"d":"2.059"},{"v":3.0540827147401908,"d":"3.054"},{"v":3.9669421487603307,"d":"3.967"},{"v":5.647058823529412,"d":"5.647"},{"v":6.4,"d":"6.400"},{"v":7.977839335180056,"d":"7.978"},{"v":9.23076923076923,"d":"9.231"}]
[null," FHP 47",3010,3079,2805,2545,2285,2012,1711,1462,985,759,534,471,378,326]
[{"$nulls":3},{"v":0.9775901266645015,"d":"0.978"},{"v":1.0730837789661318,"d":"1.073"},{"v":1.1827111984282908,"d":"1.183"},{"v":1.3172866520787747,"d":"1.317"},{"v":1.4960238568588469,"d":"1.496"},{"v":1.7592051431911162,"d":"1.759"},{"v":2.0588235294117645,"d":"2.059"},{"v":3.0558375634517767,"d":"3.056"},{"v":3.9657444005270093,"d":"3.966"},{"v":5.6367041198501875,"d":"5.637"},{"v":6.3906581740976645,"d":"6.391"},{"v":7.962962962962963,"d":"7.963"},{"v":9.233128834355828,"d":"9.233"}]
[null," FHP 49",3140,3213,2927,2656,2385,2099,1785,1526,1028,792,557,491,394,340]
[{"$nulls":3},{"v":0.9772798008092126,"d":"0.977"},{"v":1.0727707550392893,"d":"1.073"},{"v":1.1822289156626506,"d":"1.182"},{"v":1.3165618448637317,"d":"1.317"},{"v":1.4959504525964744,"d":"1.496"},{"v":1.7591036414565826,"d":"1.759"},{"v":2.0576671035386633,"d":"2.058"},{"v":3.054474708171206,"d":"3.054"},{"v":3.9646464646464645,"d":"3.965"},{"v":5.637342908438061,"d":"5.637"},{"v":6.395112016293279,"d":"6.395"},{"v":7.969543147208122,"d":"7.970"},{"v":9.235294117647058,"d":"9.235"}]
[null," FHP 51",3280,3347,3049,2767,2484,2187,1859,1589,1071,825,580,512,411,354]
[{"$nulls":3},{"v":0.9799820734986555,"d":"0.980"},{"v":1.075762545096753,"d":"1.076"},{"v":1.1853993494759667,"d":"1.185"},{"v":1.320450885668277,"d":"1.320"},{"v":1.4997713763145861,"d":"1.500"},{"v":1.764389456697149,"d":"1.764"},{"v":2.064191315292637,"d":"2.064"},{"v":3.062558356676004,"d":"3.063"},{"v":3.9757575757575756,"d":"3.976"},{"v":5.655172413793103,"d":"5.655"},{"v":6.40625,"d":"6.406"},{"v":7.980535279805353,"d":"7.981"},{"v":9.265536723163843,"d":"9.266"}]
[null," FHP 53",3410,3481,3171,2877,2584,2274,1934,1653,1114,858,603,532,427,368]
[{"$nulls":3},{"v":0.9796035621947716,"d":"0.980"},{"v":1.075370545569221,"d":"1.075"},{"v":1.1852624261383387,"d":"1.185"},{"v":1.3196594427244581,"d":"1.320"},{"v":1.4995602462620932,"d":"1.500"},{"v":1.763185108583247,"d":"1.763"},{"v":2.06291591046582,"d":"2.063"},{"v":3.061041292639138,"d":"3.061"},{"v":3.9743589743589745,"d":"3.974"},{"v":5.655058043117744,"d":"5.655"},{"v":6.409774436090226,"d":"6.410"},{"v":7.985948477751757,"d":"7.986"},{"v":9.266304347826088,"d":"9.266"}]
[null," FHP 55",3540,3615,3293,2988,2683,2362,2008,1716,1157,891,626,553,444,382]
[{"$nulls":3},{"v":0.979253112033195,"d":"0.979"},{"v":1.0750075918615245,"d":"1.075"},{"v":1.1847389558232932,"d":"1.185"},{"v":1.3194185613119642,"d":"1.319"},{"v":1.4987298899237933,"d":"1.499"},{"v":1.7629482071713147,"d":"1.763"},{"v":2.062937062937063,"d":"2.063"},{"v":3.059636992221262,"d":"3.060"},{"v":3.973063973063973,"d":"3.973"},{"v":5.654952076677317,"d":"5.655"},{"v":6.401446654611211,"d":"6.401"},{"v":7.972972972972973,"d":"7.973"},{"v":9.267015706806284,"d":"9.267"}]
[null," FHP 57",3670,3749,3415,3099,2782,2449,2083,1780,1200,924,650,573,460,397]
[{"$nulls":3},{"v":0.9789277140570819,"d":"0.979"},{"v":1.0746705710102489,"d":"1.075"},{"v":1.1842529848338175,"d":"1.184"},{"v":1.3191948238677211,"d":"1.319"},{"v":1.4985708452429563,"d":"1.499"},{"v":1.7618819011041766,"d":"1.762"},{"v":2.061797752808989,"d":"2.062"},{"v":3.058333333333333,"d":"3.058"},{"v":3.9718614718614718,"d":"3.972"},{"v":5.6461538461538465,"d":"5.646"},{"v":6.4048865619546245,"d":"6.405"},{"v":7.978260869565218,"d":"7.978"},{"v":9.244332493702771,"d":"9.244"}]
[null," FHP 59",3800,3882,3537,3209,2882,2537,2157,1844,1242,957,673,594,476,411]
[{"$nulls":3},{"v":0.9788768675940237,"d":"0.979"},{"v":1.0743567995476393,"d":"1.074"},{"v":1.184169523215955,"d":"1.184"},{"v":1.31852879944483,"d":"1.319"},{"v":1.4978320851399292,"d":"1.498"},{"v":1.7617060732498842,"d":"1.762"},{"v":2.0607375271149673,"d":"2.061"},{"v":3.0595813204508855,"d":"3.060"},{"v":3.9707419017763845,"d":"3.971"},{"v":5.646359583952452,"d":"5.646"},{"v":6.397306397306397,"d":"6.397"},{"v":7.983193277310924,"d":"7.983"},{"v":9.245742092457421,"d":"9.246"}]
[null," FHP 61",3930,4016,3659,3320,2981,2624,2231,1907,1285,990,696,614,493,425]
[{"$nulls":3},{"v":0.978585657370518,"d":"0.979"},{"v":1.0740639518994262,"d":"1.074"},{"v":1.1837349397590362,"d":"1.184"},{"v":1.318349547131835,"d":"1.318"},{"v":1.4977134146341464,"d":"1.498"},{"v":1.7615419094576423,"d":"1.762"},{"v":2.0608285264813846,"d":"2.061"},{"v":3.0583657587548636,"d":"3.058"},{"v":3.9696969696969697,"d":"3.970"},{"v":5.646551724137931,"d":"5.647"},{"v":6.400651465798045,"d":"6.401"},{"v":7.971602434077079,"d":"7.972"},{"v":9.24705882352941,"d":"9.247"}]
[null," FHP 63",4060,4150,3781,3431,3080,2711,2306,1971,1328,1023,719,635,509,439]
[{"$nulls":3},{"v":0.9783132530120482,"d":"0.978"},{"v":1.073790002644803,"d":"1.074"},{"v":1.183328475663072,"d":"1.183"},{"v":1.3181818181818181,"d":"1.318"},{"v":1.4976023607524898,"d":"1.498"},{"v":1.7606244579358197,"d":"1.761"},{"v":2.0598680872653476,"d":"2.060"},{"v":3.0572289156626504,"d":"3.057"},{"v":3.9687194525904204,"d":"3.969"},{"v":5.64673157162726,"d":"5.647"},{"v":6.393700787401575,"d":"6.394"},{"v":7.976424361493124,"d":"7.976"},{"v":9.248291571753986,"d":"9.248"}]
[null," FHP 65",4190,4284,3903,3541,3180,2799,2380,2034,1371,1056,742,655,526,453]
[{"$nulls":3},{"v":0.9780578898225957,"d":"0.978"},{"v":1.0735331796054317,"d":"1.074"},{"v":1.1832815588816719,"d":"1.183"},{"v":1.3176100628930818,"d":"1.318"},{"v":1.4969632011432654,"d":"1.497"},{"v":1.7605042016806722,"d":"1.761"},{"v":2.0599803343166174,"d":"2.060"},{"v":3.0561633843909557,"d":"3.056"},{"v":3.9678030303030303,"d":"3.968"},{"v":5.646900269541779,"d":"5.647"},{"v":6.396946564885496,"d":"6.397"},{"v":7.965779467680608,"d":"7.966"},{"v":9.24944812362031,"d":"9.249"}]
[null," FHP 67",4320,4418,4025,3652,3279,2886,2454,2098,1414,1089,766,676,542,467]
[{"$nulls":3},{"v":0.9778180172023541,"d":"0.978"},{"v":1.0732919254658384,"d":"1.073"},{"v":1.1829134720700987,"d":"1.183"},{"v":1.3174748398902105,"d":"1.317"},{"v":1.496881496881497,"d":"1.497"},{"v":1.7603911980440097,"d":"1.760"},{"v":2.059103908484271,"d":"2.059"},{"v":3.055162659123055,"d":"3.055"},{"v":3.9669421487603307,"d":"3.967"},{"v":5.639686684073107,"d":"5.640"},{"v":6.390532544378698,"d":"6.391"},{"v":7.970479704797048,"d":"7.970"},{"v":9.250535331905782,"d":"9.251"}]
[null," FHP 69",4450,4552,4147,3763,3378,2974,2529,2161,1457,1122,789,696,559,481]
[{"$nulls":3},{"v":0.9775922671353251,"d":"0.978"},{"v":1.0730648661683144,"d":"1.073"},{"v":1.1825671007175127,"d":"1.183"},{"v":1.3173475429248076,"d":"1.317"},{"v":1.496301277740417,"d":"1.496"},{"v":1.7595887702649269,"d":"1.760"},{"v":2.059231837112448,"d":"2.059"},{"v":3.0542210020590255,"d":"3.054"},{"v":3.966131907308378,"d":"3.966"},{"v":5.640050697084917,"d":"5.640"},{"v":6.39367816091954,"d":"6.394"},{"v":7.9606440071556355,"d":"7.961"},{"v":9.251559251559252,"d":"9.252"}]
[null,"Minutes",null,5,10,15,20,30,45,60,120,180,300,360,480,600]
[{"$nulls":3},{"v":0.9787029770035004,"d":"0.979"},{"v":1.074159859972783,"d":"1.074"},{"v":1.1839743593608483,"d":"1.184"},{"v":1.3186221643122928,"d":"1.319"},{"v":1.4980193629612741,"d":"1.498"},{"v":1.7616158450456718,"d":"1.762"},{"v":2.061071082248307,"d":"2.061"},{"v":3.058267474149931,"d":"3.058"},{"v":3.970531487738317,"d":"3.971"},{"v":5.647735219437024,"d":"5.648"},{"v":6.4004409344023525,"d":"6.400"},{"v":7.976144913532757,"d":"7.976"},{"v":9.253913341874634,"d":"9.254"}]
[]
[null,"Hoppecke  Uf = 1,70V Discharge current in A"]
[]
[{"$nulls":5},"Minutes",{"$nulls":6},"Hours"]
[null,"La","batterie",null,"Ah","5'","10'","15'","20'","30'","40'","50'",1,2,3,4,5,6,7,8,9,10]
[null,3,"OSP.HC",105,125,262,200,164,140,107,90,77,71,42.1,30.5,24.2,20.3,17.6,15.6,14.1,13,12.5]
[{"$nulls":5},{"v":0.4770992366412214,"d":"0.477"},0.625,{"v":0.7621951219512195,"d":"0.762"},{"v":0.8928571428571429,"d":"0.893"},{"v":1.1682242990654206,"d":"1.168"},{"v":1.3888888888888888,"d":"1.389"},{"v":1.6233766233766234,"d":"1.623"},{"v":1.7605633802816902,"d":"1.761"},{"v":2.969121140142518,"d":"2.969"},{"v":4.098360655737705,"d":"4.098"},{"v":5.1652892561983474,"d":"5.165"},{"v":6.157635467980295,"d":"6.158"},{"v":7.102272727272727,"d":"7.102"},{"v":8.012820512820513,"d":"8.013"},{"v":8.865248226950355,"d":"8.865"},{"v":9.615384615384615,"d":"9.615"},{"v":10,"d":"10.000"}]
[null,4,"OSP.HC",140,167,349,266,218,186,143,119,103,94.7,56.1,40.6,32.3,27,23.4,20.8,18.8,17.3,16.7]
[{"$nulls":5},{"v":0.4785100286532951,"d":"0.479"},{"v":0.6278195488721805,"d":"0.628"},{"v":0.7660550458715596,"d":"0.766"},{"v":0.8978494623655914,"d":"0.898"},{"v":1.167832167832168,"d":"1.168"},{"v":1.403361344537815,"d":"1.403"},{"v":1.6213592233009708,"d":"1.621"},{"v":1.7634635691657867,"d":"1.763"},{"v":2.976827094474153,"d":"2.977"},{"v":4.113300492610837,"d":"4.113"},{"v":5.170278637770898,"d":"5.170"},{"v":6.185185185185185,"d":"6.185"},{"v":7.136752136752137,"d":"7.137"},{"v":8.028846153846153,"d":"8.029"},{"v":8.882978723404255,"d":"8.883"},{"v":9.653179190751445,"d":"9.653"},{"v":10,"d":"10.000"}]
[null,5,"OSP.HC",175,209,436,333,273,233,178,149,129,118,70.1,50.8,40.4,33.8,29.3,26,23.5,21.6,20.9]
[{"$nulls":5},{"v":0.4793577981651376,"d":"0.479"},{"v":0.6276276276276276,"d":"0.628"},{"v":0.7655677655677655,"d":"0.766"},{"v":0.8969957081545065,"d":"0.897"},{"v":1.1741573033707866,"d":"1.174"},{"v":1.4026845637583893,"d":"1.403"},{"v":1.62015503875969,"d":"1.620"},{"v":1.771186440677966,"d":"1.771"},{"v":2.9814550641940087,"d":"2.981"},{"v":4.1141732283464565,"d":"4.114"},{"v":5.173267326732674,"d":"5.173"},{"v":6.183431952662723,"d":"6.183"},{"v":7.1331058020477816,"d":"7.133"},{"v":8.038461538461538,"d":"8.038"},{"v":8.893617021276595,"d":"8.894"},{"v":9.675925925925926,"d":"9.676"},{"v":10,"d":"10.000"}]
[null,6,"OSP.HC",210,250,523,399,327,279,214,179,155,142,84.1,61,48.5,40.6,35.1,31.1,28.2,25.9,25]
[{"$nulls":5},{"v":0.4780114722753346,"d":"0.478"},{"v":0.6265664160401002,"d":"0.627"},{"v":0.764525993883792,"d":"0.765"},{"v":0.8960573476702509,"d":"0.896"},{"v":1.1682242990654206,"d":"1.168"},{"v":1.3966480446927374,"d":"1.397"},{"v":1.6129032258064515,"d":"1.613"},{"v":1.7605633802816902,"d":"1.761"},{"v":2.9726516052318672,"d":"2.973"},{"v":4.098360655737705,"d":"4.098"},{"v":5.154639175257732,"d":"5.155"},{"v":6.157635467980295,"d":"6.158"},{"v":7.122507122507122,"d":"7.123"},{"v":8.038585209003216,"d":"8.039"},{"v":8.865248226950355,"d":"8.865"},{"v":9.652509652509654,"d":"9.653"},{"v":10,"d":"10.000"}]
[null,7,"OSP.HC",245,292,610,466,382,326,250,209,181,166,98.2,71.1,56.5,47.3,41,36.3,32.9,30.3,29.2]
[{"$nulls":5},{"v":0.4786885245901639,"d":"0.479"},{"v":0.6266094420600858,"d":"0.627"},{"v":0.7643979057591623,"d":"0.764"},{"v":0.8957055214723927,"d":"0.896"},1.168,{"v":1.3971291866028708,"d":"1.397"},{"v":1.6132596685082874,"d":"1.613"},{"v":1.7590361445783131,"d":"1.759"},{"v":2.973523421588595,"d":"2.974"},{"v":4.1068917018284115,"d":"4.107"},{"v":5.168141592920354,"d":"5.168"},{"v":6.173361522198732,"d":"6.173"},{"v":7.121951219512195,"d":"7.122"},{"v":8.044077134986226,"d":"8.044"},{"v":8.875379939209727,"d":"8.875"},{"v":9.636963696369637,"d":"9.637"},{"v":10,"d":"10.000"}]
[null,8,"OSP.HC",280,334,698,532,436,372,285,239,206,189,112,81.3,64.6,54.1,46.8,41.5,37.6,34.6,33.4]
[{"$nulls":5},{"v":0.4785100286532951,"d":"0.479"},{"v":0.6278195488721805,"d":"0.628"},{"v":0.7660550458715596,"d":"0.766"},{"v":0.8978494623655914,"d":"0.898"},{"v":1.1719298245614036,"d":"1.172"},{"v":1.397489539748954,"d":"1.397"},{"v":1.6213592233009708,"d":"1.621"},{"v":1.7671957671957672,"d":"1.767"},{"v":2.982142857142857,"d":"2.982"},{"v":4.108241082410824,"d":"4.108"},{"v":5.170278637770898,"d":"5.170"},{"v":6.173752310536044,"d":"6.174"},{"v":7.136752136752137,"d":"7.137"},{"v":8.048192771084338,"d":"8.048"},{"v":8.882978723404255,"d":"8.883"},{"v":9.653179190751445,"d":"9.653"},{"v":10,"d":"10.000"}]
[null,9,"OSP.HC",315,361,785,599,491,419,321,269,232,204,121,87.8,69.8,58.4,50.5,44.8,40.6,37.4,36.1]
[{"$nulls":5},{"v":0.45987261146496816,"d":"0.460"},{"v":0.6026711185308848,"d":"0.603"},{"v":0.7352342158859471,"d":"0.735"},{"v":0.8615751789976134,"d":"0.862"},{"v":1.1246105919003115,"d":"1.125"},{"v":1.342007434944238,"d":"1.342"},{"v":1.5560344827586208,"d":"1.556"},{"v":1.7696078431372548,"d":"1.770"},{"v":2.9834710743801653,"d":"2.983"},{"v":4.111617312072893,"d":"4.112"},{"v":5.1719197707736395,"d":"5.172"},{"v":6.181506849315069,"d":"6.182"},{"v":7.148514851485149,"d":"7.149"},{"v":8.058035714285715,"d":"8.058"},{"v":8.891625615763546,"d":"8.892"},{"v":9.6524064171123,"d":"9.652"},{"v":10,"d":"10.000"}]
[null,10,"OSP.HC",350,401,872,666,545,465,357,299,258,227,134,97.6,77.5,64.9,56.2,49.8,45.1,41.5,40.1]
[{"$nulls":5},{"v":0.4598623853211009,"d":"0.460"},{"v":0.6021021021021021,"d":"0.602"},{"v":0.7357798165137615,"d":"0.736"},{"v":0.8623655913978494,"d":"0.862"},{"v":1.123249299719888,"d":"1.123"},{"v":1.3411371237458194,"d":"1.341"},{"v":1.554263565891473,"d":"1.554"},{"v":1.7665198237885462,"d":"1.767"},{"v":2.9925373134328357,"d":"2.993"},{"v":4.108606557377049,"d":"4.109"},{"v":5.174193548387096,"d":"5.174"},{"v":6.178736517719568,"d":"6.179"},{"v":7.135231316725978,"d":"7.135"},{"v":8.052208835341366,"d":"8.052"},{"v":8.891352549889135,"d":"8.891"},{"v":9.662650602409638,"d":"9.663"},{"v":10,"d":"10.000"}]
[null,11,"OSP.HC",385,441,959,732,600,512,393,329,284,249,148,107,85.3,71.4,61.8,54.8,49.6,45.7,44.1]
[{"$nulls":5},{"v":0.45985401459854014,"d":"0.460"},{"v":0.6024590163934426,"d":"0.602"},0.735,{"v":0.861328125,"d":"0.861"},{"v":1.1221374045801527,"d":"1.122"},{"v":1.3404255319148937,"d":"1.340"},{"v":1.5528169014084507,"d":"1.553"},{"v":1.7710843373493976,"d":"1.771"},{"v":2.97972972972973,"d":"2.980"},{"v":4.121495327102804,"d":"4.121"},{"v":5.1699882766705745,"d":"5.170"},{"v":6.1764705882352935,"d":"6.176"},{"v":7.135922330097087,"d":"7.136"},{"v":8.047445255474454,"d":"8.047"},{"v":8.891129032258064,"d":"8.891"},{"v":9.649890590809628,"d":"9.650"},{"v":10,"d":"10.000"}]
[null,null,"Minutes",null,null,5,10,15,20,30,40,50,60,120,180,240,300,360,420,480,540,600]
[null,null,"Kt",null,null,{"v":0.47219623337367306,"d":"0.472"},{"v":0.6187416467220671,"d":"0.619"},{"v":0.754978990144974,"d":"0.755"},{"v":0.8847315044756597,"d":"0.885"},{"v":1.1542627988995058,"d":"1.154"},{"v":1.3788635176482897,"d":"1.379"},{"v":1.5972808836790597,"d":"1.597"},{"v":1.7654689651618236,"d":"1.765"},{"v":2.979051033368526,"d":"2.979"},{"v":4.109005223691632,"d":"4.109"},{"v":5.168666246942468,"d":"5.169"},{"v":6.174190651312579,"d":"6.174"},{"v":7.130334404794701,"d":"7.130"},{"v":8.040963680589279,"d":"8.041"},{"v":8.882173117678477,"d":"8.882"},{"v":9.650232209113808,"d":"9.650"},{"v":10,"d":"10.000"}]
[]
[null,4,"OSP.HC",340,359,437,404,373,346,296,260,231,208,131,95.1,74.7,61.7,53.7,47.6,42.9,39,35.9]
[{"$nulls":5},{"v":0.8215102974828375,"d":"0.822"},{"v":0.8886138613861386,"d":"0.889"},{"v":0.9624664879356568,"d":"0.962"},{"v":1.0375722543352601,"d":"1.038"},{"v":1.212837837837838,"d":"1.213"},{"v":1.3807692307692307,"d":"1.381"},{"v":1.5541125541125542,"d":"1.554"},{"v":1.7259615384615385,"d":"1.726"},{"v":2.7404580152671754,"d":"2.740"},{"v":3.7749737118822293,"d":"3.775"},{"v":4.805890227576975,"d":"4.806"},{"v":5.818476499189627,"d":"5.818"},{"v":6.685288640595902,"d":"6.685"},{"v":7.542016806722689,"d":"7.542"},{"v":8.368298368298369,"d":"8.368"},{"v":9.205128205128204,"d":"9.205"},{"v":10,"d":"10.000"}]
[null,5,"OSP.HC",425,448,546,505,467,433,370,324,289,260,163,119,93.4,77.1,67.1,59.5,53.6,48.8,44.8]
[{"$nulls":5},{"v":0.8205128205128205,"d":"0.821"},{"v":0.8871287128712871,"d":"0.887"},{"v":0.9593147751605996,"d":"0.959"},{"v":1.0346420323325636,"d":"1.035"},{"v":1.2108108108108109,"d":"1.211"},{"v":1.382716049382716,"d":"1.383"},{"v":1.5501730103806228,"d":"1.550"},{"v":1.7230769230769232,"d":"1.723"},{"v":2.7484662576687118,"d":"2.748"},{"v":3.764705882352941,"d":"3.765"},{"v":4.796573875802998,"d":"4.797"},{"v":5.810635538261998,"d":"5.811"},{"v":6.676602086438153,"d":"6.677"},{"v":7.529411764705882,"d":"7.529"},{"v":8.35820895522388,"d":"8.358"},{"v":9.18032786885246,"d":"9.180"},{"v":10,"d":"10.000"}]
[null,6,"OSP.HC",510,538,655,606,560,519,444,389,347,312,196,143,112,92.5,80.5,71.4,64.3,58.5,53.8]
[{"$nulls":5},{"v":0.8213740458015267,"d":"0.821"},{"v":0.8877887788778878,"d":"0.888"},{"v":0.9607142857142857,"d":"0.961"},{"v":1.0366088631984585,"d":"1.037"},{"v":1.2117117117117118,"d":"1.212"},{"v":1.3830334190231361,"d":"1.383"},{"v":1.5504322766570606,"d":"1.550"},{"v":1.7243589743589745,"d":"1.724"},{"v":2.7448979591836733,"d":"2.745"},{"v":3.762237762237762,"d":"3.762"},{"v":4.803571428571429,"d":"4.804"},{"v":5.816216216216216,"d":"5.816"},{"v":6.683229813664596,"d":"6.683"},{"v":7.53501400560224,"d":"7.535"},{"v":8.367029548989114,"d":"8.367"},{"v":9.196581196581196,"d":"9.197"},{"v":10,"d":"10.000"}]
[null,7,"OSP.HC",595,628,764,707,654,606,518,454,404,364,228,166,131,108,93.9,83.3,75,68.3,62.8]
[{"$nulls":5},{"v":0.8219895287958116,"d":"0.822"},{"v":0.8882602545968883,"d":"0.888"},{"v":0.9602446483180428,"d":"0.960"},{"v":1.0363036303630364,"d":"1.036"},{"v":1.2123552123552124,"d":"1.212"},{"v":1.3832599118942732,"d":"1.383"},{"v":1.5544554455445545,"d":"1.554"},{"v":1.7252747252747254,"d":"1.725"},{"v":2.754385964912281,"d":"2.754"},{"v":3.783132530120482,"d":"3.783"},{"v":4.793893129770993,"d":"4.794"},{"v":5.814814814814815,"d":"5.815"},{"v":6.687965921192758,"d":"6.688"},{"v":7.539015606242497,"d":"7.539"},{"v":8.373333333333333,"d":"8.373"},{"v":9.194729136163982,"d":"9.195"},{"v":10,"d":"10.000"}]
[null,8,"OSP.HC",680,718,873,808,747,692,592,519,462,416,261,190,149,123,107,95.2,85.7,78.1,71.8]
[{"$nulls":5},{"v":0.8224513172966781,"d":"0.822"},{"v":0.8886138613861386,"d":"0.889"},{"v":0.9611780455153949,"d":"0.961"},{"v":1.0375722543352601,"d":"1.038"},{"v":1.212837837837838,"d":"1.213"},{"v":1.3834296724470134,"d":"1.383"},{"v":1.5541125541125542,"d":"1.554"},{"v":1.7259615384615385,"d":"1.726"},{"v":2.7509578544061304,"d":"2.751"},{"v":3.778947368421053,"d":"3.779"},{"v":4.818791946308725,"d":"4.819"},{"v":5.837398373983739,"d":"5.837"},{"v":6.710280373831775,"d":"6.710"},{"v":7.542016806722689,"d":"7.542"},{"v":8.37806301050175,"d":"8.378"},{"v":9.193341869398209,"d":"9.193"},{"v":10,"d":"10.000"}]
[null,9,"OSP.HC",765,807,983,909,840,779,666,584,520,468,294,214,168,139,121,107,96.4,87.8,80.7]
[{"$nulls":5},{"v":0.8209562563580874,"d":"0.821"},{"v":0.8877887788778878,"d":"0.888"},{"v":0.9607142857142857,"d":"0.961"},{"v":1.03594351732991,"d":"1.036"},{"v":1.2117117117117118,"d":"1.212"},{"v":1.3818493150684932,"d":"1.382"},{"v":1.551923076923077,"d":"1.552"},{"v":1.7243589743589745,"d":"1.724"},{"v":2.7448979591836733,"d":"2.745"},{"v":3.7710280373831777,"d":"3.771"},{"v":4.803571428571429,"d":"4.804"},{"v":5.805755395683454,"d":"5.806"},{"v":6.669421487603306,"d":"6.669"},{"v":7.542056074766355,"d":"7.542"},{"v":8.371369294605808,"d":"8.371"},{"v":9.191343963553532,"d":"9.191"},{"v":10,"d":"10.000"}]
[null,10,"OSP.HC",850,897,1092,1010,934,865,740,649,578,520,326,238,187,154,134,119,107,97.6,89.7]
[{"$nulls":5},{"v":0.8214285714285714,"d":"0.821"},{"v":0.8881188118811881,"d":"0.888"},{"v":0.9603854389721628,"d":"0.960"},{"v":1.0369942196531792,"d":"1.037"},{"v":1.212162162162162,"d":"1.212"},{"v":1.382126348228043,"d":"1.382"},{"v":1.5519031141868511,"d":"1.552"},1.725,{"v":2.7515337423312882,"d":"2.752"},{"v":3.76890756302521,"d":"3.769"},{"v":4.7967914438502675,"d":"4.797"},{"v":5.824675324675325,"d":"5.825"},{"v":6.6940298507462686,"d":"6.694"},{"v":7.53781512605042,"d":"7.538"},{"v":8.383177570093459,"d":"8.383"},{"v":9.190573770491804,"d":"9.191"},{"v":10,"d":"10.000"}]
[null,11,"OSP.HC",935,987,1201,1110,1027,952,814,714,635,573,359,261,206,170,148,131,118,107,98.7]
[{"$nulls":5},{"v":0.8218151540383014,"d":"0.822"},{"v":0.8891891891891892,"d":"0.889"},{"v":0.9610516066212269,"d":"0.961"},{"v":1.036764705882353,"d":"1.037"},{"v":1.2125307125307125,"d":"1.213"},{"v":1.3823529411764706,"d":"1.382"},{"v":1.5543307086614173,"d":"1.554"},{"v":1.7225130890052356,"d":"1.723"},{"v":2.7493036211699162,"d":"2.749"},{"v":3.781609195402299,"d":"3.782"},{"v":4.79126213592233,"d":"4.791"},{"v":5.805882352941176,"d":"5.806"},{"v":6.668918918918919,"d":"6.669"},{"v":7.534351145038168,"d":"7.534"},{"v":8.364406779661017,"d":"8.364"},{"v":9.22429906542056,"d":"9.224"},{"v":10,"d":"10.000"}]
[null,12,"OSP.HC",1020,1076,1310,1211,1120,1038,888,779,693,625,392,285,224,185,161,143,129,117,108]
[{"$nulls":5},{"v":0.8213740458015267,"d":"0.821"},{"v":0.8885218827415359,"d":"0.889"},{"v":0.9607142857142857,"d":"0.961"},{"v":1.0366088631984585,"d":"1.037"},{"v":1.2117117117117118,"d":"1.212"},{"v":1.3812580231065468,"d":"1.381"},{"v":1.5526695526695526,"d":"1.553"},{"v":1.7216,"d":"1.722"},{"v":2.7448979591836733,"d":"2.745"},{"v":3.7754385964912283,"d":"3.775"},{"v":4.803571428571429,"d":"4.804"},{"v":5.816216216216216,"d":"5.816"},{"v":6.683229813664596,"d":"6.683"},{"v":7.524475524475524,"d":"7.524"},{"v":8.34108527131783,"d":"8.341"},{"v":9.196581196581196,"d":"9.197"},{"v":9.962962962962964,"d":"9.963"}]
[null,13,"OSP.HC",1105,1166,1419,1312,1214,1125,962,844,751,677,424,309,243,200,174,155,139,127,117]
[{"$nulls":5},{"v":0.8217054263565892,"d":"0.822"},{"v":0.8887195121951219,"d":"0.889"},{"v":0.9604612850082372,"d":"0.960"},{"v":1.0364444444444445,"d":"1.036"},{"v":1.212058212058212,"d":"1.212"},{"v":1.3815165876777251,"d":"1.382"},{"v":1.552596537949401,"d":"1.553"},{"v":1.7223042836041358,"d":"1.722"},{"v":2.75,"d":"2.750"},{"v":3.773462783171521,"d":"3.773"},{"v":4.79835390946502,"d":"4.798"},{"v":5.83,"d":"5.830"},{"v":6.7011494252873565,"d":"6.701"},{"v":7.52258064516129,"d":"7.523"},{"v":8.388489208633093,"d":"8.388"},{"v":9.181102362204724,"d":"9.181"},{"v":9.965811965811966,"d":"9.966"}]
[null,14,"OSP.HC",1190,1256,1529,1413,1307,1211,1036,908,809,729,457,333,262,216,188,167,150,137,126]
[{"$nulls":5},{"v":0.8214519293655984,"d":"0.821"},{"v":0.8888888888888888,"d":"0.889"},{"v":0.9609793420045907,"d":"0.961"},{"v":1.037159372419488,"d":"1.037"},{"v":1.2123552123552124,"d":"1.212"},{"v":1.3832599118942732,"d":"1.383"},{"v":1.5525339925834363,"d":"1.553"},{"v":1.7229080932784637,"d":"1.723"},{"v":2.74835886214442,"d":"2.748"},{"v":3.7717717717717716,"d":"3.772"},{"v":4.793893129770993,"d":"4.794"},{"v":5.814814814814815,"d":"5.815"},{"v":6.680851063829787,"d":"6.681"},{"v":7.520958083832335,"d":"7.521"},{"v":8.373333333333333,"d":"8.373"},{"v":9.167883211678832,"d":"9.168"},{"v":9.968253968253968,"d":"9.968"}]
[null,15,"OSP.HC",1275,1345,1638,1514,1400,1298,1110,973,866,781,490,356,280,231,201,179,161,146,135]
[{"$nulls":5},{"v":0.8211233211233211,"d":"0.821"},{"v":0.8883751651254954,"d":"0.888"},{"v":0.9607142857142857,"d":"0.961"},{"v":1.0362095531587057,"d":"1.036"},{"v":1.2117117117117118,"d":"1.212"},{"v":1.382322713257965,"d":"1.382"},{"v":1.5531177829099307,"d":"1.553"},{"v":1.7221510883482714,"d":"1.722"},{"v":2.7448979591836733,"d":"2.745"},{"v":3.7780898876404496,"d":"3.778"},{"v":4.803571428571429,"d":"4.804"},{"v":5.822510822510822,"d":"5.823"},{"v":6.691542288557214,"d":"6.692"},{"v":7.5139664804469275,"d":"7.514"},{"v":8.354037267080745,"d":"8.354"},{"v":9.212328767123287,"d":"9.212"},{"v":9.962962962962964,"d":"9.963"}]
[null,16,"OSP.HC",1360,1435,1747,1615,1494,1384,1184,1038,924,833,522,380,299,247,215,190,171,156,144]
[{"$nulls":5},{"v":0.8214081282198054,"d":"0.821"},{"v":0.8885448916408669,"d":"0.889"},{"v":0.9605087014725568,"d":"0.961"},{"v":1.0368497109826589,"d":"1.037"},{"v":1.2119932432432432,"d":"1.212"},{"v":1.382466281310212,"d":"1.382"},{"v":1.553030303030303,"d":"1.553"},{"v":1.7226890756302522,"d":"1.723"},{"v":2.7490421455938696,"d":"2.749"},{"v":3.776315789473684,"d":"3.776"},{"v":4.79933110367893,"d":"4.799"},{"v":5.809716599190283,"d":"5.810"},{"v":6.674418604651163,"d":"6.674"},{"v":7.552631578947368,"d":"7.553"},{"v":8.391812865497077,"d":"8.392"},{"v":9.198717948717949,"d":"9.199"},{"v":9.965277777777779,"d":"9.965"}]
[null,17,"OSP.HC",1445,1525,1856,1716,1587,1471,1258,1103,982,885,555,404,318,262,228,202,182,166,152]
[{"$nulls":5},{"v":0.8216594827586207,"d":"0.822"},{"v":0.8886946386946387,"d":"0.889"},{"v":0.9609325771896661,"d":"0.961"},{"v":1.036709721278042,"d":"1.037"},{"v":1.212241653418124,"d":"1.212"},{"v":1.3825929283771532,"d":"1.383"},{"v":1.5529531568228105,"d":"1.553"},{"v":1.7231638418079096,"d":"1.723"},{"v":2.7477477477477477,"d":"2.748"},{"v":3.7747524752475248,"d":"3.775"},{"v":4.79559748427673,"d":"4.796"},{"v":5.820610687022901,"d":"5.821"},{"v":6.68859649122807,"d":"6.689"},{"v":7.5495049504950495,"d":"7.550"},{"v":8.37912087912088,"d":"8.379"},{"v":9.186746987951807,"d":"9.187"},{"v":10.032894736842104,"d":"10.033"}]
[null,15,"OSP.HC",1575,1587,1647,1523,1415,1322,1141,1019,923,844,565,428,345,290,250,220,196,178,163]
[{"$nulls":5},{"v":0.9635701275045537,"d":"0.964"},{"v":1.0420223243598161,"d":"1.042"},{"v":1.1215547703180213,"d":"1.122"},{"v":1.2004538577912254,"d":"1.200"},{"v":1.3908851884312008,"d":"1.391"},{"v":1.5574092247301277,"d":"1.557"},{"v":1.7193932827735645,"d":"1.719"},{"v":1.8803317535545023,"d":"1.880"},{"v":2.808849557522124,"d":"2.809"},{"v":3.707943925233645,"d":"3.708"},{"v":4.6,"d":"4.600"},{"v":5.472413793103448,"d":"5.472"},6.348,{"v":7.213636363636364,"d":"7.214"},{"v":8.096938775510203,"d":"8.097"},{"v":8.915730337078651,"d":"8.916"},{"v":9.736196319018404,"d":"9.736"}]
[null,16,"OSP.HC",1680,1693,1757,1624,1510,1410,1217,1087,984,900,603,456,368,309,267,235,210,190,173]
[{"$nulls":5},{"v":0.9635742743312464,"d":"0.964"},{"v":1.042487684729064,"d":"1.042"},{"v":1.1211920529801325,"d":"1.121"},{"v":1.200709219858156,"d":"1.201"},{"v":1.391125718981101,"d":"1.391"},{"v":1.5574977000919963,"d":"1.557"},{"v":1.7205284552845528,"d":"1.721"},{"v":1.8811111111111112,"d":"1.881"},{"v":2.8076285240464345,"d":"2.808"},{"v":3.712719298245614,"d":"3.713"},{"v":4.600543478260869,"d":"4.601"},{"v":5.4789644012944985,"d":"5.479"},{"v":6.340823970037453,"d":"6.341"},{"v":7.2042553191489365,"d":"7.204"},{"v":8.061904761904762,"d":"8.062"},{"v":8.910526315789474,"d":"8.911"},{"v":9.786127167630058,"d":"9.786"}]
[null,17,"OSP.HC",1785,1799,1867,1726,1604,1498,1293,1155,1046,957,640,485,392,329,284,249,223,201,184]
[{"$nulls":5},{"v":0.9635779325120514,"d":"0.964"},{"v":1.0422943221320973,"d":"1.042"},{"v":1.121571072319202,"d":"1.122"},{"v":1.2009345794392523,"d":"1.201"},{"v":1.391337973704563,"d":"1.391"},{"v":1.5575757575757576,"d":"1.558"},{"v":1.719885277246654,"d":"1.720"},{"v":1.8798328108672937,"d":"1.880"},{"v":2.8109375,"d":"2.811"},{"v":3.709278350515464,"d":"3.709"},{"v":4.589285714285714,"d":"4.589"},{"v":5.468085106382978,"d":"5.468"},{"v":6.334507042253521,"d":"6.335"},{"v":7.224899598393574,"d":"7.225"},{"v":8.067264573991032,"d":"8.067"},{"v":8.950248756218905,"d":"8.950"},{"v":9.777173913043478,"d":"9.777"}]
[null,18,"OSP.HC",1890,1904,1977,1827,1698,1586,1369,1223,1107,1013,678,514,415,348,300,264,236,213,195]
[{"$nulls":5},{"v":0.9630753667172484,"d":"0.963"},{"v":1.0421455938697317,"d":"1.042"},{"v":1.121319199057715,"d":"1.121"},{"v":1.2005044136191678,"d":"1.201"},{"v":1.3907962016070123,"d":"1.391"},{"v":1.5568274734260017,"d":"1.557"},{"v":1.7199638663053298,"d":"1.720"},{"v":1.8795656465942745,"d":"1.880"},{"v":2.808259587020649,"d":"2.808"},{"v":3.7042801556420235,"d":"3.704"},{"v":4.587951807228916,"d":"4.588"},{"v":5.471264367816092,"d":"5.471"},{"v":6.346666666666667,"d":"6.347"},{"v":7.212121212121212,"d":"7.212"},{"v":8.067796610169491,"d":"8.068"},{"v":8.938967136150234,"d":"8.939"},{"v":9.764102564102565,"d":"9.764"}]
[null,20,"OSP.HC",2100,2116,2196,2030,1887,1762,1521,1359,1230,1125,753,571,461,387,334,293,262,237,217]
[{"$nulls":5},{"v":0.9635701275045537,"d":"0.964"},{"v":1.0423645320197044,"d":"1.042"},{"v":1.1213566507684154,"d":"1.121"},{"v":1.2009080590238366,"d":"1.201"},{"v":1.3911900065746219,"d":"1.391"},{"v":1.5570272259013982,"d":"1.557"},{"v":1.7203252032520324,"d":"1.720"},{"v":1.8808888888888888,"d":"1.881"},{"v":2.810092961487384,"d":"2.810"},{"v":3.7057793345008756,"d":"3.706"},{"v":4.59002169197397,"d":"4.590"},{"v":5.467700258397933,"d":"5.468"},{"v":6.335329341317365,"d":"6.335"},{"v":7.221843003412969,"d":"7.222"},{"v":8.076335877862595,"d":"8.076"},{"v":8.928270042194093,"d":"8.928"},{"v":9.751152073732719,"d":"9.751"}]
[null,24,"OSP.HC",2520,2539,2635,2437,2265,2115,1825,1631,1476,1350,904,685,553,464,400,352,314,284,260]
[{"$nulls":5},{"v":0.9635673624288426,"d":"0.964"},{"v":1.04185473943373,"d":"1.042"},{"v":1.1209713024282562,"d":"1.121"},{"v":1.2004728132387708,"d":"1.200"},{"v":1.3912328767123288,"d":"1.391"},{"v":1.556713672593501,"d":"1.557"},{"v":1.720189701897019,"d":"1.720"},{"v":1.8807407407407408,"d":"1.881"},{"v":2.808628318584071,"d":"2.809"},{"v":3.7065693430656936,"d":"3.707"},{"v":4.5913200723327305,"d":"4.591"},{"v":5.4719827586206895,"d":"5.472"},{"v":6.3475,"d":"6.348"},{"v":7.213068181818182,"d":"7.213"},{"v":8.085987261146498,"d":"8.086"},{"v":8.940140845070422,"d":"8.940"},{"v":9.765384615384615,"d":"9.765"}]
[null,26,"OSP.HC",2730,2751,2855,2640,2453,2291,1977,1767,1599,1463,979,742,599,503,434,381,340,308,282]
[{"$nulls":5},{"v":0.9635726795096322,"d":"0.964"},{"v":1.0420454545454545,"d":"1.042"},{"v":1.1214838972686507,"d":"1.121"},{"v":1.2007856831078132,"d":"1.201"},{"v":1.3915022761760243,"d":"1.392"},{"v":1.5568760611205432,"d":"1.557"},{"v":1.7204502814258913,"d":"1.720"},{"v":1.8803827751196172,"d":"1.880"},{"v":2.8100102145045964,"d":"2.810"},{"v":3.707547169811321,"d":"3.708"},{"v":4.592654424040067,"d":"4.593"},{"v":5.469184890656064,"d":"5.469"},{"v":6.338709677419355,"d":"6.339"},{"v":7.2204724409448815,"d":"7.220"},{"v":8.091176470588236,"d":"8.091"},{"v":8.931818181818182,"d":"8.932"},{"v":9.75531914893617,"d":"9.755"}]
[null,28,"OSP.HC",2940,2952,3075,2843,2642,2467,2130,1902,1722,1576,1055,799,645,541,467,411,367,332,303]
[{"$nulls":5},{"v":0.96,"d":"0.960"},{"v":1.0383397819205065,"d":"1.038"},{"v":1.117335352006056,"d":"1.117"},{"v":1.1965950547223347,"d":"1.197"},{"v":1.3859154929577464,"d":"1.386"},{"v":1.5520504731861198,"d":"1.552"},{"v":1.7142857142857142,"d":"1.714"},{"v":1.8730964467005076,"d":"1.873"},{"v":2.7981042654028436,"d":"2.798"},{"v":3.6946182728410513,"d":"3.695"},{"v":4.576744186046511,"d":"4.577"},{"v":5.456561922365989,"d":"5.457"},{"v":6.3211991434689505,"d":"6.321"},{"v":7.182481751824818,"d":"7.182"},{"v":8.043596730245232,"d":"8.044"},{"v":8.891566265060241,"d":"8.892"},{"v":9.742574257425742,"d":"9.743"}]
[null,30,"OSP.HC",3150,3174,3294,3046,2831,2643,2282,2038,1845,1688,1130,856,691,580,500,440,393,355,325]
[{"$nulls":5},{"v":0.9635701275045537,"d":"0.964"},{"v":1.0420223243598161,"d":"1.042"},{"v":1.121158601200989,"d":"1.121"},{"v":1.2009080590238366,"d":"1.201"},{"v":1.3908851884312008,"d":"1.391"},{"v":1.5574092247301277,"d":"1.557"},{"v":1.7203252032520324,"d":"1.720"},{"v":1.8803317535545023,"d":"1.880"},{"v":2.808849557522124,"d":"2.809"},{"v":3.707943925233645,"d":"3.708"},{"v":4.593342981186686,"d":"4.593"},{"v":5.472413793103448,"d":"5.472"},6.348,{"v":7.213636363636364,"d":"7.214"},{"v":8.076335877862595,"d":"8.076"},{"v":8.940845070422535,"d":"8.941"},{"v":9.766153846153847,"d":"9.766"}]
[null,32,"OSP.HC",3360,3385,3514,3249,3019,2819,2434,2174,1968,1801,1205,913,737,619,534,469,419,379,347]
[{"$nulls":5},{"v":0.9632896983494593,"d":"0.963"},{"v":1.0418590335487843,"d":"1.042"},{"v":1.121232196091421,"d":"1.121"},{"v":1.2007804185881519,"d":"1.201"},{"v":1.3907148726376335,"d":"1.391"},{"v":1.5570377184912603,"d":"1.557"},{"v":1.720020325203252,"d":"1.720"},{"v":1.8795113825652416,"d":"1.880"},{"v":2.809128630705394,"d":"2.809"},{"v":3.7075575027382257,"d":"3.708"},{"v":4.592944369063772,"d":"4.593"},{"v":5.468497576736672,"d":"5.468"},{"v":6.3389513108614235,"d":"6.339"},{"v":7.217484008528785,"d":"7.217"},{"v":8.078758949880669,"d":"8.079"},{"v":8.931398416886543,"d":"8.931"},{"v":9.755043227665706,"d":"9.755"}]
[null,34,"OSP.HC",3570,3597,3734,3452,3208,2996,2586,2310,2091,1913,1281,970,783,657,567,499,445,403,368]
[{"$nulls":5},{"v":0.963310123192287,"d":"0.963"},{"v":1.0420046349942063,"d":"1.042"},{"v":1.1212593516209477,"d":"1.121"},{"v":1.2006008010680909,"d":"1.201"},{"v":1.3909512761020881,"d":"1.391"},{"v":1.5571428571428572,"d":"1.557"},{"v":1.7202295552367288,"d":"1.720"},{"v":1.8802927339257711,"d":"1.880"},{"v":2.8079625292740045,"d":"2.808"},{"v":3.7082474226804125,"d":"3.708"},{"v":4.593869731800766,"d":"4.594"},{"v":5.474885844748859,"d":"5.475"},{"v":6.343915343915344,"d":"6.344"},{"v":7.208416833667335,"d":"7.208"},{"v":8.083146067415731,"d":"8.083"},{"v":8.925558312655086,"d":"8.926"},{"v":9.77445652173913,"d":"9.774"}]
[null,36,"OSP.HC",3780,3809,3953,3655,3397,3172,2738,2446,2214,2026,1356,1027,829,696,600,528,471,427,390]
[{"$nulls":5},{"v":0.9635719706551986,"d":"0.964"},{"v":1.0421340629274967,"d":"1.042"},{"v":1.1212834854283191,"d":"1.121"},{"v":1.2008196721311475,"d":"1.201"},{"v":1.3911614317019723,"d":"1.391"},{"v":1.5572363041700736,"d":"1.557"},{"v":1.7204155374887082,"d":"1.720"},{"v":1.8800592300098717,"d":"1.880"},{"v":2.8089970501474926,"d":"2.809"},{"v":3.7088607594936707,"d":"3.709"},{"v":4.594692400482509,"d":"4.595"},{"v":5.472701149425287,"d":"5.473"},{"v":6.348333333333334,"d":"6.348"},{"v":7.214015151515151,"d":"7.214"},{"v":8.087048832271762,"d":"8.087"},{"v":8.920374707259953,"d":"8.920"},{"v":9.766666666666667,"d":"9.767"}]
[null,null,"Minutes",null,null,5,10,15,20,30,40,50,60,120,180,240,300,360,420,480,540,600]
[{"$nulls":5},{"v":0.8868850044442204,"d":"0.887"},{"v":0.9591854506612909,"d":"0.959"},{"v":1.0346960762516695,"d":"1.035"},{"v":1.1121867605586002,"d":"1.112"},{"v":1.2944895479028349,"d":"1.294"},{"v":1.4628368087220391,"d":"1.463"},{"v":1.6297829411613696,"d":"1.630"},{"v":1.7956718238192027,"d":"1.796"},{"v":2.775665182468975,"d":"2.776"},{"v":3.7429507236393453,"d":"3.743"},{"v":4.7041551906697,"d":"4.704"},{"v":5.657399212237436,"d":"5.657"},{"v":6.526440792672433,"d":"6.526"},{"v":7.385851724148385,"d":"7.386"},{"v":8.234925249020712,"d":"8.235"},{"v":9.070966536017387,"d":"9.071"},{"v":9.884558257542725,"d":"9.885"}]
[]
[]
[null,"HBL - VRPP",{"$nulls":4},"Hours",{"$nulls":4},"Minutes",{"$nulls":5},"Seconds"]
[{"$nulls":5},"C5/1.00V/Cell",10,8,5,3,2,90,60,45,30,10,5,60,30,10,1]
[null,"CELL. NICD 1.2V 12Ah VRPP12 D9309",{"$nulls":3},12,1.2,1.5,2.4,3.85,5.66,7.06,9.18,10.3,12,16.3,18.4,24.2,26.8,31.6,38.2]
[{"$nulls":6},{"v":10,"d":"10.000"},{"v":8,"d":"8.000"},{"v":5,"d":"5.000"},{"v":3.116883116883117,"d":"3.117"},{"v":2.1201413427561837,"d":"2.120"},{"v":1.6997167138810199,"d":"1.700"},{"v":1.3071895424836601,"d":"1.307"},{"v":1.1650485436893203,"d":"1.165"},{"v":1,"d":"1.000"},{"v":0.7361963190184049,"d":"0.736"},{"v":0.6521739130434783,"d":"0.652"},{"v":0.49586776859504134,"d":"0.496"},{"v":0.44776119402985076,"d":"0.448"},{"v":0.37974683544303794,"d":"0.380"},{"v":0.31413612565445026,"d":"0.314"}]
[null,"CELL. NICD 1.2V 24Ah VRPP24 D9309",{"$nulls":3},24,2.4,3,4.8,7.69,11.3,14.1,18.4,20.7,24,32.7,36.7,48.5,53.6,63.2,76.5]
[{"$nulls":6},{"v":10,"d":"10.000"},{"v":8,"d":"8.000"},{"v":5,"d":"5.000"},{"v":3.120936280884265,"d":"3.121"},{"v":2.1238938053097343,"d":"2.124"},{"v":1.702127659574468,"d":"1.702"},{"v":1.3043478260869565,"d":"1.304"},{"v":1.1594202898550725,"d":"1.159"},{"v":1,"d":"1.000"},{"v":0.7339449541284403,"d":"0.734"},{"v":0.6539509536784741,"d":"0.654"},{"v":0.4948453608247423,"d":"0.495"},{"v":0.44776119402985076,"d":"0.448"},{"v":0.37974683544303794,"d":"0.380"},{"v":0.3137254901960784,"d":"0.314"}]
[null,"CELL. NICD 1.2V 32Ah VRPP32 D9309",{"$nulls":3},32,3.2,4,6.4,10.3,15.1,18.8,24.5,27.6,32,43.5,49,64.6,71.4,84.3,102]
[{"$nulls":6},{"v":10,"d":"10.000"},{"v":8,"d":"8.000"},{"v":5,"d":"5.000"},{"v":3.1067961165048543,"d":"3.107"},{"v":2.119205298013245,"d":"2.119"},{"v":1.702127659574468,"d":"1.702"},{"v":1.3061224489795917,"d":"1.306"},{"v":1.1594202898550725,"d":"1.159"},{"v":1,"d":"1.000"},{"v":0.735632183908046,"d":"0.736"},{"v":0.6530612244897959,"d":"0.653"},{"v":0.49535603715170284,"d":"0.495"},{"v":0.44817927170868344,"d":"0.448"},{"v":0.37959667852906287,"d":"0.380"},{"v":0.3137254901960784,"d":"0.314"}]
[null,"CELL. NICD 1.2V 40Ah VRPP40 D9309",{"$nulls":3},40,4,5,8,12.8,18.9,23.5,30.6,34.5,40,54.4,61.2,80.8,89.3,105,128]
[{"$nulls":6},{"v":10,"d":"10.000"},{"v":8,"d":"8.000"},{"v":5,"d":"5.000"},3.125,{"v":2.1164021164021167,"d":"2.116"},{"v":1.702127659574468,"d":"1.702"},{"v":1.3071895424836601,"d":"1.307"},{"v":1.1594202898550725,"d":"1.159"},{"v":1,"d":"1.000"},{"v":0.7352941176470589,"d":"0.735"},{"v":0.6535947712418301,"d":"0.654"},{"v":0.49504950495049505,"d":"0.495"},{"v":0.4479283314669653,"d":"0.448"},{"v":0.38095238095238093,"d":"0.381"},{"v":0.3125,"d":"0.313"}]
[{"$nulls":3},"Minutes",null,null,600,480,300,180,120,90,60,45,30,10,5]
[{"$nulls":3},"Kt",null,null,{"v":10,"d":"10.000"},{"v":8,"d":"8.000"},{"v":5,"d":"5.000"},{"v":3.1174038785680596,"d":"3.117"},{"v":2.1199106406203203,"d":"2.120"},{"v":1.701524923151106,"d":"1.702"},{"v":1.306212340008467,"d":"1.306"},{"v":1.1608273533136346,"d":"1.161"},{"v":1,"d":"1.000"},{"v":0.7352668936754876,"d":"0.735"},{"v":0.6531952156133947,"d":"0.653"},{"v":0.4952796678804954,"d":"0.495"},{"v":0.44790749780883754,"d":"0.448"},{"v":0.3800106825918799,"d":"0.380"},{"v":0.3135217765116518,"d":"0.314"}]
[]
[null,"CELL. NICD 1.2V 50Ah VRPP50 D9309",{"$nulls":3},50,5.1,6.31,10,16.3,23.9,29.4,38.3,43.3,49.9,66.2,70.6,86.8,95,108,126]
[{"$nulls":6},{"v":9.803921568627452,"d":"9.804"},{"v":7.9239302694136295,"d":"7.924"},{"v":5,"d":"5.000"},{"v":3.067484662576687,"d":"3.067"},{"v":2.092050209205021,"d":"2.092"},{"v":1.7006802721088436,"d":"1.701"},{"v":1.3054830287206267,"d":"1.305"},{"v":1.1547344110854505,"d":"1.155"},{"v":1.0020040080160322,"d":"1.002"},{"v":0.755287009063444,"d":"0.755"},{"v":0.708215297450425,"d":"0.708"},{"v":0.5760368663594471,"d":"0.576"},{"v":0.5263157894736842,"d":"0.526"},{"v":0.46296296296296297,"d":"0.463"},{"v":0.3968253968253968,"d":"0.397"}]
[null,"CELL. NICD 1.2V 66Ah VRPP66 D9309",{"$nulls":3},66,6.73,8.33,13.2,21.6,31.5,38.8,50.5,57.1,65.8,87.4,93.2,115,125,142,166]
[{"$nulls":6},{"v":9.806835066864783,"d":"9.807"},{"v":7.923169267707083,"d":"7.923"},{"v":5,"d":"5.000"},{"v":3.0555555555555554,"d":"3.056"},{"v":2.0952380952380953,"d":"2.095"},{"v":1.7010309278350517,"d":"1.701"},{"v":1.306930693069307,"d":"1.307"},{"v":1.1558669001751314,"d":"1.156"},{"v":1.0030395136778116,"d":"1.003"},{"v":0.7551487414187642,"d":"0.755"},{"v":0.7081545064377682,"d":"0.708"},{"v":0.5739130434782609,"d":"0.574"},0.528,{"v":0.4647887323943662,"d":"0.465"},{"v":0.39759036144578314,"d":"0.398"}]
[null,"CELL. NICD 1.2V 82Ah VRPP82 D9309",{"$nulls":3},82,8.37,10.4,16.4,26.8,39.1,48.2,62.7,71,81.8,109,116,142,155,177,206]
[{"$nulls":6},{"v":9.796893667861411,"d":"9.797"},{"v":7.884615384615384,"d":"7.885"},{"v":5,"d":"5.000"},{"v":3.059701492537313,"d":"3.060"},{"v":2.0971867007672635,"d":"2.097"},{"v":1.7012448132780082,"d":"1.701"},{"v":1.3078149920255182,"d":"1.308"},{"v":1.1549295774647887,"d":"1.155"},{"v":1.0024449877750612,"d":"1.002"},{"v":0.7522935779816514,"d":"0.752"},{"v":0.7068965517241379,"d":"0.707"},{"v":0.5774647887323944,"d":"0.577"},{"v":0.5290322580645161,"d":"0.529"},{"v":0.4632768361581921,"d":"0.463"},{"v":0.39805825242718446,"d":"0.398"}]
[null,"CELL. NICD 1.2V 103Ah VRPP103 D9309",{"$nulls":3},103,10.5,13,20.6,33.7,49.2,60.6,78.8,89.2,103,136,145,179,195,222,259]
[{"$nulls":6},{"v":9.80952380952381,"d":"9.810"},{"v":7.923076923076923,"d":"7.923"},{"v":5,"d":"5.000"},{"v":3.0563798219584566,"d":"3.056"},{"v":2.0934959349593494,"d":"2.093"},{"v":1.6996699669966997,"d":"1.700"},{"v":1.3071065989847717,"d":"1.307"},{"v":1.154708520179372,"d":"1.155"},{"v":1,"d":"1.000"},{"v":0.7573529411764706,"d":"0.757"},{"v":0.7103448275862069,"d":"0.710"},{"v":0.5754189944134078,"d":"0.575"},{"v":0.5282051282051282,"d":"0.528"},{"v":0.46396396396396394,"d":"0.464"},{"v":0.39768339768339767,"d":"0.398"}]
[null,"CELL. NICD 1.2V 133Ah VRPP133 D9309",{"$nulls":3},133,13.6,16.8,26.6,43.5,63.5,78.2,102,115,133,176,188,231,251,287,334]
[{"$nulls":6},{"v":9.779411764705882,"d":"9.779"},{"v":7.916666666666666,"d":"7.917"},{"v":5,"d":"5.000"},{"v":3.057471264367816,"d":"3.057"},{"v":2.094488188976378,"d":"2.094"},{"v":1.7007672634271098,"d":"1.701"},{"v":1.303921568627451,"d":"1.304"},{"v":1.1565217391304348,"d":"1.157"},{"v":1,"d":"1.000"},{"v":0.7556818181818182,"d":"0.756"},{"v":0.7074468085106383,"d":"0.707"},{"v":0.5757575757575758,"d":"0.576"},{"v":0.5298804780876494,"d":"0.530"},{"v":0.4634146341463415,"d":"0.463"},{"v":0.39820359281437123,"d":"0.398"}]
[null,"CELL. NICD 1.2V 142Ah VRPP142 D9309",{"$nulls":3},142,14.5,17.9,28.4,46.4,67.8,83.5,109,123,142,188,201,247,268,306,357]
[{"$nulls":6},{"v":9.793103448275861,"d":"9.793"},{"v":7.932960893854749,"d":"7.933"},{"v":5,"d":"5.000"},{"v":3.060344827586207,"d":"3.060"},{"v":2.094395280235988,"d":"2.094"},{"v":1.7005988023952097,"d":"1.701"},{"v":1.3027522935779816,"d":"1.303"},{"v":1.1544715447154472,"d":"1.154"},{"v":1,"d":"1.000"},{"v":0.7553191489361702,"d":"0.755"},{"v":0.7064676616915423,"d":"0.706"},{"v":0.5748987854251012,"d":"0.575"},{"v":0.5298507462686567,"d":"0.530"},{"v":0.46405228758169936,"d":"0.464"},{"v":0.39775910364145656,"d":"0.398"}]
[null,"CELL. NICD 1.2V 166Ah VRPP166 D9309",{"$nulls":3},166,16.9,21,33.2,54.2,79.2,97.6,127,144,165,220,234,288,314,358,417]
[{"$nulls":6},{"v":9.822485207100593,"d":"9.822"},{"v":7.904761904761905,"d":"7.905"},{"v":5,"d":"5.000"},{"v":3.062730627306273,"d":"3.063"},{"v":2.095959595959596,"d":"2.096"},{"v":1.7008196721311477,"d":"1.701"},{"v":1.3070866141732282,"d":"1.307"},{"v":1.1527777777777777,"d":"1.153"},{"v":1.006060606060606,"d":"1.006"},{"v":0.7545454545454545,"d":"0.755"},{"v":0.7094017094017094,"d":"0.709"},{"v":0.5763888888888888,"d":"0.576"},{"v":0.5286624203821656,"d":"0.529"},{"v":0.46368715083798884,"d":"0.464"},{"v":0.3980815347721823,"d":"0.398"}]
[{"$nulls":3},"Minutes",null,null,600,480,300,180,120,90,60,45,30,10,5]
[{"$nulls":6},{"v":9.801739218994257,"d":"9.802"},{"v":7.915597330013762,"d":"7.916"},{"v":5,"d":"5.000"},{"v":3.0599526074126158,"d":"3.060"},{"v":2.094687715048813,"d":"2.095"},{"v":1.7006873883102958,"d":"1.701"},{"v":1.305870827025555,"d":"1.306"},{"v":1.1548586386469144,"d":"1.155"},{"v":1.0019355879327871,"d":"1.002"},{"v":0.7550898130433962,"d":"0.755"},{"v":0.7081324804003469,"d":"0.708"},{"v":0.5756969918650109,"d":"0.576"},{"v":0.5285638314974,"d":"0.529"},{"v":0.4637352240065021,"d":"0.464"},{"v":0.39774309137282454,"d":"0.398"}]
[]
[]
[]
[]
[{"$nulls":4},"2V AGM ","2V Gel ","12V AGM FA","12V GEL FA","12V GEL ","12V AGM ","VTX1 L 15-75","VTX - L 95 - 1700","VTX1 M 15-75","VTX - M 95 - 1700","FCP","FCP","FHP","OSP.HC 125-441","OSP.HC 359-3809","VRPP 12-45","VRPP 50-166"," Kt (Alcad VN) ","Kt (Alcad L range)"]
[{"$nulls":3},"Min",{"$nulls":11},"Rt"]
[null,"Minutes",1,1,{"v":0.3850869994346191,"d":"0.385"},{"v":0.4447617186398237,"d":"0.445"},{"v":0.2696960886150943,"d":"0.270"},{"v":0.3079422756982897,"d":"0.308"},{"v":0.43349698428913513,"d":"0.433"},{"v":0.3502224790980713,"d":"0.350"},{"v":0.8333333333333334,"d":"0.833"},{"v":1.095853101762172,"d":"1.096"},{"v":0.460197420578932,"d":"0.460"},{"v":0.5481273816890071,"d":"0.548"},{"v":0.7898598033750043,"d":"0.790"},{"v":38.25999999999999,"d":"38.260"},{"v":0.9023374706280742,"d":"0.902"},{"v":0.3549599026949578,"d":"0.355"},{"v":0.829044647470564,"d":"0.829"},{"v":0.5875378731637203,"d":"0.588"},{"v":0.6705666142859076,"d":"0.671"},0.49,0.79]
[null,null,5,5,{"v":0.481654407715656,"d":"0.482"},{"v":0.5412540413980976,"d":"0.541"},{"v":0.34586537411197793,"d":"0.346"},{"v":0.386271772187219,"d":"0.386"},{"v":0.5041151921816573,"d":"0.504"},{"v":0.42912214017276895,"d":"0.429"},{"v":0.9052906255602554,"d":"0.905"},{"v":1.0685153668136742,"d":"1.069"},{"v":0.4743094760559624,"d":"0.474"},{"v":0.5560157735257613,"d":"0.556"},{"v":0.8771305308039778,"d":"0.877"},{"v":35.3,"d":"35.300"},{"v":0.9787029770035004,"d":"0.979"},{"v":0.47219623337367306,"d":"0.472"},{"v":0.8868850044442204,"d":"0.887"},{"v":0.6531952156133947,"d":"0.653"},{"v":0.7081324804003469,"d":"0.708"},0.66,0.95]
[null,null,10,10,{"v":0.6023636680669521,"d":"0.602"},{"v":0.66186944484594,"d":"0.662"},{"v":0.44107698098308246,"d":"0.441"},{"v":0.4841836427983806,"d":"0.484"},{"v":0.5923879520473101,"d":"0.592"},{"v":0.527746716516141,"d":"0.528"},{"v":1.016086457719296,"d":"1.016"},{"v":1.225601083438835,"d":"1.226"},{"v":0.5576413676090943,"d":"0.558"},{"v":0.6373829501933423,"d":"0.637"},{"v":0.9862189400901948,"d":"0.986"},{"v":31.6,"d":"31.600"},{"v":1.074159859972783,"d":"1.074"},{"v":0.6187416467220671,"d":"0.619"},{"v":0.9591854506612909,"d":"0.959"},{"v":0.7352668936754876,"d":"0.735"},{"v":0.7550898130433962,"d":"0.755"},0.73,1.07]
[null,null,15,15,{"v":0.7060610615654165,"d":"0.706"},{"v":0.7674839345725201,"d":"0.767"},{"v":0.536288587854187,"d":"0.536"},{"v":0.5820955134095422,"d":"0.582"},{"v":0.7093320421843952,"d":"0.709"},{"v":0.6401971038281334,"d":"0.640"},{"v":1.1164427023392878,"d":"1.116"},{"v":1.3589209921268937,"d":"1.359"},{"v":0.6187528874058067,"d":"0.619"},{"v":0.6762054661115342,"d":"0.676"},{"v":1.0619110307945103,"d":"1.062"},{"v":27.5,"d":"27.500"},{"v":1.1839743593608483,"d":"1.184"},{"v":0.754978990144974,"d":"0.755"},{"v":1.0346960762516695,"d":"1.035"},{"v":0.9338167234188719,"d":"0.934"},{"v":0.9402241442104394,"d":"0.940"},0.81,{"v":1.1516666666666668,"d":"1.15"}]
[null,null,20,20,{"v":0.8015271462881022,"d":"0.802"},{"v":0.8673524320824144,"d":"0.867"},{"v":0.6364101748670149,"d":"0.636"},{"v":0.6812865282020527,"d":"0.681"},{"v":0.7985546120461064,"d":"0.799"},{"v":0.7335386409418525,"d":"0.734"},{"v":1.210261992850017,"d":"1.210"},{"v":1.4191177052775243,"d":"1.419"},{"v":0.6917841649825949,"d":"0.692"},{"v":0.7242724945270648,"d":"0.724"},{"v":1.1547357499251498,"d":"1.155"},{"v":24.9,"d":"24.900"},{"v":1.3186221643122928,"d":"1.319"},{"v":0.8847315044756597,"d":"0.885"},{"v":1.1121867605586002,"d":"1.112"},{"v":0.9558778156125812,"d":"0.956"},{"v":0.960794625451222,"d":"0.961"},{"v":0.8900000000000001,"d":"0.89"},{"v":1.2333333333333334,"d":"1.23"}]
[null,null,25,25,{"v":0.8969932310107879,"d":"0.897"},{"v":0.9672209295923089,"d":"0.967"},{"v":0.7395521680074323,"d":"0.740"},{"v":0.7772863542293287,"d":"0.777"},{"v":0.8948734519404599,"d":"0.895"},{"v":0.8286931024776649,"d":"0.829"},{"v":1.2747291318708762,"d":"1.275"},{"v":1.4624327728315025,"d":"1.462"},{"v":0.7545742917944191,"d":"0.755"},{"v":0.7739217610199549,"d":"0.774"},{"v":1.238453763565242,"d":"1.238"},23.325,{"v":1.4083207636367834,"d":"1.408"},{"v":1.0194971516875828,"d":"1.019"},{"v":1.2033381542307175,"d":"1.203"},{"v":0.9779389078062906,"d":"0.978"},{"v":0.9813651066920046,"d":"0.981"},{"v":0.9450000000000001,"d":"0.95"},{"v":1.2816666666666667,"d":"1.28"}]
[null,null,30,30,{"v":0.9924593157334736,"d":"0.992"},{"v":1.0670894271022033,"d":"1.067"},{"v":0.8408902025887142,"d":"0.841"},{"v":0.8692986723728297,"d":"0.869"},{"v":0.9849835080310005,"d":"0.985"},{"v":0.9223685517281638,"d":"0.922"},{"v":1.3391962708917353,"d":"1.339"},{"v":1.505747840385481,"d":"1.506"},{"v":0.8173644186062435,"d":"0.817"},{"v":0.8235710275128452,"d":"0.824"},{"v":1.3221717772053339,"d":"1.322"},{"v":21.75,"d":"21.750"},{"v":1.4980193629612741,"d":"1.498"},{"v":1.1542627988995058,"d":"1.154"},{"v":1.2944895479028349,"d":"1.294"},{"v":1,"d":"1.000"},{"v":1.0019355879327871,"d":"1.002"},{"v":1,"d":"1.00"},1.33]
[null,null,35,35,{"v":1.0853881375144243,"d":"1.085"},{"v":1.162160465586085,"d":"1.162"},{"v":0.940382335144044,"d":"0.940"},{"v":0.9609572866769295,"d":"0.961"},{"v":1.0747178371094932,"d":"1.075"},{"v":1.015658783508672,"d":"1.016"},{"v":1.4145539966394212,"d":"1.415"},{"v":1.5653994381477174,"d":"1.565"},{"v":0.8820937305773356,"d":"0.882"},{"v":0.884086398392539,"d":"0.884"},{"v":1.4115682916733865,"d":"1.412"},{"v":20.80833333333333,"d":"20.808"},{"v":1.5858848569894066,"d":"1.586"},{"v":1.2665631582738976,"d":"1.267"},{"v":1.378663178312437,"d":"1.379"},{"v":1.0536091177712115,"d":"1.054"},{"v":1.0529099381708296,"d":"1.053"},{"v":1.055,"d":"1.06"},{"v":1.3783333333333334,"d":"1.38"}]
[null,null,40,40,{"v":1.1783169592953748,"d":"1.178"},{"v":1.2572315040699669,"d":"1.257"},{"v":1.040514827637151,"d":"1.041"},{"v":1.0533274868570117,"d":"1.053"},{"v":1.16519940297204,"d":"1.165"},{"v":1.1075483759871017,"d":"1.108"},{"v":1.4899117223871068,"d":"1.490"},{"v":1.6250510359099541,"d":"1.625"},{"v":0.9468230425484276,"d":"0.947"},{"v":0.9446017692722328,"d":"0.945"},{"v":1.5009648061414391,"d":"1.501"},{"v":19.866666666666664,"d":"19.867"},{"v":1.673750351017539,"d":"1.674"},{"v":1.3788635176482897,"d":"1.379"},{"v":1.4628368087220391,"d":"1.463"},{"v":1.107218235542423,"d":"1.107"},{"v":1.103884288408872,"d":"1.104"},{"v":1.1099999999999999,"d":"1.11"},{"v":1.4266666666666667,"d":"1.43"}]
[null,null,45,45,{"v":1.2712457810763256,"d":"1.271"},{"v":1.3523025425538486,"d":"1.352"},{"v":1.1396861978259059,"d":"1.140"},{"v":1.1498595655829453,"d":"1.150"},{"v":1.2451254518760648,"d":"1.245"},{"v":1.196948984387217,"d":"1.197"},{"v":1.5652694481347926,"d":"1.565"},{"v":1.6847026336721906,"d":"1.685"},{"v":1.0115523545195197,"d":"1.012"},{"v":1.0051171401519268,"d":"1.005"},{"v":1.590361320609492,"d":"1.590"},{"v":18.9,"d":"18.900"},{"v":1.7616158450456718,"d":"1.762"},{"v":1.4880722006636748,"d":"1.488"},{"v":1.5463098749417044,"d":"1.546"},{"v":1.1608273533136346,"d":"1.161"},{"v":1.1548586386469144,"d":"1.155"},1.16,1.48]
[null,null,50,50,{"v":1.3613110068481182,"d":"1.361"},{"v":1.4422562062303788,"d":"1.442"},{"v":1.2378497822702559,"d":"1.238"},{"v":1.2505927082714299,"d":"1.251"},{"v":1.3465244144644073,"d":"1.347"},{"v":1.2900384843013686,"d":"1.290"},{"v":1.6445856328466706,"d":"1.645"},{"v":1.7451706538602347,"d":"1.745"},{"v":1.0779209320420065,"d":"1.078"},{"v":1.06876638259969,"d":"1.069"},{"v":1.7269075470729947,"d":"1.727"},{"v":17.933333333333334,"d":"17.933"},{"v":1.8614342574465501,"d":"1.861"},{"v":1.5972808836790597,"d":"1.597"},{"v":1.6297829411613696,"d":"1.630"},{"v":1.2092890155452454,"d":"1.209"},{"v":1.2051960347731279,"d":"1.205"},1.21,{"v":1.5333333333333332,"d":"1.53"}]
[null,null,60,60,{"v":1.5414414583917035,"d":"1.541"},{"v":1.6221635335834392,"d":"1.622"},{"v":1.4341769511589557,"d":"1.434"},{"v":1.452058993648399,"d":"1.452"},{"v":1.5377830857672252,"d":"1.538"},{"v":1.4763145310681751,"d":"1.476"},{"v":1.8032180022704267,"d":"1.803"},{"v":1.8661066942363227,"d":"1.866"},{"v":1.21065808708698,"d":"1.211"},{"v":1.1960648674952166,"d":"1.196"},{"v":2,"d":"2.000"},{"v":16,"d":"16.000"},{"v":2.061071082248307,"d":"2.061"},{"v":1.7654689651618236,"d":"1.765"},{"v":1.7956718238192027,"d":"1.796"},{"v":1.306212340008467,"d":"1.306"},{"v":1.305870827025555,"d":"1.306"},1.31,1.64]
[null,null,90,90,{"v":2.22031917886585,"d":"2.220"},{"v":2.324440000689217,"d":"2.324"},{"v":1.9934755954921148,"d":"1.993"},{"v":2.0331329491003913,"d":"2.033"},{"v":2.1793389072800835,"d":"2.179"},{"v":2.1154878817843334,"d":"2.115"},{"v":2.206774848979208,"d":"2.207"},{"v":2.2083557044579867,"d":"2.208"},{"v":1.7163222437441996,"d":"1.716"},{"v":1.7360979025070804,"d":"1.736"},{"v":2.57707549001116,"d":"2.577"},{"v":13.05,"d":"13.050"},{"v":2.5596692781991193,"d":"2.560"},{"v":2.3722599992651747,"d":"2.372"},{"v":2.285668503144089,"d":"2.286"},{"v":1.701524923151106,"d":"1.702"},{"v":1.7006873883102958,"d":"1.701"},{"v":1.7,"d":"1.70"},1.97]
[null,"Hours",2,120,{"v":2.7715434453307806,"d":"2.772"},{"v":2.8860128781996846,"d":"2.886"},{"v":2.5129190342255523,"d":"2.513"},{"v":2.5923375619664566,"d":"2.592"},{"v":2.8071172788040593,"d":"2.807"},{"v":2.750610013576971,"d":"2.751"},{"v":2.5408681951599257,"d":"2.541"},{"v":2.5111367225789394,"d":"2.511"},{"v":2.1495579001860095,"d":"2.150"},{"v":2.1743143296412617,"d":"2.174"},{"v":3.1541509800223198,"d":"3.154"},{"v":10.1,"d":"10.100"},{"v":3.058267474149931,"d":"3.058"},{"v":2.979051033368526,"d":"2.979"},{"v":2.775665182468975,"d":"2.776"},{"v":2.1199106406203203,"d":"2.120"},{"v":2.094687715048813,"d":"2.095"},2.11,2.32]
[null,null,3,180,{"v":3.742342419312299,"d":"3.742"},{"v":3.8558028760063974,"d":"3.856"},{"v":3.482587390471648,"d":"3.483"},{"v":3.6339312929380627,"d":"3.634"},{"v":4.05592536738962,"d":"4.056"},{"v":4.016818472308329,"d":"4.017"},{"v":3.239938574186497,"d":"3.240"},{"v":3.1557368078281147,"d":"3.156"},{"v":3.0774438831310866,"d":"3.077"},{"v":3.092251874809596,"d":"3.092"},{"v":4.1818051093819815,"d":"4.182"},{"v":7.65,"d":"7.650"},{"v":3.970531487738317,"d":"3.971"},{"v":4.109005223691632,"d":"4.109"},{"v":3.7429507236393453,"d":"3.743"},{"v":3.1174038785680596,"d":"3.117"},{"v":3.0599526074126158,"d":"3.060"},3.08,3.14]
[null,null,4,240,{"v":4.805780138459549,"d":"4.806"},{"v":4.903512101680887,"d":"4.904"},{"v":4.393617474250171,"d":"4.394"},{"v":4.593159701591814,"d":"4.593"},{"v":5.21831321894582,"d":"5.218"},{"v":5.21831321894582,"d":"5.218"},{"v":4.119969287093248,"d":"4.120"},{"v":4.077868403914057,"d":"4.078"},{"v":4.0387219415655435,"d":"4.039"},{"v":4.046125937404798,"d":"4.046"},{"v":5.080003457153868,"d":"5.080"},{"v":6.3,"d":"6.300"},{"v":4.80913335358767,"d":"4.809"},{"v":5.168666246942468,"d":"5.169"},{"v":4.7041551906697,"d":"4.704"},{"v":4.058701939284029,"d":"4.059"},{"v":4.029976303706308,"d":"4.030"},{"v":4,"d":"4.00"},4.07]
[null,null,5,300,{"v":5.793120366736441,"d":"5.793"},{"v":5.851766865126292,"d":"5.852"},{"v":5.289938546287914,"d":"5.290"},{"v":5.48057824998176,"d":"5.481"},{"v":6.34557607226991,"d":"6.346"},{"v":6.34557607226991,"d":"6.346"},{"v":5,"d":"5.000"},{"v":5,"d":"5.000"},{"v":5,"d":"5.000"},{"v":5,"d":"5.000"},{"v":5.978201804925755,"d":"5.978"},{"v":5.35,"d":"5.350"},{"v":5.647735219437024,"d":"5.648"},{"v":6.174190651312579,"d":"6.174"},{"v":5.657399212237436,"d":"5.657"},{"v":5,"d":"5.000"},{"v":5,"d":"5.000"},{"v":5,"d":"5.00"},{"v":5,"d":"5.00"}]
[null,null,6,360,{"v":6.502156994692956,"d":"6.502"},{"v":6.541917398333588,"d":"6.542"},{"v":6.144731262533451,"d":"6.145"},{"v":6.3289609609824655,"d":"6.329"},{"v":7.389554531362511,"d":"7.390"},{"v":7.389554531362511,"d":"7.390"},{"v":5.923069013751751,"d":"5.923"},{"v":5.922512669830889,"d":"5.923"},{"v":5.947599787804144,"d":"5.948"},{"v":5.947384289170948,"d":"5.947"},{"v":6.820774519082695,"d":"6.821"},{"v":4.7,"d":"4.700"},{"v":6.4004409344023525,"d":"6.400"},{"v":7.130334404794701,"d":"7.130"},{"v":6.526440792672433,"d":"6.526"},{"v":6,"d":"6.000"},{"v":5.971865776671254,"d":"5.972"},{"v":6,"d":"6.00"},{"v":6,"d":"6.00"}]
[null,null,7,420,{"v":7.21119362264947,"d":"7.211"},{"v":7.232067931540884,"d":"7.232"},{"v":6.989200834968696,"d":"6.989"},{"v":7.157102988726033,"d":"7.157"},{"v":8.414365167065283,"d":"8.414"},{"v":8.414365167065283,"d":"8.414"},{"v":6.8461380275035015,"d":"6.846"},{"v":6.8450253396617775,"d":"6.845"},{"v":6.895199575608289,"d":"6.895"},{"v":6.894768578341896,"d":"6.895"},{"v":7.657939183254915,"d":"7.658"},{"v":3.75,"d":"3.750"},{"v":7.188292923967555,"d":"7.188"},{"v":8.040963680589279,"d":"8.041"},{"v":7.385851724148385,"d":"7.386"},{"v":7,"d":"7.000"},{"v":6.9437315533425075,"d":"6.944"},{"v":7,"d":"7.00"},{"v":7,"d":"7.00"}]
[null,null,8,480,{"v":7.920230250605985,"d":"7.920"},{"v":7.92221846474818,"d":"7.922"},{"v":7.826076260449993,"d":"7.826"},{"v":7.960640527382561,"d":"7.961"},{"v":9.433870921915451,"d":"9.434"},{"v":9.433870921915451,"d":"9.434"},{"v":7.769207041255252,"d":"7.769"},{"v":7.767538009492665,"d":"7.768"},{"v":7.842799363412434,"d":"7.843"},{"v":7.842152867512845,"d":"7.842"},{"v":8.495103847427135,"d":"8.495"},{"v":3.6075,"d":"3.608"},{"v":7.976144913532757,"d":"7.976"},{"v":8.882173117678477,"d":"8.882"},{"v":8.234925249020712,"d":"8.235"},{"v":8,"d":"8.000"},{"v":7.915597330013762,"d":"7.916"},{"v":8,"d":"8.00"},{"v":8,"d":"8.00"}]
[null,null,9,540,{"v":8.756376104827451,"d":"8.756"},{"v":8.75715029092935,"d":"8.757"},{"v":8.67478868244325,"d":"8.675"},{"v":8.758601633330416,"d":"8.759"},{"v":10.42919176211536,"d":"10.429"},{"v":10.42919176211536,"d":"10.429"},{"v":8.691604409594559,"d":"8.692"},{"v":8.692644556504591,"d":"8.693"},{"v":8.778075805768568,"d":"8.778"},{"v":8.775084342247094,"d":"8.775"},{"v":9.247551923713567,"d":"9.248"},{"v":3.4650000000000003,"d":"3.465"},{"v":8.615029127703696,"d":"8.615"},{"v":9.650232209113808,"d":"9.650"},{"v":9.070966536017387,"d":"9.071"},{"v":9,"d":"9.000"},{"v":8.85866827450401,"d":"8.859"},{"v":9,"d":"9.00"},{"v":9,"d":"9.00"}]
[null,null,10,600,{"v":9.592521959048918,"d":"9.593"},{"v":9.592082117110518,"d":"9.592"},{"v":9.523501104436507,"d":"9.524"},{"v":9.556562739278272,"d":"9.557"},{"v":11.364773243430166,"d":"11.365"},{"v":11.364773243430166,"d":"11.365"},{"v":9.614001777933865,"d":"9.614"},{"v":9.617751103516518,"d":"9.618"},{"v":9.713352248124702,"d":"9.713"},{"v":9.708015816981343,"d":"9.708"},{"v":10,"d":"10.000"},{"v":3.2,"d":"3.200"},{"v":9.253913341874634,"d":"9.254"},{"v":10,"d":"10.000"},{"v":9.884558257542725,"d":"9.885"},{"v":10,"d":"10.000"},{"v":9.801739218994257,"d":"9.802"},{"v":10,"d":"10.00"},{"v":10,"d":"10.00"}]
[null,null,12,720,{"v":11.292940383372924,"d":"11.293"},{"v":11.284779860280398,"d":"11.285"},{"v":11.191939702812366,"d":"11.192"},{"v":11.201276988707551,"d":"11.201"},{"v":13.361768606669397,"d":"13.362"},{"v":13.361768606669397,"d":"13.362"},{"v":12,"d":"12.000"},{"v":12,"d":"12.000"},{"v":12,"d":"12.000"},{"v":12,"d":"12.000"},{"v":12,"d":"12.000"},{"v":2.67,"d":"2.670"},{"v":12,"d":"12.000"},{"v":12,"d":"12.000"},{"v":12,"d":"12.000"},{"v":12,"d":"12.000"},{"v":12,"d":"12.000"},{"v":12,"d":"12.00"},{"v":12,"d":"12.00"}]
[null,null,18,1080,{"v":15.979092236913841,"d":"15.979"},{"v":15.974963828990834,"d":"15.975"},{"v":16.057200760398924,"d":"16.057"},{"v":16.019486494023845,"d":"16.019"},{"v":18.659607687709475,"d":"18.660"},{"v":18.68281828435821,"d":"18.683"},{"v":18,"d":"18.000"},{"v":18,"d":"18.000"},{"v":18,"d":"18.000"},{"v":18,"d":"18.000"},{"v":18,"d":"18.000"},{"v":2,"d":"2.000"},{"v":18,"d":"18.000"},{"v":18,"d":"18.000"},{"v":18,"d":"18.000"},{"v":18,"d":"18.000"},{"v":18,"d":"18.000"},{"v":18,"d":"18.00"},{"v":18,"d":"18.00"}]
[null,null,20,1200,{"v":17.541142854760814,"d":"17.541"},{"v":17.538358485227647,"d":"17.538"},{"v":17.67895444626111,"d":"17.679"},{"v":17.625556329129278,"d":"17.626"},{"v":20.425554048056167,"d":"20.426"},{"v":20.45650151025448,"d":"20.457"},{"v":20,"d":"20.000"},{"v":20,"d":"20.000"},{"v":20,"d":"20.000"},{"v":20,"d":"20.000"},{"v":20,"d":"20.000"},{"v":1.7766666666666666,"d":"1.777"},{"v":20,"d":"20.000"},{"v":20,"d":"20.000"},{"v":20,"d":"20.000"},{"v":20,"d":"20.000"},{"v":20,"d":"20.000"},{"v":20,"d":"20.00"},{"v":20,"d":"20.00"}]
[null,null,24,1440,{"v":20.665244090454756,"d":"20.665"},{"v":20.665147797701273,"d":"20.665"},{"v":20.898969207126395,"d":"20.899"},{"v":20.87037402408155,"d":"20.870"},{"v":24,"d":"24.000"},{"v":24,"d":"24.000"},{"v":24,"d":"24.000"},{"v":24,"d":"24.000"},{"v":24,"d":"24.000"},{"v":24,"d":"24.000"},{"v":24,"d":"24.000"},{"v":1.33,"d":"1.330"},{"v":24,"d":"24.000"},{"v":24,"d":"24.000"},{"v":24,"d":"24.000"},{"v":24,"d":"24.000"},{"v":24,"d":"24.000"},{"v":24,"d":"24.00"},{"v":24,"d":"24.00"}]
[null,"Days",10,14400,{"v":240,"d":"240.000"},{"v":240,"d":"240.000"},{"v":240,"d":"240.000"},{"v":240,"d":"240.000"},{"v":240,"d":"240.000"},{"v":240,"d":"240.000"},{"v":240,"d":"240.000"},{"v":240,"d":"240.000"},{"v":240,"d":"240.000"},{"v":240,"d":"240.000"},{"v":240,"d":"240.000"},{"v":1,"d":"1.000"},{"v":240,"d":"240.000"},{"v":240,"d":"240.000"},{"v":240,"d":"240.000"},{"v":240,"d":"240.000"},{"v":240,"d":"240.000"},{"v":240,"d":"240.00"},{"v":240,"d":"240.00"}]