{"text_format":"3","workbook":"xlsx","n_sheets":3,"sheets":["old1","Old","Pricing Schedule"],"not_rendered":{"defined_names":3},"read":"whole","date_system":"1900"}

{"sheet":"old1","index":0,"n_rows":2392,"n_cols":8,"rows_kept":2392,"hidden":true}
["ITEM NUMBER","ITEM CATEGORIES","ITEM DESCRIPTION","ITEM DESCRIPTION BSC MEETING 11-15 JULY 2022","UOM","COMMENTS"]
["RT296-01-001","Hypodermic Needle","Needle, hypodermic: disposable, silicone coated, plastic hub with Imperial thread, sterile, 0,3 x 25 mm, 30 gauge short, Box of 100\n.  Must be compatable to item RT287-04-100\n.i gratia: H-Dent\nICN:18-970-6937 BX\n","Needle, hypodermic: disposable, silicone coated, plastic hub with Imperial thread, sterile, 0,3 x 25 mm, 30 gauge short, Box of 100\n Must be compatable to item RT287-04-100\n\n\n","Box",null,null," "]
["RT296-01-002","Hypodermic Needle","Needle, hypodermic: disposable, silicone coated, plastic hub with Imperial thread, sterile, 0,4 x 38 mm, 27 gauge long, Box of 100\n.Must be compatable to item RT287-04-100\n.i gratia: H-Dent\nICN:18-970-2865 BX","Needle, hypodermic: disposable, silicone coated, plastic hub with Imperial thread, sterile, 0,4 x 38 mm, 27 gauge long, Box of 100\nMust be compatable to item RT287-04-100\n\n","Box"]
["RT296-01-003","Hypodermic Needle","Hand piece and Needle, hypodermic, disposable for Single Tooth Anesthesia system: needle 30Ga X ½\" Needle.               \n Item RT296-01-003 to RT296-01-005 will be awarded as a series.","Hand piece and Needle, hypodermic, disposable for Single Tooth Anesthesia system: needle 30Ga X ½\" Needle.               \n Item RT296-01-003 to RT296-01-005 will be awarded as a series.","Each"]
["RT296-01-004","Hypodermic Needle","Hand piece and Needle, hypodermic, disposable for Single Tooth Anesthesia system: needle 30Ga X 1\" Needle.                  \n","Hand piece and Needle, hypodermic, disposable for Single Tooth Anesthesia system: needle 30Ga X 1\" Needle.                  \n","Each"]
["RT296-01-005","Hypodermic Needle","Hand piece and Needle, hypodermic, disposable for Single Tooth Anesthesia system: needle 27Ga X 1¼\" Needle.                  \n","Hand piece and Needle, hypodermic, disposable for Single Tooth Anesthesia system: needle 27Ga X 1¼\" Needle.                  \n","Each"]
["RT296-01-006","Hypodermic Needle","Needle, hypodermic: Intraosseous Anaesthesia delivery system, needle and drill , Box of 50  \r\n.i gratia: X-Tips and needles Maileffer (Ref A0811)\r\nICN: RT-296-0001 BX","Needle, hypodermic: Intraosseous Anaesthesia delivery system, needle and drill , Box of 50  \n.i gratia: X-Tips and needles Maileffer (Ref A0811)","Box"]
["RT296-01-007","Local anaesthesia","New item","Topical Local anaesthetic Spray, Dental:10mg Xylocaine Spray, 1x50ml Bottle with nozzle","Bottle"]
["RT296-01-008","Local anaesthesia","Analgesic and anaesthetic gel: local, surface, lignocaine base, 43g tube\r\n.i gratia: Premier-topical gel pump \r\nICN: 18-970-5642 TU","Analgesic and anaesthetic gel: local, surface, lignocaine base, 43g tube\n.i gratia: Premier-topical gel pump \n","Tube"]
["RT296-01-009","Local anaesthesia","Lignocaine and Noradrenalin injection: Local anaesthetic, 100 ampules, 1.8ml each\n\n.i Gratia: Xylotox L\n\nICN NO. 6505-18-970-3013 EA","Lignocaine and Noradrenalin injection: Local anaesthetic, 100 ampules, 1.8ml each\n.i Gratia: Xylotox L\n","100 ampules"]
["RT296-01-010","Local anaesthesia","Lignocaine Hydrochloride: Local Anaesthetic, 100 ampules, 1.8ml each\n\n.i Gratia: Xylotox SE\n\nICN NO. 6505-18-970-3589 EA","Lignocaine Hydrochloride: Local Anaesthetic, 100 ampules, 1.8ml each\n.i Gratia: Xylotox SE\n","101 ampules"]
["RT296-01-011","Local anaesthesia","New item","Articaine Hydrochloride  with epinephrine 4% in 1:100,000 composition: Local Anaesthetic,Box of 50  capsules, 1.7ml each\n.i Gratia: Septocaine \n","Capsules"]
["RT296-01-012","Local anaesthesia","New item","Mepivacaine  Hydrochloride 3% Local Anaesthetic without vasoconstrictorAnaesthetic,Box with 50  capsules, 1.7ml each                                            .i Gratia: Scandonest 3% plain             ","Capsules"]
["RT296-02-001","Cavity Liners and Bases","Pulp protector, dental: calcium hydroxide liner, high strength, acid resistant, paste set\r\nSet: 1 tube base 13 g, 1 tube catalyst 11 g, 1 mixing pad\r\n.i gratia: Dentsply - Dycal\r\nICN: 18-970-4810 SE","Pulp protector, dental: calcium hydroxide liner, high strength, acid resistant, paste set\nSet: 1 tube base 13 g, 1 tube catalyst 11 g, 1 mixing pad\n.i gratia: Dentsply - Dycal\n","Set"]
["RT296-02-002","Cavity Liners and Bases","Pulp protector, dental: calcium hydroxide liner and base material, light activated, fluoride, release, high strength, acid resistant kit\r\nKit: 2 denTine colour prefilled syringes 1,2 cc each, 2 opaque white colour prefilled syringes 1.2 cc each, 20 black micro tips, 20 black mini tips\r\n.i gratia: Ultradent-Ultra-Blend Plus (UP0415) \r\nICN: 18-026-7581 KT","Pulp protector, dental: calcium hydroxide liner and base material, light activated, fluoride, release, high strength, acid resistant kit\nKit: 2 denTine colour prefilled syringes 1,2 cc each, 2 opaque white colour prefilled syringes 1.2 cc each, 20 black micro tips, 20 black mini tips\n.i gratia: Ultradent-Ultra-Blend Plus (UP0415) \n","Kit"]
["RT296-02-003","Cavity Liners and Bases","Pulp protector, dental: calcium hydroxide liner and base material, light activated, fluoride release, high strength, acid resistant, denTine colour refill syringe, 4 prefilled syringes 1 ,2 cc, kit\r\n.i gratia: Ultradent-Ultra-Blend Plus (UP0416)\r\nICN: 18-026-7582 KT","Pulp protector, dental: calcium hydroxide liner and base material, light activated, fluoride release, high strength, acid resistant, denTine colour refill syringe, 4 prefilled syringes 1 ,2 cc, kit\n.i gratia: Ultradent-Ultra-Blend Plus (UP0416)\n","Kit"]
["RT296-02-004","Cavity Liners and Bases","Pulp protector, dental calcium hydroxide liner and base material, light activated, fluoride release, high strength, acid resistant, opaque white colour refill syringe, 4 Prefilled syringes 1 ,2 cc, kit\r\n.i Gratia: Ultradent-Ultra-Blend Plus (UP0417) \r\nICN: 18-026-7853 KT ","Pulp protector, dental calcium hydroxide liner and base material, light activated, fluoride release, high strength, acid resistant, opaque white colour refill syringe, 4 Prefilled syringes 1 ,2 cc, kit\n.i Gratia: Ultradent-Ultra-Blend Plus (UP0417) \n","Kit"]
["RT296-02-005","Applicator Tips","Tip, applicator brush, dental: micro tips, 1 container 20 pieces\r\n.i gratia: Ultradent-Black Micro Tips (UP0190)\r\nICN: 18-026-7842 CO","Tip, applicator brush, dental: micro tips, 1 container 20 pieces\n.i gratia: Ultradent-Black Micro Tips (UP0190)\n","Container"]
["RT296-02-006","Applicator Tips","Tip, applicator brush, dental: mini tips, 1 container 20  pieces\r\n.i Gratia: Ultradent-Black Mini Tips (UP0196)\r\nICN:18-026-7841 CO","Tip, applicator brush, dental: mini tips, 1 container 20  pieces\n.i Gratia: Ultradent-Black Mini Tips (UP0196)\n","Container"]
["RT296-02-007","Cavity Liners and Bases","Cement Kit, glass ionomer, dental: liner, visible light cured, powder and liquid set: Set- 1 bottle powder 9 g, 1 bottle liquid 5,5 ml, 1 mixing spoon, mixing pads \r\n.i Gratia: 3M-Vitrebond (7510T)\r\nICN: 18-970-9869 SE. Item RT296-02-007 to RT296-02-009 will be awarded as a series   ","Cement Kit, glass ionomer, dental: liner, visible light cured, powder and liquid set: Set- 1 bottle powder 9 g, 1 bottle liquid 5,5 ml, 1 mixing spoon, mixing pads \n.i Gratia: 3M-Vitrebond (7510T)\nItem RT296-02-007 to RT296-02-009 will be awarded as a series   ","Set"]
["RT296-02-008","Cavity Liners and Bases","Powder, glass ionomer restorative dental: liner, visible light cured, powder refill: 1 Bottle powder 9 g, 1 mixing spoon\r\n.i Gratia: 3M - Vitrebond (7512P)\r\nICN: 18-026-7857 BT","Powder, glass ionomer restorative dental: liner, visible light cured, powder refill: 1 Bottle powder 9 g, 1 mixing spoon\n.i Gratia: 3M - Vitrebond (7512P)\n","Bottle"]
["RT296-02-009","Cavity Liners and Bases","Liquid, glass ionomer restorative, dental: liner visible light cured, liquid refil,  1 Bottle liquid 5,5 ml \r\n.i Gratia: 3M - Vitrebond (7512L)\r\nICN: 18-026-7855 BT","Liquid, glass ionomer restorative, dental: liner visible light cured, liquid refil,  1 Bottle liquid 5,5 ml \n.i Gratia: 3M - Vitrebond (7512L)\n","Bottle"]
["RT296-02-010","Cement","Cement, glass ionomer, dental: resin, luTing cement: Set- 1 bottle powder 16 g, 1 bottle liquid 15 ml, 1 spoon and 2 mixing pads \r\n.i Gratia: 3M - Rely -X  LuTing Cement (3505)\r\nICN:18-017-5549 SE. Item RT 266-02-010 to RT296-02-012 will be awarded as a series","Cement, glass ionomer, dental: resin, luTing cement: Set- 1 bottle powder 16 g, 1 bottle liquid 15 ml, 1 spoon and 2 mixing pads \n.i Gratia: 3M - Rely -X  LuTing Cement (3505)\nItem RT 266-02-010 to RT296-02-012 will be awarded as a series","Set"]
["RT296-02-011","Cement","Powder, dental: glass ionomer/resin, luTing cement,  1 bottle powder 16 g \r\n.i Gratia: 3M - Rely X LuTing Cement (3505P)\r\nICN: 18-026-7889 BT","Powder, dental: glass ionomer/resin, luTing cement,  1 bottle powder 16 g \n.i Gratia: 3M - Rely X LuTing Cement (3505P)\n","Bottle"]
["RT296-02-012","Cement","Liquid,  dental: glass ionomer/resin, luTing cement, 1 bottle liquid 15 ml\r\n.i Gratia: 3M - Rely X LuTing Cement (3505L)\r\nICN: 18-026-7887 BT","Liquid,  dental: glass ionomer/resin, luTing cement, 1 bottle liquid 15 ml\n.i Gratia: 3M - Rely X LuTing Cement (3505L)\n","Bottle"]
["RT296-02-013",null,"Gutta Percha, sticks, 1 Box, 250 g \r\n.i Gratia: GC\r\nICN:18-970-2531 BX","Gutta Percha, sticks, 1 Box, 250 g \n.i Gratia: GC\n","Box"]
["RT296-02-014","Cement","Cement, polycarboxylate, dental: liner/final cement, anhydrous type, powder set \r\nSet- 1 bottle powder 30 g, 1 water dispenser, 1 powder measure, 1 mixing pad \r\n.i Gratia: Dentsply - Poly F-Plus (611.18.000)\r\nICN: 18-970-2259 SE","Cement, polycarboxylate, dental: liner/final cement, anhydrous type, powder set \nSet- 1 bottle powder 30 g, 1 water dispenser, 1 powder measure, 1 mixing pad \n.i Gratia: Dentsply - Poly F-Plus (611.18.000)\n","Set"]
["RT296-02-015","Cement","Cement, resin, dental: aesthetic resin cement with minimum of 4 shades complete kit, Kit I (Operatory) and Kit ll (Try-in) \r\n.i: Calibra, Dentsply De Trey \r\nICN: 18-096-4958 KT. Item RT296-02-015 to RT296-02-023 will be awarded as a series.","Cement, resin, dental: aesthetic resin cement with minimum of 4 shades complete kit, Kit I (Operatory) and Kit ll (Try-in) \n.i: Calibra, Dentsply De Trey \nItem RT296-02-015 to RT296-02-023 will be awarded as a series.","Kit"]
["RT296-02-016","Cement","Cement, resin, dental: Aesthetic resin cement refill paste, base dark, syringe, 1 syringe 2 g \r\n.i Gratia: Calibra, Dentsply De Trey (607063)\r\nICN:18-096-5032 EA","Cement, resin, dental: Aesthetic resin cement refill paste, base dark, syringe, 1 syringe 2 g \n.i Gratia: Calibra, Dentsply De Trey (607063)\n","Syringe"]
["RT296-02-017","Cement","Cement, resin, dental: Aesthetic resin cement refill paste, base light, syringe, 1 syringe 2 g \r\n.i Gratia: Calibra, Dentsply De Trey (607061)\r\nICN: 18-096-5035 EA","Cement, resin, dental: Aesthetic resin cement refill paste, base light, syringe, 1 syringe 2 g \n.i Gratia: Calibra, Dentsply De Trey (607061)\n","Syringe"]
["RT296-02-018","Cement","Cement, resin, dental: Aesthetic resin cement refill paste, base medium, syringe, 1 syringe 2 g \r\n.i Gratia: Calibra, Dentsply De Trey (607062)\r\nICN:18-096-5033 EA","Cement, resin, dental: Aesthetic resin cement refill paste, base medium, syringe, 1 syringe 2 g \n.i Gratia: Calibra, Dentsply De Trey (607062)\n","Syringe"]
["RT296-02-019","Cement","Cement, resin, dental: Aesthetic resin cement refill paste, base opaque, syringe, 1 syringe 2 g \r\n.i Gratia: Calibra, Dentsply DeTrey (607065)\r\nICN: 18-096-5030 EA","Cement, resin, dental: Aesthetic resin cement refill paste, base opaque, syringe, 1 syringe 2 g \n.i Gratia: Calibra, Dentsply DeTrey (607065)\n","Syringe"]
["RT296-02-020","Cement","Cement, resin, dental: Aesthetic resin cement refill paste, base translucent, syringe: 1 syringe 2 g \r\n.i Gratia: Calibra, Denstsply DeTrey (607064)\r\nICN: 18-096-5031 EA","Cement, resin, dental: Aesthetic resin cement refill paste, base translucent, syringe: 1 syringe 2 g \n.i Gratia: Calibra, Denstsply DeTrey (607064)\n","Syringe"]
["RT296-02-021","Cement","Cement, resin, dental: Aesthetic resin cement refill paste, catalyst high viscosity, syringe, 1 syringe 2 g \r\n.i Gratia: Calibra, Dentsply DeTrey (607069)\r\nICN: 18-096-5028 EA","Cement, resin, dental: Aesthetic resin cement refill paste, catalyst high viscosity, syringe, 1 syringe 2 g \n.i Gratia: Calibra, Dentsply DeTrey (607069)\n","Syringe"]
["RT296-02-022","Cement","Cement, resin, dental: Aesthetic resin cement refill paste, catalyst regular viscosity, syringe, 1 syringe 2 g .i Gratia: Calibra, Dentsply DeTrey (607068)\r\nICN:18-096-5029 EA","Cement, resin, dental: Aesthetic resin cement refill paste, catalyst regular viscosity, syringe, 1 syringe 2 g .i Gratia: Calibra, Dentsply DeTrey (607068)\n","Syringe"]
["RT296-02-023","Cement","Cement, resin, dental: Aesthetic resin cement refill silane coupling agent, syringe and applicator needles, 1 syringe 3 ml, 25 applicator needles\r\n.i, Dentsply DeTrey (607080)\r\nICN: 18-176-1735 BX","Cement, resin, dental: Aesthetic resin cement refill silane coupling agent, syringe and applicator needles, 1 syringe 3 ml, 25 applicator needles\n.i, Dentsply DeTrey (607080)\n","Box"]
["RT296-02-024","Cement","Cement, resin, dental: final cement, two paste system \n.i Gratia: 3M - Rely X Universal . Item RT296-02-024ME to RT296-02-026ME  and RT296-02-258ME will be awarded as a series.\nICN: 18-026-7795 KT","Cement, resin, dental: final cement, two paste system \n.i Gratia: 3M - Rely X Universal . \nItem RT296-02-024ME to RT296-02-026ME will be awarded as a series.\n","Each"]
["RT296-02-025","Cement","Cement, resin, dental: final cement two paste system (composed of BIS-GMA and TEGMDA and zircornia\\silicone filler) refills \n.i Gratia: 3M - Rely X Universal \nICN: RT296-0002 BX","Cement, resin, dental: final cement two paste system (composed of BIS-GMA and TEGMDA and zircornia\\silicone filler) refills \n.i Gratia: 3M - Rely X Universal \n","Each"]
["RT296-02-026","Cement","Cement,resin,dental:Final cement two paste system (Composed of BIS - GMA and TEGMDA and Zirconia / Silica Filler) Refills\n.i Gratia: 3M - Rely X Universal \nICN: RT-296-003 BX","Cement,resin,dental:Final cement two paste system (Composed of BIS - GMA and TEGMDA and Zirconia / Silica Filler) Refills\n.i Gratia: 3M - Rely X Universal \n","Each"]
["RT296-02-027","Cement","New item","Resin, Dental Cement,dental: Dual Cure, Dental Crowns, Shade A2, Adhesive 1x1.5ml Bottle, cement 1x8.5g syringe,Etchant 1x3ml syringe,25x dispensing tips,50*microbrushes, 10x regular mixing tips, 5xwide mixing tips,5x intra oral tips. .ia Gratia: RelyX Ultimate","Kit"]
["RT296-02-028","Cement","New item","Resin, Dental Cement,dental: Dual Cure, Dental Crowns, Shade Translucent, Adhesive 1x1.5ml Bottle, cement 1x8.5g syringe,Etchant 1x3ml syringe,25x dispensing tips,50xmicrobrushes, 10x regular mixing tips, 5x wide mixing tips,5x intra oral tips..ia Gratia: RelyX Ultimate","Kit"]
["RT296-02-029","Cement","New item","Resin, Dental Cement,dental: Dual Cure, Dental Crowns, Shade Translucent, Refill, 1x8.5g syringe. Exaplia Gratia: Rely X Ultimate","Syringe"]
["RT296-02-030","Cement","New item","Resin, Dental Cement,dental: Dual Cure, Dental Crowns, Shade A1, Refill, 1x8.5g syringe.Exaplia Gratia: Rely X Ultimate","Syringe"]
["RT296-02-031","Cement","New item","Resin, Dental Cement,dental: Dual Cure, Dental Crowns, Shade A2, Refill, 1x8.5g syringe.Exaplia Gratia: Rely X Ultimate","Syringe"]
["RT296-02-032","Cement","New item","Resin, Dental Cement,dental: Dual Cure, Dental Crowns, Shade Bleach, Refill, 1x8.5g syringe.Exaplia Gratia: Rely X Ultimate","Syringe"]
["RT296-02-033","Cement","New item","Resin, Dental Cement,dental: Dual Cure, Dental Crowns, Shade A1, Adhesive 1x1.5ml Bottle, cement 1x8.5g syringe,Etchant 1x3ml syringe,25xdispensing tips,50xmicrobrushes, 10x regular mixing tips, 5x wide mixing tips,5xintra oral tips","Kit"]
["RT296-02-034","Cement","New item","Cement, Dual Cure, Resin,Dental:Dental Crowns, Shade A2,Cement  5ml*1 syringe,1*5ml bottle Bon, 1*5ml Primer, Automix Tips *20, Disposable Dispensing Dish, Disposable Applicators","Kit"]
["RT296-02-035","Cement","New item","Cement, Dual Cure, Resin,Dental:Dental Crowns, Shade A1,Cement  5ml*1 syringe,1*5ml bottle Bon, 1*5ml Primer, Automix Tips *20, Disposable Dispensing Dish, Disposable Applicators, .i Gratia:G-CEM Linkforce","Kit"]
["RT296-02-036","Cement","New item","Cement, Dual Cure, Resin,Dental:Dental Crowns, Shade Translucent,Cement  5ml*1 syringe,1*5ml bottle Bon, 1*5ml Primer, Automix Tips *20, Disposable Dispensing Dish, Disposable Applicators","Kit"]
["RT296-02-037","Provisional Crown and Bridge material","New item","Resin, restorative, dental: temporary fillings and inlay, light cured, polyester urethane dimethacrylate, standard pack, 3 Syringes 3 g each\n.i Gratia: Vivadent - Fermit\n","Pack"]
["RT296-02-038","Provisional Crown and Bridge material","Resin, restorative, dental temporary filling mateiral, light cured: 1 Box 7,5 g, 30 compules 0,25 g each (Caulk) - T.E.R.M.\n","Resin, restorative, dental temporary filling mateiral, light cured: 1 Box 7,5 g, 30 compules 0,25 g each (Caulk) - T.E.R.M.\n","box"]
["RT296-02-039","Provisional Crown and Bridge material","Resin restorative,dental: C & B Material, Refill A1\n1 Cartridge 76g & 20 Mixing Tips\n.i Gratia: Integrity Refil A1 (666210)\n","Resin restorative,dental: C & B Material, Refill A1\n1 Cartridge 76g & 20 Mixing Tips\n.i Gratia: Integrity Refil A1 (666210)\n","Box"]
["RT296-02-040","Provisional Crown and Bridge material","Resin restorative, dental: C&B Material, Refill A2\r\n1 Cartridge 76g and 20 Mixing Tips\r\n.i Gratia: Integrity Refill A2 (666220)\r\nICN: 6520-18-182-0292 BX","Resin restorative, dental: C&B Material, Refill A2\n1 Cartridge 76g and 20 Mixing Tips\n.i Gratia: Integrity Refill A2 (666220)\n","Box"]
["RT296-02-041","Provisional Crown and Bridge material","Resin Restorative, dental C&B Material, refill A3.  1 Cartridge 76g and 20 mixing tips                                     \n.i grata:   Integrity refill A3                                                                                                                                  ICN:","Resin Restorative, dental C&B Material, refill A3.  1 Cartridge 76g and 20 mixing tips                                     \n.i grata:   Integrity refill A3                                                                                                                                 ","Set"]
["RT296-02-042","Provisional Crown and Bridge material","Resin restorative, dental: C&B Material, Refill A3.5\r\n1 Cartridge 76g and 20 Mixing Tips\r\n.i Gratia: Integrity Refill A3.5 (666230)\r\nICN: 6520-18-182-0310 BX","Resin restorative, dental: C&B Material, Refill A3.5\n1 Cartridge 76g and 20 Mixing Tips\n.i Gratia: Integrity Refill A3.5 (666230)\n","Box"]
["RT296-02-043","Provisional Crown and Bridge material","Resin restorative, dental: C&B Material, Refill B1\r\n1 Cartridge 76g and 20 Mixing Tips\r\n.i Gratia: Integrity Refill B1 (666240)\r\nICN: 6520-18-182-0307 BX","Resin restorative, dental: C&B Material, Refill B1\n1 Cartridge 76g and 20 Mixing Tips\n.i Gratia: Integrity Refill B1 (666240)\n","Box"]
["RT296-02-044","Provisional Crown and Bridge material","Resin restorative, dental: C&B Material, Refill Bleach White\n1 Cartridge 76g and 20 Mixing Tips\n.i Gratia: Integrity Refill Bleach White (666245)\nICN: 6520-18-182-0287 BX","Resin restorative, dental: C&B Material, Refill Bleach White\n1 Cartridge 76g and 20 Mixing Tips\n.i Gratia: Integrity Refill Bleach White (666245)\n","Box"]
["RT296-02-045","Cement","Cement, zinc oxide and eugenol, dental intermediate restorative, polymer reinforcement. colour ivory , powder and liquid set, \nSet- 1 bottle powder 38 g, 1 bottle liquid 14 ml, 1 dispenser, 1 scoop \n.i Gratia: Dentsply -I.R.M. \nICN: 18-970-5396 SE ","Cement, zinc oxide and eugenol, dental intermediate restorative, polymer reinforcement. colour ivory , powder and liquid set, \nSet- 1 bottle powder 38 g, 1 bottle liquid 14 ml, 1 dispenser, 1 scoop \n.i Gratia: Dentsply -I.R.M. \n","Set"]
["RT296-02-046","Cement","New item","Cement, zinc oxide and eugenol, dental intermediate restorative, polymer reinforcement. colour ivory , powder\nSet- 1 bottle powder 38 g  \n.i Gratia: Dentsply -I.R.M. \n","Set"]
["RT296-02-047","Cement","New item","Cement, zinc oxide and eugenol, dental intermediate restorative, polymer reinforcement. colour ivory liquid  \n1 bottle liquid 14 ml\n.i Gratia: Dentsply -I.R.M. \n","Bottle"]
["RT296-02-048","Cement","Cement, zinc oxide and eugenol, dental lining/temporary restorative, powder and liquid , set, high compressive strength,\r\nSet- 1 bottle powder 40 g, 1 bottle liquid 15 ml\r\n.i Gratia: Dentsply - Kalzinol\r\nICN: 18-970-2489 SE","Cement, zinc oxide and eugenol, dental lining/temporary restorative, powder and liquid , set, high compressive strength,\nSet- 1 bottle powder 40 g, 1 bottle liquid 15 ml\n.i Gratia: Dentsply - Kalzinol\n","Set"]
["RT296-02-049","Cement","New item","Cement, zinc oxide and eugenol, dental lining/temporary restorative, powder and liquid , set, high compressive strength,\n1 bottle powder 40 g\n.i Gratia: Dentsply - Kalzinol\n","Bottle"]
["RT296-02-050","Cement","New item","Cement, zinc oxide and eugenol, dental lining/temporary restorative, powder and liquid , set, high compressive strength,\n1 bottle liquid 15 ml\n.i Gratia: Dentsply - Kalzinol\n","Bottle"]
["RT296-02-051","Cement","Cement, zinc oxide and eugenol, dental: temporary cement, set\r\nSet- 1 tube base 50 g, 1 tube accelerator 50 g\r\n.i Gratia: Kerr-Tempbond\r\nICN: 18-970-5100 SE","Cement, zinc oxide and eugenol, dental: temporary cement, set\nSet- 1 tube base 50 g, 1 tube accelerator 50 g\n.i Gratia: Kerr-Tempbond\n","Set"]
["RT296-02-052","Cement","Cement, zinc oxide, dental: Temporary Non-eugenol Cement, set\r\nSet- 1 tube Base 50g, 1 tube Accelerator 15g\r\n.i Gratia: Kerr-Tempbond Non Eugenol\r\nICN:18-970-5684 SE","Cement, zinc oxide, dental: Temporary Non-eugenol Cement, set\nSet- 1 tube Base 50g, 1 tube Accelerator 15g\n.i Gratia: Kerr-Tempbond Non Eugenol\n","Set"]
["RT296-02-053","Cement","Cement, zinc phosphate, Dental: Final Cement, Fine Grain, Powder and Liquid set, \r\nSet- 1 bottle powder 90g, 1 Bottle Liquid 30ml\r\n.i Gratia: Tenet\r\nICN:18-970-5686 SE","Cement, zinc phosphate, Dental: Final Cement, Fine Grain, Powder and Liquid set, \nSet- 1 bottle powder 90g, 1 Bottle Liquid 30ml\n","Set"]
["RT296-02-054","Restorative material","Silver alloy powder and mercury capsule, mixing, dental: amalgam, dispersed phase, admixed, non gamma 2 capsules, 1 spill regular set: \r\n1 Box 50 pieces, 400 mg each\r\n.i Gratia : Dentsply- Dispersalloy\r\nICN: 18-970-5636 BX","Silver alloy powder and mercury capsule, mixing, dental: amalgam, dispersed phase, admixed, non gamma 2 capsules, 1 spill regular set: \n1 Box 50 pieces, 400 mg each\n.i Gratia : Dentsply- Dispersalloy\n","Box"]
["RT296-02-055","Restorative material","Silver alloy powder and mercury capsule, mixing, dental: amalgam, dispersed phase, admixed, non gamma 2 capsules, 2 spill regular set\r\n1 Box 50 pieces, 600 mg each \r\n.i Gratia: Dentsply -Dispersalloy\r\nICN: 18-970-5637 BX","Silver alloy powder and mercury capsule, mixing, dental: amalgam, dispersed phase, admixed, non gamma 2 capsules, 2 spill regular set\n1 Box 50 pieces, 600 mg each \n.i Gratia: Dentsply -Dispersalloy\n","Box"]
["RT296-02-056","Restorative material","Glass ionomer, restorative, dental: posterior restorations, primary teeth restorations, core build-up, capsule introductory kit \nIntroductory pack .  Item RT296-02-043ME to RT296-02-050ME will be awarded as a series.\n.i Gratia: Epse-Ketac-Molar  -Quick Aplicap (56368)\nICN: 18-095-2333 SE","Glass ionomer, restorative, dental: posterior restorations, primary teeth restorations, core build-up, capsule introductory kit \nIntroductory pack .  Item RT296-02-043ME to RT296-02-050ME will be awarded as a series.\n.i Gratia: Epse-Ketac-Molar  -Quick Aplicap (56368)\n","Kit"]
["RT296-02-044","Restorative material","Glass ionomer, restorative, dental: posterior restorations, primary teeth restorations, core build-up,refill colour A2 capsules \r\nBox of 20 capsules \r\n.i Gratia: Ketac Molar Quick Applicap Refill A2 (56361)\r\nICN: 6520-18-188-1521 BX","Glass ionomer, restorative, dental: posterior restorations, primary teeth restorations, core build-up,refill colour A2 capsules \nBox of 20 capsules \n.i Gratia: Ketac Molar Quick Applicap Refill A2 (56361)\n","Box"]
["RT296-02-045","Restorative material","Glass ionomer, restorative, dental: posterior restorations, primary teeth restorations, core build-up,refill colour A3 capsules \r\nBox of 20 capsules \r\n.i Gratia: Ketac Molar Quick Applicap Refill A3 (56360)\r\nICN: 6520-18-188-1524 BX","Glass ionomer, restorative, dental: posterior restorations, primary teeth restorations, core build-up,refill colour A3 capsules \nBox of 20 capsules \n.i Gratia: Ketac Molar Quick Applicap Refill A3 (56360)\n","Box"]
["RT296-02-046","Restorative material","Glass ionomer,restorative,dental: Atraumatic Restorative Treatment, Chemical Cured Set,   Colour A2 capsules\r\nBox of 50 capsules\r\n.i Gratia: GC - Fuji IX GP (000166)\r\nICN: 6520-18-187-6125 BX","Glass ionomer,restorative,dental: Atraumatic Restorative Treatment, Chemical Cured Set,   Colour A2 capsules\nBox of 50 capsules\n.i Gratia: GC - Fuji IX GP (000166)\n","Box"]
["RT296-02-047","Restorative material","Glass ionomer,restorative,dental: Atraumatic Restorative Treatment, Chemical Cured Set,  Colour A3, capsules\r\nBox of 50 capsules \r\n.i Gratia: GC - Fuji IX GP (000167)\r\nICN: 6520-18-179-2048 BX","Glass ionomer,restorative,dental: Atraumatic Restorative Treatment, Chemical Cured Set,  Colour A3, capsules\nBox of 50 capsules \n.i Gratia: GC - Fuji IX GP (000167)\n","Box"]
["RT296-02-048","Restorative material","Glass ionomer,restorative,dental: Atraumatic Restorative Treatment, Chemical Cured Set, Colour A3.5, capsules\r\nBox of 50 capsules\r\n.i Gratia: GC - Fuji IX GP (000168)\r\nICN: RT-296-0013 BX","Glass ionomer,restorative,dental: Atraumatic Restorative Treatment, Chemical Cured Set, Colour A3.5, capsules\nBox of 50 capsules\n.i Gratia: GC - Fuji IX GP (000168)\n","Box"]
["RT296-02-049","Restorative material","Glass ionomer,restorative,dental: Atraumatic Restorative Treatment, Chemical Cured Set,  Colour B2, capsules \r\nBox of 50 capsules\r\n.i Gratia: GC - Fuji IX GP (000169)\r\nICN:RT-296-0014 BX","Glass ionomer,restorative,dental: Atraumatic Restorative Treatment, Chemical Cured Set,  Colour B2, capsules \nBox of 50 capsules\n.i Gratia: GC - Fuji IX GP (000169)\n","Box"]
["RT296-02-050","Restorative material","Glass ionomer,restorative,dental: Atraumatic Restorative Treatment, Chemical Cured Set,  Colour B3, capsules \r\nBox of 50 capsules\r\n.i Gratia: GC - Fuji IX GP (000170) \r\nICN: RT-296-0015 BX","Glass ionomer,restorative,dental: Atraumatic Restorative Treatment, Chemical Cured Set,  Colour B3, capsules \nBox of 50 capsules\n.i Gratia: GC - Fuji IX GP (000170) \n","Box"]
["RT296-02-051","Restorative material","Glass ionomer,restorative,dental: Atraumatic Restorative Treatment, Chemical Cured Set,  Colour C4, capsules \r\nBox of 50 capsules\r\n.i Gratia: GC - Fuji IX GP (000171) \r\nICN: RT-296-0016 BX","Glass ionomer,restorative,dental: Atraumatic Restorative Treatment, Chemical Cured Set,  Colour C4, capsules \nBox of 50 capsules\n.i Gratia: GC - Fuji IX GP (000171) \n","Box"]
["RT296-02-052","Restorative material","Cement kit, glass ionomer, dental tri-cure, core build-up, restorative or Pedo, introductory kit\nKit -6 x 5 g vial powder (A3, A4, C2, Paedo, Blue), 2 x 8 ml vial liquid, 6,5 ml vial primer, 6,5 ml vial finishing gloss, mixing well, shadeguide, 50 delivery tips and pistons, brush handle and tips, mix pads, spoon, instructions, technique \n.i Gratia: 3M - Vitremer (3303  I)\nICN: 18-008-3396 KT. \nItem RT296-02-052 to RT296-02-065 will be awarded as a series","Kit, glass ionomer, dental tri-cure, core build-up, restorative or Pedo, introductory kit\nKit -6 x 5 g vial powder (A3, A4, C2, Paedo, Blue), 2 x 8 ml vial liquid, 6,5 ml vial primer, 6,5 ml vial finishing gloss, mixing well, shadeguide, 50 delivery tips and pistons, brush handle and tips, mix pads, spoon, instructions, technique \n.i Gratia: 3M - Vitremer (3303  I)\nItem RT296-02-052 to RT296-02-065 will be awarded as a series","Kit","Cement removed"]
["RT296-02-053","Restorative material","Shade powder, glass ionomer restorative, dental:tri-cure, A3 powder refill and spoon\r\n1 Bottle 9 g, 1 spoon \r\n.i Gratia: 3M -Vitremer (3303 A3)\r\nICN: 18-015-7538 BT","Shade powder, glass ionomer restorative, dental:tri-cure, A3 powder refill and spoon\n1 Bottle 9 g, 1 spoon \n.i Gratia: 3M -Vitremer (3303 A3)\n","Bottle"]
["RT296-02-054","Restorative material","Shade powder, glass ionomer restorative, dental: tri-cure, A3.5  powder refill and spoon\r\n1 Bottle 9 g, 1 spoon \r\n.i Gratia: 3M -Vitremer (3303 A3.5)\r\nICN: 18-015-7567 BT","Shade powder, glass ionomer restorative, dental: tri-cure, A3.5  powder refill and spoon\n1 Bottle 9 g, 1 spoon \n.i Gratia: 3M -Vitremer (3303 A3.5)\n","Bottle"]
["RT296-02-055","Restorative material","Shade powder, restorative, dental: tri-cure, A4  powder refill and spoon\r\n1 Bottle 9 g, 1 spoon \r\n.i Gratia: 3M -Vitremer (3303 A4)\r\nICN:18-015-7570 BT","Shade powder, restorative, dental: tri-cure, A4  powder refill and spoon\n1 Bottle 9 g, 1 spoon \n.i Gratia: 3M -Vitremer (3303 A4)\n","Bottle"]
["RT296-02-056","Restorative material","Shade powder, restorative, dental:tri-cure, B2  powder refill and spoon\r\n1 Bottle 9 g, 1 spoon \r\n.i Gratia: 3M -Vitremer (3303 B2)\r\nICN: 18-015-7572 BT","Shade powder, restorative, dental:tri-cure, B2  powder refill and spoon\n1 Bottle 9 g, 1 spoon \n.i Gratia: 3M -Vitremer (3303 B2)\n","Bottle"]
["RT296-02-057","Restorative material","Shade powder, restorative, dental: tri-cure, B3 powder refill and spoon,\r\n1 Bottle 9 g, 1 spoon\r\n.i Gratia: 3M - Vitremer (3303 B3)\r\nICN:18-015-7574 BT","Shade powder, restorative, dental: tri-cure, B3 powder refill and spoon,\n1 Bottle 9 g, 1 spoon\n.i Gratia: 3M - Vitremer (3303 B3)\n","Bottle"]
["RT296-02-058","Restorative material","Shade powder, restorative, dental: tri-cure, Blue powder refill and spoon \r\n1 Bottle 9 g, 1 spoon\r\n.i Gratia: 3M - Vitremer (3303 B)\r\nICN: 18-015-7588 BT","Shade powder, restorative, dental: tri-cure, Blue powder refill and spoon \n1 Bottle 9 g, 1 spoon\n.i Gratia: 3M - Vitremer (3303 B)\n","Bottle"]
["RT296-02-059","Restorative material","Shade powder, restorative, dental: tri-cure, C2 powder refill and spoon \r\n1 Bottle 9 g, 1 spoon\r\n.i Gratia: 3M - Vitremer (3303 C2)\r\nICN:18-015-7577 BT","Shade powder, restorative, dental: tri-cure, C2 powder refill and spoon \n1 Bottle 9 g, 1 spoon\n.i Gratia: 3M - Vitremer (3303 C2)\n","Bottle"]
["RT296-02-060","Restorative material","Shade powder, glass ionomer restorative, dental: tri-cure, C4 powder refill and spoon \r\n1 Bottle 9 g, 1 spoon\r\nExempli Gratia: 3M - Vitremer (3303 C4)\r\nICN: 18-015-7580 BT","Shade powder, glass ionomer restorative, dental: tri-cure, C4 powder refill and spoon \n1 Bottle 9 g, 1 spoon\nExempli Gratia: 3M - Vitremer (3303 C4)\n","Bottle"]
["RT296-02-061","Restorative material","Shade powder,  restorative, dental: tri-cure, Pedo Powder Refilll and spoon \r\n1 Bottle 9 g, 1 spoon\r\n.i Gratia: 3M - Vitremer (3303 PEDO)\r\nICN:18-015-7582 BT","Shade powder,  restorative, dental: tri-cure, Pedo Powder Refilll and spoon \n1 Bottle 9 g, 1 spoon\n.i Gratia: 3M - Vitremer (3303 PEDO)\n","Bottle"]
["RT296-02-062","Restorative material","Primer, restorative,dental:tri-cure, primer refill \r\n1 Bottle 6,5 ml\r\n.i Gratia: 3M - Vitremer (3303 P)\r\nICN:18-015-7616 BT","Primer, restorative,dental:tri-cure, primer refill \n1 Bottle 6,5 ml\n.i Gratia: 3M - Vitremer (3303 P)\n","Bottle"]
["RT296-02-063","Restorative material","Liquid,  restorative, dental: tri-cure, liquid refill  \r\n1 Bottle 8 ml\r\n.i Gratia: 3M-Vitremer (3303 L)\r\nICN:18-015-7609 BT","Liquid,  restorative, dental: tri-cure, liquid refill  \n1 Bottle 8 ml\n.i Gratia: 3M-Vitremer (3303 L)\n","Bottle"]
["RT296-02-064","Restorative material","Finishing gloss,  restorative, dental: tri-cure, finishing gloss refill \r\n1 Bottle 6,5 ml\r\n.i Gratia: 3M - Vitremer (3303 FG)\r\nICN:18-015-7625 BT","Finishing gloss,  restorative, dental: tri-cure, finishing gloss refill \n1 Bottle 6,5 ml\n.i Gratia: 3M - Vitremer (3303 FG)\n","Bottle"]
["RT296-02-065","Applicator Tips","Tip, dental material dispenser: 3M Delivery Tips  with pistons\r\n1 Bag 50 pieces\r\n.i Gratia: 3M (3303 DT) .  \r\nICN: 18-015-4477 BG","Tip, dental material dispenser: 3M Delivery Tips  with pistons\n1 Bag 50 pieces\n.i Gratia: 3M (3303 DT) .  \n","Bag"]
["RT296-02-066","Restorative material","Restorative, dental, compomer, flow intro \r\n.i Gratia: Dyract flow\r\nICN: 18-174-7312  KT. Item RT296-02-066 to RT 296-02-069 will be awarded as a series.","Restorative, dental, compomer, flow intro \n.i Gratia: Dyract flow\nItem RT296-02-066 to RT 296-02-069 will be awarded as a series.","Kit"]
["RT296-02-067","Restorative material","Restorative, dental, compomer flow, shade A2, refill 2 syringes, 1ml ea and 25 applicator needles\r\n.i Gratia: Dyract flow Refill A2 (60604402)\r\nICN: 6520-18-182-0388 BX","Restorative, dental, compomer flow, shade A2, refill 2 syringes, 1ml ea and 25 applicator needles\n.i Gratia: Dyract flow Refill A2 (60604402)\n","Set"]
["RT296-02-068","Restorative material","Restorative, dental: compomer, flow, shade A3, refill, 2 syringes, 1ml ea and 25 application needles. \r\n.i Gratia: Dyract flow refill A3 (60604403)\r\nICN:6520-18-182-0390 BX","Restorative, dental: compomer, flow, shade A3, refill, 2 syringes, 1ml ea and 25 application needles. \n.i Gratia: Dyract flow refill A3 (60604403)\n","Set"]
["RT296-02-069","Restorative material","Restorative, dental: compomer, flow shade A4, 2 syringes, 1ml ea and 25 application needles. \r\n.i Gratia: Dyract flow refill A4 (60604404)\r\nICN: 6520-18-182-0393 BX","Restorative, dental: compomer, flow shade A4, 2 syringes, 1ml ea and 25 application needles. \n.i Gratia: Dyract flow refill A4 (60604404)\n","Set"]
["RT296-02-070","Restorative material","Restorative, dental: compomer, compoglass flow  shade B1, \r\n2 syringes, 1ml each and 25 applicator needles \r\n.i Gratia: Dyract Flow, Refill B1 (60604405)\r\nICN: 6520-18-182-0396 BX","Restorative, dental: compomer, compoglass flow  shade B1, \n2 syringes, 1ml each and 25 applicator needles \n.i Gratia: Dyract Flow, Refill B1 (60604405)\n","Set"]
["RT296-02-071","Restorative material","Restorative, dental: compomer, compoglass flow  shade C2, \r\n2 syringes, 1ml each and 25 applicator needles \r\n.i Gratia: Dyract Flow, Refill C2 (60604410)\r\nICN:6520-18-182-0398 BX","Restorative, dental: compomer, compoglass flow  shade C2, \n2 syringes, 1ml each and 25 applicator needles \n.i Gratia: Dyract Flow, Refill C2 (60604410)\n","Set"]
["RT296-02-072","Restorative material","Restorative, dental: Ionomer-Resin compomer, Light cured, Compules, Refill, A2 Tips\r.\n15 Compules Tips 0.25 g each  (606.04.951)\r\nItem RT296-02-073 to RT296-02-079 will be awarded as a series\nICN:18-015-7628 BG","Restorative, dental: Ionomer-Resin compomer, Light cured, Compules, Refill, A2 Tips\n.15 Compules Tips 0.25 g each  (606.04.951)\nItem RT296-02-072 to RT296-02-078 will be awarded as a series\n","Set"]
["RT296-02-073","Restorative material","Restorative, dental: Ionomer-Resin compomer, Light cured, Compules,  Refill, A3 Tips\r\n15 Compule Tips, 0.25g each\r\n.i Gratia: Dentsply-Dyract eXtra  (606.04.952)\r\nItem RT296-02-073 to RT296-02-079 will be awarded as a series\nICN:18-015-7629 BG","Restorative, dental: Ionomer-Resin compomer, Light cured, Compules,  Refill, A3 Tips\n15 Compule Tips, 0.25g each\n.i Gratia: Dentsply-Dyract eXtra  (606.04.952)\n","Set"]
["RT296-02-074","Restorative material","Restorative, dental: Ionomer-Resin compomer, light cured, compules,  Refilll, A3.5 tips\r\n15 Compule tips 0,25 g each \r\n.i Gratia: Dentsply-Dyract eXtra (606.04.953)\r\nItem RT296-02-073    to RT296-02-079  will be awarded as a series\nICN: 18-031-5334 BG\r\n","Restorative, dental: Ionomer-Resin compomer, light cured, compules,  Refilll, A3.5 tips\n15 Compule tips 0,25 g each \n.i Gratia: Dentsply-Dyract eXtra (606.04.953)\n\n\n","Set"]
["RT296-02-075","Restorative material","Restorative, dental: Ionomer-Resin compomer, light cured, compules, refill, A4 tips \r\n15 Compule tips 0,25 g each \r\nExempli Gratia: Dentsply-Dyract eXtra (606.04.954)\r\nItem RT296-02-073  to RT296-02-079 will be awarded as a series\nICN:18-015-7631 BG","Restorative, dental: Ionomer-Resin compomer, light cured, compules, refill, A4 tips \n15 Compule tips 0,25 g each \nExempli Gratia: Dentsply-Dyract eXtra (606.04.954)\n","Set"]
["RT296-02-076","Restorative material","Restorative, dental: Ionomer-Resin compomer, light cured, compules, refill, B1 tips \r\n15 Compule tips 0,25 g each \r\n.i Gratia: Dentsply-Dyract eXtra (606.04.955)\r\nItem RT296-02-073  to RT296-02-079 will be awarded as a series\nICN:18-015-7632  BG","Restorative, dental: Ionomer-Resin compomer, light cured, compules, refill, B1 tips \n15 Compule tips 0,25 g each \n.i Gratia: Dentsply-Dyract eXtra (606.04.955)\n","Set"]
["RT296-02-077","Restorative material","Restorative, dental: Ionomer-Resin compomer, light cured, compules, refill, B3 tips \r\n15 Compule tips 0,25 g each\r\nExempli Gratia: Dentsply-Dyract eXtra (606.04.956)\r\nItem RT296-02-073  to RT296-02-079  will be awarded as a series\nICN:18-015-7634 BG","Restorative, dental: Ionomer-Resin compomer, light cured, compules, refill, B3 tips \n15 Compule tips 0,25 g each\nExempli Gratia: Dentsply-Dyract eXtra (606.04.956)\n","Set"]
["RT296-02-078","Restorative material","Restorative, dental: Ionomer-Resin compomer, light cured, compules, refill, C2 tips\r\n15 Compule tips 0,25 g each \r\n.i Gratia: Dentsply-Dyract eXtra (606.04.957)\r\nItem RT296-02-073  to RT296-02-079  will be awarded as a series\nICN:18-015-7647 BG","Restorative, dental: Ionomer-Resin compomer, light cured, compules, refill, C2 tips\n15 Compule tips 0,25 g each \n.i Gratia: Dentsply-Dyract eXtra (606.04.957)\n","Set"]
["RT296-02-079","Restorative material","Restorative dental: Compomer, glitter effect for deciduous teeth kit 40 x 0.25g caps in assorted colors, shade guide\n.i Gratia: Twinky Star VOCO (1680)\nICN NO.\nItem RT296-02-080 to RT296-02-090 will be awarded as a series.","Restorative dental: Compomer, glitter effect for deciduous teeth kit 40 x 0.25g caps in assorted colors, shade guide\n.i Gratia: Twinky Star VOCO (1680)\nItem RT296-02-079 to RT296-02-089 will be awarded as a series.","Kit"]
["RT296-02-080","Restorative material","Restorative dental: Compomer, glitter effect for deciduous teeth: Shade Guide. \n.i Gratia: Twinky Star VOCO (1689)                                                                                                                      ICN NO.  ","Restorative dental: Compomer, glitter effect for deciduous teeth: Shade Guide. \n.i Gratia: Twinky Star VOCO (1689)                                                                                                                       ","Each "]
["RT296-02-081","Restorative material","Restorative dental: Compomer, glitter effect for deciduous teeth: gold 25 x 0.25g caps. \n.i Gratia: Twinky Star VOCO (1681)                                                                                                                      ICN NO.","Restorative dental: Compomer, glitter effect for deciduous teeth: gold 25 x 0.25g caps. \n.i Gratia: Twinky Star VOCO (1681)                                                                                                                      ","Set"]
["RT296-02-082","Restorative material","Restorative dental: Compomer, glitter effect for deciduous teeth: Silver 25 x 0.25g caps\n.i Gratia: Twinky Star VOCO (1682)                                                                                                                     ICN NO.","Restorative dental: Compomer, glitter effect for deciduous teeth: Silver 25 x 0.25g caps\n.i Gratia: Twinky Star VOCO (1682)                                                                                                                     ","Set"]
["RT296-02-083","Restorative material","Restorative dental: Compomer, glitter effect for deciduous teeth: Blue 25 x 0.25g caps.\n.i Gratia: Twinky Star VOCO (1683)                                                                                                                                      ICN NO. ","Restorative dental: Compomer, glitter effect for deciduous teeth: Blue 25 x 0.25g caps.\n.i Gratia: Twinky Star VOCO (1683)                                                                                                                                      ","Set"]
["RT296-02-084","Restorative material","Restorative dental: Compomer, glitter effect for deciduous teeth: Pink 25 x 0.25g caps.\n.i Gratia: Twinky Star VOCO (1684)                                                                                                                       ICN NO: ","Restorative dental: Compomer, glitter effect for deciduous teeth: Pink 25 x 0.25g caps.\n.i Gratia: Twinky Star VOCO (1684)                                                                                                                        ","Set"]
["RT296-02-085","Restorative material","Restorative dental: Compomer, glitter effect for deciduous teeth: Green 25 x 0.25g caps \n.i Gratia: Twinky Star VOCO (1685)                                                                                                                                          ICN NO.","Restorative dental: Compomer, glitter effect for deciduous teeth: Green 25 x 0.25g caps \n.i Gratia: Twinky Star VOCO (1685)                                                                                                                                          ","Set"]
["RT296-02-086","Restorative material","Restorative dental: Compomer, glitter effect for deciduous teeth: Orange 25 x 0.25 caps, \n.i Gratia: Twinky Star VOCO (1686)                                                                                                                                    ICN no: ","Restorative dental: Compomer, glitter effect for deciduous teeth: Orange 25 x 0.25 caps, \n.i Gratia: Twinky Star VOCO (1686)                                                                                                                                    ","Set"]
["RT296-02-087","Restorative material","Restorative dental: Compomer, glitter effect for deciduous teeth: Lemon 25 x 0.25g caps                                                             \n.i Gratia: Twinky Star VOCO (1687)                                                                                                                                    ICN : ","Restorative dental: Compomer, glitter effect for deciduous teeth: Lemon 25 x 0.25g caps                                                             \n.i Gratia: Twinky Star VOCO (1687)                                                                                                                                    ","Set"]
["RT296-02-088","Restorative material","Restorative dental: Compomer, flowable for deciduous teeth: blue ; 1 syringe 2g                                                              \n.i Gratia: Twinky Star VOCO (1693)                                                                                                                                    ICN : ","Restorative dental: Compomer, flowable for deciduous teeth: blue ; 1 syringe 2g                                                              \n.i Gratia: Twinky Star VOCO (1693)                                                                                                                                    ICN : ","Each"]
["RT296-02-089","Restorative material","Restorative dental: Compomer, flowable for deciduous teeth: Pink ; 1 syringe 2g                                                              \n.i Gratia: Twinky Star VOCO (1694)                                                                                                                                    ICN : ","Restorative dental: Compomer, flowable for deciduous teeth: Pink ; 1 syringe 2g                                                              \n.i Gratia: Twinky Star VOCO (1694)                                                                                                                                    ICN : ","Each"]
["RT296-02-090","Restorative material","Restorative, dental: Ionomer-Resin compomer, light cured, compules, refill, C3 tips \r\n15 Compule tips 0,25 g each \r\n.i Gratia: Dentsply-Dyract eXtra (606.04.958)\r\nICN:18-015-7649 BG. Item RT296-02-091 toRT296-02-094 will be awarded as a series","Restorative, dental: Ionomer-Resin compomer, light cured, compules, refill, C3 tips \n15 Compule tips 0,25 g each \n.i Gratia: Dentsply-Dyract eXtra (606.04.958)\nItem RT296-02-090 toRT296-02-093 will be awarded as a series","Set"]
["RT296-02-091","Restorative material","Restorative, dental: Ionomer-Resin compomer, light cured, compules,  Refill, O-A2 tips\r\n15 Compule tips 0,25 g each\r\nExempli Gratia: Dentsply-Dyract eXtra (606.04.959)\r\n\nICN:18-031-5389 BG","Restorative, dental: Ionomer-Resin compomer, light cured, compules,  Refill, O-A2 tips\n15 Compule tips 0,25 g each\nExempli Gratia: Dentsply-Dyract eXtra (606.04.959)\n","Set"]
["RT296-02-092","Restorative material","Restorative, dental: Ionomer-Resin compomer, light cured, compules,  Refill, O-B3 tips \r\n15 Compule tips 0,25 g each \r\nExempli Gratia: Dentsply-Dyract eXtra (606.04.960)\r\n\nICN:18-031-5392 BG","Restorative, dental: Ionomer-Resin compomer, light cured, compules,  Refill, O-B3 tips \n15 Compule tips 0,25 g each \nExempli Gratia: Dentsply-Dyract eXtra (606.04.960)\n\n","Set"]
["RT296-02-093","Shade Guide","Guide, shade, teeth: shade guide for glass ionomer \r\n2 x Shade guides \r\n.i Gratia: Dentsply-Dyract eXtra (606.04.650)\r\n\nICN: 18-015-7656 EA","Guide, shade, teeth: shade guide for glass ionomer \n2 x Shade guides \n.i Gratia: Dentsply-Dyract eXtra (606.04.650)\n\n","Set"]
["RT296-02-094","Restorative material","Resin, restorative dental glass fibre reinforce composite, complete kit.\r\n.i Gratia: Stick Bond Combi Kit (1002401)\r\nICN: 6520-18-185-8237 KT.  Item RT296-02-095 to RT296-02-105 will be awarded as a series. ","Resin, restorative dental glass fibre reinforce composite, complete kit.\n.i Gratia: Stick Bond Combi Kit (1002401)\n Item RT296-02-094 to RT296-02-104 will be awarded as a series. ","Kit"]
["RT296-02-095","Restorative material","Resin, restorative dental glass fibre reinforce composite, refill size 0.9mm \r\n.i Gratia: Stick Bond Refill size 0.9mm (100109)\r\nICN: 6520-18-185-8238 BX","Resin, restorative dental glass fibre reinforce composite, refill size 0.9mm \n.i Gratia: Stick Bond Refill size 0.9mm (100109)\n","Box"]
["RT296-02-096","Restorative material","Resin, restorative dental glass fibre reinforce composite, refill size 1.2mm \r\n.i Gratia: Stick Bond Refill size 1.2mm (100112)\r\nICN: 6520-18-185-9076 BX","Resin, restorative dental glass fibre reinforce composite, refill size 1.2mm \n.i Gratia: Stick Bond Refill size 1.2mm (100112)\n","Box"]
["RT296-02-097","Restorative material","Resin, restorative dental glass fibre reinforce composite, refill size 1.5mm \r\n.i Gratia: Stick Bond Refill size 1.5mm (100115)\r\nICN: 6520-18-185-9091 BX","Resin, restorative dental glass fibre reinforce composite, refill size 1.5mm \n.i Gratia: Stick Bond Refill size 1.5mm (100115)\n","Box"]
["RT296-02-098","Restorative material","Resin, restorative dental glass fibre reinforce composite uni-directional fibre strip for bridge frameworks\r\n.i Gratia: Stickbond (100230)\r\nICN: RT-296-0026 BX","Resin, restorative dental glass fibre reinforce composite uni-directional fibre strip for bridge frameworks\n.i Gratia: Stickbond (100230)\n","Box"]
["RT296-02-099","Restorative material","Resin, restorative dental glass fibre reinforce composite uni-directional fibre strip for periodontal splinTing\r\n.i Gratia: Stickbond (100201)\r\nICN: RT-296-0027 BX","Resin, restorative dental glass fibre reinforce composite uni-directional fibre strip for periodontal splinTing\n.i Gratia: Stickbond (100201)\n","Box"]
["RT296-02-100","Restorative material","Resin, restorative dental glass fibre reinforce composite bi-directional glass- fibre sheet\r\n.i Gratia: Stickbond (100002)\r\nICN: RT-296-0028 BX","Resin, restorative dental glass fibre reinforce composite bi-directional glass- fibre sheet\n.i Gratia: Stickbond (100002)\n","Box"]
["RT296-02-101","Restorative material","Resin, restorative dental glass fibre reinforce composite uni-directional glass- fibre strip for permanent retainers\\space maintainers\r\n.i Gratia: Stickbond (100016)\r\nICN: 6520-18-185-9143 BX","Resin, restorative dental glass fibre reinforce composite uni-directional glass- fibre strip for permanent retainers\\space maintainers\n.i Gratia: Stickbond (100016)\n","Box"]
["RT296-02-102","Restorative material","Resin, restorative dental glass fibre reinforce composite, resin for wetTing fibres.\n.i Gratia: Stickbond (100026)\nBottle (between 2ml to 5ml)\nICN:RT-296-0030 BT","Resin, restorative dental glass fibre reinforce composite, resin for wetTing fibres.\n.i Gratia: Stickbond (100026)\nBottle (between 2ml to 5ml)\n","Bottle"]
["RT296-02-103","Restorative material","Resin, restorative dental glass fibre reinforce composite unwetted bi-directional glass fibre for indirect copings\r\n.i Gratia: Stickbond (100011)\r\nICN: RT-296-0031 BX","Resin, restorative dental glass fibre reinforce composite unwetted bi-directional glass fibre for indirect copings\n.i Gratia: Stickbond (100011)\n","Box"]
["RT296-02-104","Restorative material","Resin, restorative dental: glass fibre reinforce composite unwetted uni-directional glass fibre strips for indirect bridge contruction.\r\n.i Gratia: Stickbond (100006)\r\nICN:RT-296-0032 BX","Resin, restorative dental: glass fibre reinforce composite unwetted uni-directional glass fibre strips for indirect bridge contruction.\n.i Gratia: Stickbond (100006)\n","Box"]
["RT296-02-105","Restorative material","New item","Resin Restorative Flowable, bulk fill, with low shrinkage to create tight coronal seal post endodontic treatment. .i Gratia Maillefer SDR Bulk fill flowable composite compules, Pack of 15*0.25g","Pack"]
["RT296-02-106","Restorative material","New item","Resin Restorative Flowable, bulk fill, with low shrinkage to create tight coronal seal post endodontic treatment. .i Gratia Maillefer SDR Bulk fill flowable composite compules, 10* 1g syringes, 60 tips,Set..ia Gratia: RelyX Ultimate","Set"]
["RT296-02-107","Restorative material","Resin, restorative, dental: hybrid composite, ant/post restorative, light cured, Nanofiller particles without zirconium compules, colour A2\n1 Container, 10 x 0.25g each\n.i Gratia: Dentsply - TPH3,  A2\nICN:18-015-7512 CO. Item RT296-02-106 to RT296-02-119 ","Resin, restorative, dental: hybrid composite, ant/post restorative, light cured, Nanofiller particles without zirconium compules, colour A2\n1 Container, 10 x 0.25g each\n.i Gratia: Dentsply - TPH3,  A2\n Item RT296-02-107 to RT296-02-120","Container"]
["RT296-02-108","Restorative material","Resin, restorative, dental: hybrid composite, ant/post restorative, light cured, Nanofiller partcles without zirconium compules, colour A3\r\n1 Container, 10 x 0.25g each\r\n.i Gratia: Dentsply - TPH3, A3 \r\nICN: 18-028-1705 CO\r","Resin, restorative, dental: hybrid composite, ant/post restorative, light cured, Nanofiller partcles without zirconium compules, colour A3\n1 Container, 10 x 0.25g each\n.i Gratia: Dentsply - TPH3, A3 \n\n","Container"]
["RT296-02-109","Restorative material","Resin, restorative, dental: hybrid composite, ant/post restorative, light cured, Nanofiller particles without zirconium compules, colour A3.5\r\n1 Container, 10 x 0.25g each\r\n.i Gratia: Dentsply - TPH3, A35 #642750 Y\r\nICN:18-015-7508 CO\r","Resin, restorative, dental: hybrid composite, ant/post restorative, light cured, Nanofiller particles without zirconium compules, colour A3.5\n1 Container, 10 x 0.25g each\n.i Gratia: Dentsply - TPH3, A35 #642750 Y\n\n","Container"]
["RT296-02-110","Restorative material","Resin, restorative, dental: hybrid composite, ant/post restorative, light cured, nanofiller particles without zirconium compules, colour A4\r\n1 Container, 10 x 0.25g each\r\n.i Gratia: Dentsply - TPH3, A4\r\nICN: 18-028-1707 CO","Resin, restorative, dental: hybrid composite, ant/post restorative, light cured, nanofiller particles without zirconium compules, colour A4\n1 Container, 10 x 0.25g each\n.i Gratia: Dentsply - TPH3, A4\n","Container"]
["RT296-02-111","Restorative material","Resin, restorative, dental: hybrid composite, ant/post restorative, light cured, nanofiller particles without zirconium compules, colour B1\r\n1 Container, 10 x 0.25g eachs\r\n.i Gratia: Dentsply-TPH3 B1\r\nICN: 18-015-7695 CO","Resin, restorative, dental: hybrid composite, ant/post restorative, light cured, nanofiller particles without zirconium compules, colour B1\n1 Container, 10 x 0.25g eachs\n.i Gratia: Dentsply-TPH3 B1\n","Container"]
["RT296-02-112","Restorative material","Resin, restorative, dental: hybrid composite, ant/post restorative, light cured, nanofiller particles without zirconium compules, colour B1 Incisal\r\n1 Container, 10 x 0,25 g each \r\n.i Gratia: Dentsply-TPH3 B1-I  \r\nICN: 18-015-7680 CO","Resin, restorative, dental: hybrid composite, ant/post restorative, light cured, nanofiller particles without zirconium compules, colour B1 Incisal\n1 Container, 10 x 0,25 g each \n.i Gratia: Dentsply-TPH3 B1-I  \n","Container"]
["RT296-02-113","Restorative material","Resin, restorative, dental: hybrid composite, ant/post restorative, light cured, nanofiller particles without zirconium compules, colour B2 \r\n1 Container, 10 x 0,25 g each \r\n.i Gratia: Dentsply-TPH3 B2 \r\nICN: 18-015-7694 CO","Resin, restorative, dental: hybrid composite, ant/post restorative, light cured, nanofiller particles without zirconium compules, colour B2 \n1 Container, 10 x 0,25 g each \n.i Gratia: Dentsply-TPH3 B2 \n","Container"]
["RT296-02-114","Restorative material","Resin, restorative, dental: hybrid composite, ant/post restorative, light cured, nanofiller particles without zirconium compules, colour B3\r\n1 Container, 10 x 0,25 g each \r\n.i Gratia: Dentsply-TPH3 B3 \r\nICN:18-015-7692 CO","Resin, restorative, dental: hybrid composite, ant/post restorative, light cured, nanofiller particles without zirconium compules, colour B3\n1 Container, 10 x 0,25 g each \n.i Gratia: Dentsply-TPH3 B3 \n","Container"]
["RT296-02-115","Restorative material","Resin, restorative, dental: hybrid composite, ant/post restorative, light cured, nanofiller particles without zirconium compules, colour C2 \r\n1 Container, 10 x 0,25 g each \r\n.i Gratia: Dentsply-TPH3 C2 \r\nICN:18-015-7690 CO","Resin, restorative, dental: hybrid composite, ant/post restorative, light cured, nanofiller particles without zirconium compules, colour C2 \n1 Container, 10 x 0,25 g each \n.i Gratia: Dentsply-TPH3 C2 \n","Container"]
["RT296-02-116","Restorative material","Resin, restorative, dental: hybrid composite, ant/post restorative, light cured, nanofiller particles without zirconium compules, colour C3 (Dark Grey) \r\n1 Container, 10 x 0,25 g each\r\n.i Gratia: Dentsply-TPH3 C3 \r\nICN: 18-015-7684 CO","Resin, restorative, dental: hybrid composite, ant/post restorative, light cured, nanofiller particles without zirconium compules, colour C3 (Dark Grey) \n1 Container, 10 x 0,25 g each\n.i Gratia: Dentsply-TPH3 C3 \n","Container"]
["RT296-02-117","Restorative material","Resin, restorative, dental: hybrid composite, ant/post restorative, light cured, nanofiller particles without zirconium compules, colour Colour C4\r\n1 Container, 10 x 0,25 g each \r\n.i Gratia: Dentsply-TPH3 C4 \r\nICN:18-015-7689 CO","Resin, restorative, dental: hybrid composite, ant/post restorative, light cured, nanofiller particles without zirconium compules, colour Colour C4\n1 Container, 10 x 0,25 g each \n.i Gratia: Dentsply-TPH3 C4 \n","Container"]
["RT296-02-118","Restorative material","Resin, restorative, dental: hybrid composite, ant/post restorative, light cured, nanofiller particles without zirconium compules, colour Colour D3\r\n1 Container, 10 x 0,25 g each \r\n.i Gratia: Dentsply-TPH3 D3  \r\nICN: 18-015-7687 CO","Resin, restorative, dental: hybrid composite, ant/post restorative, light cured, nanofiller particles without zirconium compules, colour Colour D3\n1 Container, 10 x 0,25 g each \n.i Gratia: Dentsply-TPH3 D3  \n","Container"]
["RT296-02-119","Restorative material","Resin, restorative, dental: hybrid composite, ant/post restorative, light cured, nanofiller particles without zirconium compules, colour Opaque-A2\r\n1 Container, 10 x 0,25 g each \r\n.i Gratia: Dentsply-TPH3 \r\nICN: 18-028-1711 CO","Resin, restorative, dental: hybrid composite, ant/post restorative, light cured, nanofiller particles without zirconium compules, colour Opaque-A2\n1 Container, 10 x 0,25 g each \n.i Gratia: Dentsply-TPH3 \n","Container"]
["RT296-02-120","Restorative material","Resin, restorative, dental: hybrid composite, ant/post restorative, light cured, nanofiller particles without zirconium compules, colour Opaque-A3.5\r\n1 Container, 10 x 0,25 g each \r\n.i Gratia: Dentsply-TPH3\r\nICN: 18-028-1712 CO","Resin, restorative, dental: hybrid composite, ant/post restorative, light cured, nanofiller particles without zirconium compules, colour Opaque-A3.5\n1 Container, 10 x 0,25 g each \n.i Gratia: Dentsply-TPH3\n","Container"]
["RT296-02-121","Restorative material","Resin, restorative, dental: hybrid composite, ant/post restorative, light cured, with zirconium\\silica filler, Capsules kit \nKit- Z350XT Capsules and Scotch bond Multi-Purpose Dental Adhesive: 42g Paste (7x0.2g Colurs A2, A3, A4, B2, C2, D3), 1x3ml Etch Syringe, 1x4ml Primer, 1x4ml Adhesive, Shadeguide, Pad, Brush Tips and 3 Colour Coded Handles\nExempli Gratia: 3M - Z350XT\nICN: 18-009-6106 KT. ","Resin, restorative, dental: hybrid composite, ant/post restorative, light cured, with zirconium\\silica filler, Capsules kit \nKit- Z350XT Capsules and Scotch bond Multi-Purpose Dental Adhesive: 42g Paste (7x0.2g Colurs A2, A3, A4, B2, C2, D3), 1x3ml Etch Syringe, 1x4ml Primer, 1x4ml Adhesive, Shadeguide, Pad, Brush Tips and 3 Colour Coded Handles\nExempli Gratia: 3M - Z350XT\n","Kit"]
["RT296-02-122","Restorative material","Resin, restorative, dental: hybrid composite, ant/post restorative, light cured, with zirconium\\silicon filler  Capsules Colour A1 Vita\n3.6g Capsules (18x0.20g Each)\n.i Gratia: 3M - Z350XT\nICN:18-032-5202 PK","Resin, restorative, dental: hybrid composite, ant/post restorative, light cured, with zirconium\\silicon filler  Capsules Colour A1 Vita\n3.6g Capsules (18x0.20g Each)\n.i Gratia: 3M - Z350XT\n","Pack"]
["RT296-02-123","Restorative material","Resin, restorative, dental: hybrid composite, ant/post restorative, light cured, with zirconium\\silicon filler  Capsules Colour A2  Vita\n3.6g Capsules (18x0.20g Each) \n.i Gratia: 3M - Z350XT\nICN: 18-009-6108 PK\n","Resin, restorative, dental: hybrid composite, ant/post restorative, light cured, with zirconium\\silicon filler  Capsules Colour A2  Vita\n3.6g Capsules (18x0.20g Each) \n.i Gratia: 3M - Z350XT\n\n","Pack"]
["RT296-02-124","Restorative material","Resin, restorative, dental: hybrid composite, ant/post restorative, light cured, with zirconium\\silicon filler  Capsules Colour A3 Vita\n3.6g Capsules (18x0.20g Each)\n.i Gratia: 3M - Z350XT\nICN:18-009-6109 PK","Resin, restorative, dental: hybrid composite, ant/post restorative, light cured, with zirconium\\silicon filler  Capsules Colour A3 Vita\n3.6g Capsules (18x0.20g Each)\n.i Gratia: 3M - Z350XT\n","Pack"]
["RT296-02-125","Restorative material","Resin, restorative, dental: hybrid composite, ant/post restorative, light cured, with zirconium\\silicon filler  Capsules Colour A3.5 Vita\n3.6g Capsules (18x0.20g Each)\n.i Gratia: 3M - Z350XT\nICN:18-009-6110 PK","Resin, restorative, dental: hybrid composite, ant/post restorative, light cured, with zirconium\\silicon filler  Capsules Colour A3.5 Vita\n3.6g Capsules (18x0.20g Each)\n.i Gratia: 3M - Z350XT\n","Pack"]
["RT296-02-126","Restorative material","Resin, restorative, dental: hybrid composite, ant/post restorative, light cured, with zirconium\\silicon filler  Capsules Colour A4 Vita\n3.6g Capsules (18x0.20g Each)\n.i Gratia: 3M - Z350XT\nICN: 18-009-6111 PK\n","Resin, restorative, dental: hybrid composite, ant/post restorative, light cured, with zirconium\\silicon filler  Capsules Colour A4 Vita\n3.6g Capsules (18x0.20g Each)\n.i Gratia: 3M - Z350XT\n\n","Pack"]
["RT296-02-127","Restorative material","Resin, restorative, dental: hybrid composite, ant/post restorative, light cured, with zirconium\\silicon filler  Capsules Colour B2 Vita\n3.6g Capsules (18x0.20g Each)\n.i Gratia: 3M - Z350XT\nICN: 18-009-6272 PK\n","Resin, restorative, dental: hybrid composite, ant/post restorative, light cured, with zirconium\\silicon filler  Capsules Colour B2 Vita\n3.6g Capsules (18x0.20g Each)\n.i Gratia: 3M - Z350XT\n\n","Pack"]
["RT296-02-128","Restorative material","Resin, restorative, dental: hybrid composite, ant/post restorative, light cured, with zirconium\\silicon filler  Capsules Colour B3 Vita\n3.6g Capsules (18x0.20g Each)\n.i Gartia: 3M - Z350XT\nICN: 18-009-6278 PK\n","Resin, restorative, dental: hybrid composite, ant/post restorative, light cured, with zirconium\\silicon filler  Capsules Colour B3 Vita\n3.6g Capsules (18x0.20g Each)\n.i Gartia: 3M - Z350XT\n\n","Pack"]
["RT296-02-129","Restorative material","Resin, restorative, dental: hybrid composite, ant/post restorative, light cured, with zirconium\\silicon filler  Capsules Colour C2 Vita\n3.6g Capsules (18 x 0.20g Each)\n.i Gratia: 3M - Z350XT\nICN: 18-009-6280 PK","Resin, restorative, dental: hybrid composite, ant/post restorative, light cured, with zirconium\\silicon filler  Capsules Colour C2 Vita\n3.6g Capsules (18 x 0.20g Each)\n.i Gratia: 3M - Z350XT\n","Pack"]
["RT296-02-130","Restorative material","Resin, restorative, dental: hybrid composite, ant/post restorative, light cured, with zirconium\\silicon filler  Capsules Colour C4 Vita\n3.6g Capsules (18x0.20g Each)\n.i Gratia: 3M - Z350XT\nICN: 18-032-5200 PK","Resin, restorative, dental: hybrid composite, ant/post restorative, light cured, with zirconium\\silicon filler  Capsules Colour C4 Vita\n3.6g Capsules (18x0.20g Each)\n.i Gratia: 3M - Z350XT\n","Pack"]
["RT296-02-131","Restorative material","Resin, restorative, dental: hybrid composite, ant/post restorative, light cured, with zirconium\\silicon filler  Capsules Colour Cervical Grey\n3.6g Capsules (18x0.20g Each)\n.i Gratia: 3M - Z350XT\nICN: 18-009-6286 PK","Resin, restorative, dental: hybrid composite, ant/post restorative, light cured, with zirconium\\silicon filler  Capsules Colour Cervical Grey\n3.6g Capsules (18x0.20g Each)\n.i Gratia: 3M - Z350XT\n","Pack"]
["RT296-02-132","Restorative material","Resin, restorative, dental: hybrid composite, ant/post restorative, light cured, with zirconium\\silicon filler  Capsules \nCapsules Colour Cervical Yellow\n3.6g Capsules (18x0.20g Each)\n.i Gratia: 3M - Z350XT\nICN: 18-009-6317 PK","Resin, restorative, dental: hybrid composite, ant/post restorative, light cured, with zirconium\\silicon filler  Capsules \nCapsules Colour Cervical Yellow\n3.6g Capsules (18x0.20g Each)\n.i Gratia: 3M - Z350XT\n","Pack"]
["RT296-02-133","Restorative material","Resin, restorative, dental: hybrid composite, ant/post restorative, light cured, with zirconium\\silicon filler  Capsules \nColour D3 Vita\n3.6g Capsules (18x0.20g Each)\n.i Gratia: 3M - Z350XT\nICN: 18-009-6282 PK","Resin, restorative, dental: hybrid composite, ant/post restorative, light cured, with zirconium\\silicon filler  Capsules \nColour D3 Vita\n3.6g Capsules (18x0.20g Each)\n.i Gratia: 3M - Z350XT\n","Pack"]
["RT296-02-134","Restorative material","Resin, restorative, dental: hybrid composite, ant/post restorative, light cured, with zirconium\\silicon filler\nCapsules Colour Incisal\n3.6g Capsules (18x0.20g Each)\n.i Gratia: 3M - Z350XT\nICN: 18-00-6285PK","Resin, restorative, dental: hybrid composite, ant/post restorative, light cured, with zirconium\\silicon filler\nCapsules Colour Incisal\n3.6g Capsules (18x0.20g Each)\n.i Gratia: 3M - Z350XT\n","Pack"]
["RT296-02-134","Restorative material","Resin, restorative, dental: hybrid composite, ant/post restorative, light cured, with zirconium\\silicon filler\nCapsules Colour Pedo\n3.6g Capsules (18x0.20g Each)\n.i Gratia: 3M - Z350XT\nICN: 18-009-6283 PK","Resin, restorative, dental: hybrid composite, ant/post restorative, light cured, with zirconium\\silicon filler\nCapsules Colour Pedo\n3.6g Capsules (18x0.20g Each)\n.i Gratia: 3M - Z350XT\n","Pack"]
["RT296-02-135","Dispenser","Dispenser, dental materials:  Restorative dispenser\r\nEach\r\n.i Gratia: 3M - (5706SD)\r\nICN: 18-015-6439 EA","Dispenser, dental materials:  Restorative dispenser for resin computes\nEach\n.i Gratia: 3M - (5706SD)\n","Each"]
["RT296-02-136","Restorative material","Resin, restorative, dental: hybrid composite, ant/post restorative, light cured, with zirconium\\silica filler Syringe, Colour A1 Vita\n1 Syringe, 4g\n.i Gratia: 3M - Z350XT\nICN: 18-095-6800 EA. Item RT296-02-136 to RT296-02-149 ","Resin, restorative, dental: hybrid composite, ant/post restorative, light cured, with zirconium\\silica filler Syringe, Colour A1 Vita\n1 Syringe, 4g\n.i Gratia: 3M - Z350XT\nItem RT296-02-136 to RT296-02-149 ","Each"]
["RT296-02-137","Restorative material","Resin, restorative, dental: hybrid composite, ant/post restorative, light cured, zirconium \\ silica filler syringe, colour A2 Vita \n1 Syringe, 4 g \n.i Gratia: 3M - Z350XT\nICN: 18-095-6755 EA","Resin, restorative, dental: hybrid composite, ant/post restorative, light cured, zirconium \\ silica filler syringe, colour A2 Vita \n1 Syringe, 4 g \n.i Gratia: 3M - Z350XT\n","Each"]
["RT296-02-138","Restorative material","Resin, restorative, dental: hybrid composite, ant/post restorative, light cured, with zirconium \\silica filler syringe, colour A3 Vita \n1 Syringe, 4 g \n.i Gratia: 3M - Z350XT\nICN: 18-095-6757 EA","Resin, restorative, dental: hybrid composite, ant/post restorative, light cured, with zirconium \\silica filler syringe, colour A3 Vita \n1 Syringe, 4 g \n.i Gratia: 3M - Z350XT\n","Each"]
["RT296-02-139","Restorative material","Resin, restorative, dental: hybrid composite, ant/post restorative, light cured, with zirconium \\silica filler syringe, colour A3 .5 Vita \n1 Syringe, 4 g \n.i Gratia: 3M - Z350XT\nICN: 18-095-6760 EA","Resin, restorative, dental: hybrid composite, ant/post restorative, light cured, with zirconium \\silica filler syringe, colour A3 .5 Vita \n1 Syringe, 4 g \n.i Gratia: 3M - Z350XT\n","Each"]
["RT296-02-140","Restorative material","Resin, restorative, dental: hybrid composite, ant/post restorative, light cured, with zirconium \\silica filler syringe, colour A4  Vita \n1 Syringe, 4 g \n.i Gratia: 3M - Z350XT\nICN: 18-095-6761 EA","Resin, restorative, dental: hybrid composite, ant/post restorative, light cured, with zirconium \\silica filler syringe, colour A4  Vita \n1 Syringe, 4 g \n.i Gratia: 3M - Z350XT\n","Each"]
["RT296-02-141","Restorative material","Resin, restorative, dental: hybrid composite, ant/post restorative, light cured, with zirconium \\silica filler syringe, colour B2  Vita \n1 Syringe, 4 g \n.i Gratia: 3M - Z350XT\nICN: 18-095-6762 EA","Resin, restorative, dental: hybrid composite, ant/post restorative, light cured, with zirconium \\silica filler syringe, colour B2  Vita \n1 Syringe, 4 g \n.i Gratia: 3M - Z350XT\n","Each"]
["RT296-02-142","Restorative material","Resin, restorative, dental: hybrid composite, ant/post restorative, light cured, with zirconium \\silica filler syringe, colour B3 Vita \n1 Syringe, 4 g \n.i Gratia: 3M - Z350XT\nICN: 18-095-6763 EA","Resin, restorative, dental: hybrid composite, ant/post restorative, light cured, with zirconium \\silica filler syringe, colour B3 Vita \n1 Syringe, 4 g \n.i Gratia: 3M - Z350XT\n","Each"]
["RT296-02-143","Restorative material","Resin, restorative, dental: hybrid composite, ant/post restorative, light cured, with zirconium \\silica filler syringe, colour C2  Vita \n1 Syringe, 4 g \n.i Gratia: 3M - Z350XT\nICN: 18-095-6765 EA","Resin, restorative, dental: hybrid composite, ant/post restorative, light cured, with zirconium \\silica filler syringe, colour C2  Vita \n1 Syringe, 4 g \n.i Gratia: 3M - Z350XT\n","Each"]
["RT296-02-144","Restorative material","Resin, restorative, dental: hybrid composite, ant/post restorative, light cured, with zirconium \\silica filler syringe, colour C4  Vita \n1 Syringe, 4 g \n.i Gratia: 3M - Z350XT\nICN: 18-095-6767 EA","Resin, restorative, dental: hybrid composite, ant/post restorative, light cured, with zirconium \\silica filler syringe, colour C4  Vita \n1 Syringe, 4 g \n.i Gratia: 3M - Z350XT\n","Each"]
["RT296-02-145","Restorative material","Resin, restorative, dental: hybrid composite, ant/post restorative, light cured, with zirconium \\silica filler syringe, colour Cervical Grey \r\n1 Syringe, 4 g \r\n\r\nICN: 18-095-6770 EA","Resin, restorative, dental: hybrid composite, ant/post restorative, light cured, with zirconium \\silica filler syringe, colour Cervical Grey \n1 Syringe, 4 g \n\n","Each"]
["RT296-02-146","Restorative material","Resin, restorative, dental: hybrid composite, ant/post restorative, light cured, with zirconium \\silica filler syringe, colour Cervical Yellow\r\n1 Syringe, 4 g \r\n\r\nICN: 18-095-6774 EA","Resin, restorative, dental: hybrid composite, ant/post restorative, light cured, with zirconium \\silica filler syringe, colour Cervical Yellow\r\n1 Syringe, 4 g \r\n\r\nICN: 18-095-6774 EA","Each"]
["RT296-02-147","Restorative material","Resin, restorative, dental: hybrid composite, ant/post restorative, light cured, with zirconium \\ silica filler syringe, colour D3  Vita\n1 Syringe, 4 g \n.i Gratia: 3M - Z350XT\nICN: 18-095-6768 EA","Resin, restorative, dental: hybrid composite, ant/post restorative, light cured, with zirconium \\ silica filler syringe, colour D3  Vita\n1 Syringe, 4 g \n.i Gratia: 3M - Z350XT\nICN: 18-095-6768 EA","Each"]
["RT296-02-148","Restorative material","Resin, restorative, dental: hybrid composite, ant/post restorative, light cured, with zirconium \\ silica filler syringe\nSyringe, Colour Incisal\n1 Syringe, 4g\n.i Gratia: 3M - Z350XT\nICN: 18-095-6769 EA","Resin, restorative, dental: hybrid composite, ant/post restorative, light cured, with zirconium \\ silica filler syringe\nSyringe, Colour Incisal\n1 Syringe, 4g\n.i Gratia: 3M - Z350XT\nICN: 18-095-6769 EA","Each"]
["RT296-02-149","Restorative material","Resin, restorative, dental: hybrid composite, ant/post restorative, light cured, with zirconium \\ silica filler syringe, colour Pedo\r\n1 Syringe, 4 g \r\n\r\nICN: 18-095-6775 EA","Resin, restorative, dental: hybrid composite, ant/post restorative, light cured, with zirconium \\ silica filler syringe, colour Pedo\n1 Syringe, 4 g \n","Each"]
["RT296-02-150","Restorative material","Resin restorative, dental Multi layer nano hybrid aesthetic Kit , Compule system with assorted shades; 10 x 0.25 g Capsule of each shade A1; A2; A3; A3.5; B1; B2; C2; OM; OD; HKA2.5; 5 x 0.25g Capsule`s of each shade A4; B3; C3; D3; OL; CO; Yo: CL; AM; Bl; BLX; HKA5. Two 1,8g baseliners and shade guide(EG Venus Diamond Master kit 6604 3143)  Kit\r\nItem RT296-02-150 to RT296-02-182 and RT296-02-288 to RT296-02-294 will be awarded as a series","Resin restorative, dental Multi layer nano hybrid aesthetic Kit , Compule system with assorted shades; 10 x 0.25 g Capsule of each shade A1; A2; A3; A3.5; B1; B2; C2; OM; OD; HKA2.5; 5 x 0.25g Capsule`s of each shade A4; B3; C3; D3; OL; CO; Yo: CL; AM; Bl; BLX; HKA5. Two 1,8g baseliners and shade guide(EG Venus Diamond Master kit 6604 3143)  Kit\nRT296-02-150 to RT296-02-182 will be awarded as a series","Kit"]
["RT296-02-151","Restorative material","Resin restorative, dental multi layer nano hybrid applicator gun, autoclavable applicator gun (e.g. MARK III P for Venus Diamond 6601 9748) EA\r","Resin restorative, dental multi layer nano hybrid applicator gun, autoclavable applicator gun (e.g. MARK III P for Venus Diamond 6601 9748) EA\r","Each"]
["RT296-02-152","Restorative material","Resin restorative, dental multi layer nano hybrid aesthetic refill, 20 x 0.25g Capsule shade A2(e.g. Venus Diamond 6603 9009) Box with 20 pieces\r","Resin restorative, dental multi layer nano hybrid aesthetic refill, 20 x 0.25g Capsule shade A2(e.g. Venus Diamond 6603 9009) Box with 20 pieces\r","Box"]
["RT296-02-153","Restorative material","Resin restorative, dental multi layer nano hybrid aesthetic refill, 20 x 0.25g Capsule shade A3 (e.g. Venus Diamond 6603 9011) Box with 20 pieces\r","Resin restorative, dental multi layer nano hybrid aesthetic refill, 20 x 0.25g Capsule shade A3 (e.g. Venus Diamond 6603 9011) Box with 20 pieces\r","Box"]
["RT296-02-154","Restorative material","Resin restorative, dental multi layer nano hybrid aesthetic refill, 20 x 0.25g Capsule shade A1 (e.g. Venus Diamond 6603 9008) Box with 20 pieces\r","Resin restorative, dental multi layer nano hybrid aesthetic refill, 20 x 0.25g Capsule shade A1 (e.g. Venus Diamond 6603 9008) Box with 20 pieces\r","Box"]
["RT296-02-155","Restorative material","Resin restorative, dental multi layer nano hybrid aesthetic refill, 20 x 0.25g Capsule shade A3.5 (e.g. Venus Diamond 6603 9012) Box with 20 pieces\r","Resin restorative, dental multi layer nano hybrid aesthetic refill, 20 x 0.25g Capsule shade A3.5 (e.g. Venus Diamond 6603 9012) Box with 20 pieces\r","Box"]
["RT296-02-156","Restorative material","Resin restorative, dental multi layer nano hybrid aesthetic refill, 20 x 0.25g Capsule shade B1 (e.g. Venus Diamond 6603 9015) Box with 20 pieces\r\n\rExempli Gratia: Esthet-X, Dentply (607.01.105)\r\nICN: 18-174-7325 BG","Resin restorative, dental multi layer nano hybrid aesthetic refill, 20 x 0.25g Capsule shade B1 (e.g. Venus Diamond 6603 9015) Box with 20 pieces\r\n\rExempli Gratia: Esthet-X, Dentply (607.01.105)\r\nICN: 18-174-7325 BG","Box"]
["RT296-02-157","Restorative material","Resin restorative, dental multi layer nano hybrid aesthetic refill, 20 x 0.25g Capsule shade B2 (e.g. Venus Diamond 6603 9016) Box with 20 pieces\r","Resin restorative, dental multi layer nano hybrid aesthetic refill, 20 x 0.25g Capsule shade B2 (e.g. Venus Diamond 6603 9016) Box with 20 pieces\r","Box"]
["RT296-02-158","Restorative material","Resin restorative, dental multi layer nano hybrid aesthetic refill, 20 x 0.25g Capsule shade C2  (e.g. Venus Diamond 6603 9018 Box with 20 pieces\r","Resin restorative, dental multi layer nano hybrid aesthetic refill, 20 x 0.25g Capsule shade C2  (e.g. Venus Diamond 6603 9018 Box with 20 pieces\r","Box"]
["RT296-02-159","Restorative material","Resin restorative, dental multi layer nano hybrid aesthetic refill, 20 x 0.25g Capsule shade OM (opaque medium) (e.g. Venus Diamond 6603 9022)Box with 20 pieces\r","Resin restorative, dental multi layer nano hybrid aesthetic refill, 20 x 0.25g Capsule shade OM (opaque medium) (e.g. Venus Diamond 6603 9022)Box with 20 pieces\r","Box"]
["RT296-02-160","Restorative material","Resin restorative, dental multi layer nano hybrid aesthetic refill, 20 x 0.25g Capsule shade OD (opaque dark) (e.g. Venus Diamond 6603 9023) Box with 20 pieces","Resin restorative, dental multi layer nano hybrid aesthetic refill, 20 x 0.25g Capsule shade OD (opaque dark) (e.g. Venus Diamond 6603 9023) Box with 20 pieces","Box"]
["RT296-02-161","Restorative material","Resin restorative, dental multi layer nano hybrid aesthetic refill, 20 x 0.25g Capsule shade HKA 2.5 (e.g. Venus Diamond 6603 9010) Box with 20 pieces\r","Resin restorative, dental multi layer nano hybrid aesthetic refill, 20 x 0.25g Capsule shade HKA 2.5 (e.g. Venus Diamond 6603 9010) Box with 20 pieces\r","Box"]
["RT296-02-162","Restorative material","Resin restorative, dental multi layer nano hybrid aesthetic refill, 10 x 0.25g Capsule shade A4 (e.g. Venus Diamond 6603 9013) Box with 10 pieces\r","Resin restorative, dental multi layer nano hybrid aesthetic refill, 10 x 0.25g Capsule shade A4 (e.g. Venus Diamond 6603 9013) Box with 10 pieces\r","Box"]
["RT296-02-163","Restorative material","Resin restorative, dental multi layer nano hybrid aesthetic refill, 10 x 0.25g Capsule shade B3 (e.g. Venus Diamond 6603 9017) Box with 10 pieces\r","Resin restorative, dental multi layer nano hybrid aesthetic refill, 10 x 0.25g Capsule shade B3 (e.g. Venus Diamond 6603 9017) Box with 10 pieces\r","Box"]
["RT296-02-164","Restorative material","Resin restorative, dental multi layer nano hybrid aesthetic refill, 10 x 0.25g Capsule shade C3 (e.g. Venus Diamond 6603 9019) Box with 10 pieces\r","Resin restorative, dental multi layer nano hybrid aesthetic refill, 10 x 0.25g Capsule shade C3 (e.g. Venus Diamond 6603 9019) Box with 10 pieces\r","Box"]
["RT296-02-165","Restorative material","Resin restorative, dental multi layer nano hybrid aesthetic refill, 10 x 0.25g Capsule shade OL (opaque light)  (e.g. Venus Diamond 6603 9021) Box with 10 pieces","Resin restorative, dental multi layer nano hybrid aesthetic refill, 10 x 0.25g Capsule shade OL (opaque light)  (e.g. Venus Diamond 6603 9021) Box with 10 pieces","Box"]
["RT296-02-166","Restorative material","Resin restorative, dental multi layer nano hybrid aesthetic refill, 10 x 0.25g Capsule shade OLC (opaque light chromatic) (e.g. Venus Diamond 6604 6731) Box with 10 pieces\r","Resin restorative, dental multi layer nano hybrid aesthetic refill, 10 x 0.25g Capsule shade OLC (opaque light chromatic) (e.g. Venus Diamond 6604 6731) Box with 10 pieces\r","Box"]
["RT296-02-167","Restorative material","Resin restorative, dental multi layer nano hybrid aesthetic refill, 10 x 0.25g Capsule shade OMC (opaque medium chromatic) (e.g. Venus Diamond 6604 6732) Box with 10 pieces\r","Resin restorative, dental multi layer nano hybrid aesthetic refill, 10 x 0.25g Capsule shade OMC (opaque medium chromatic) (e.g. Venus Diamond 6604 6732) Box with 10 pieces\r","Box"]
["RT296-02-168","Restorative material","Resin restorative, dental multi layer nano hybrid aesthetic refill, 10 x 0.25g Capsule shade ODC (opaque dark chromatic) (e.g. Venus Diamond 6604 6733) Box with 10 pieces\r","Resin restorative, dental multi layer nano hybrid aesthetic refill, 10 x 0.25g Capsule shade ODC (opaque dark chromatic) (e.g. Venus Diamond 6604 6733) Box with 10 pieces\r","Box"]
["RT296-02-169","Restorative material","Resin restorative, dental multi layer nano hybrid aesthetic refill, 10 x 0.25g Capsule shade OXDC (opaque extra dark chromatic) (e.g. Venus Diamond 6604 6734) Box with 10 pieces\r","Resin restorative, dental multi layer nano hybrid aesthetic refill, 10 x 0.25g Capsule shade OXDC (opaque extra dark chromatic) (e.g. Venus Diamond 6604 6734) Box with 10 pieces\r","Box"]
["RT296-02-170","Restorative material","Resin restorative, dental multi layer nano hybrid aesthetic refill, 10 x 0.25g Capsule shade BL (bleach light) (e.g. Venus Diamond 66039025) Box with 10 pieces\r","Resin restorative, dental multi layer nano hybrid aesthetic refill, 10 x 0.25g Capsule shade BL (bleach light) (e.g. Venus Diamond 66039025) Box with 10 pieces\r","Box"]
["RT296-02-171","Restorative material","Resin restorative, dental multi layer nano hybrid aesthetic refill, 10 x 0.25g Capsule shade MXL (bleach extras light) (e.g. Venus Diamond 66039026) Box with 10 pieces\r","Resin restorative, dental multi layer nano hybrid aesthetic refill, 10 x 0.25g Capsule shade MXL (bleach extras light) (e.g. Venus Diamond 66039026) Box with 10 pieces\r","Box"]
["RT296-02-172","Restorative material","Resin restorative, dental multi layer nano hybrid aesthetic refill, 10 x 0.25g Capsule shade OB (opaque bleach) (e.g. Venus Diamond 66039024) Box with 10 pieces\r","Resin restorative, dental multi layer nano hybrid aesthetic refill, 10 x 0.25g Capsule shade OB (opaque bleach) (e.g. Venus Diamond 66039024) Box with 10 pieces\r","Box"]
["RT296-02-173","Restorative material","Resin restorative, dental multi layer nano hybrid aesthetic refill, 10 x 0.25g Capsule shade CL (clear)(e.g. Venus Diamond 66039027) Box with 10 pieces\r","Resin restorative, dental multi layer nano hybrid aesthetic refill, 10 x 0.25g Capsule shade CL (clear)(e.g. Venus Diamond 66039027) Box with 10 pieces\r","Box"]
["RT296-02-174","Restorative material","Resin restorative, dental multi layer nano hybrid aesthetic refill, 10 x 0.25g Capsule shade AM (amber) (e.g. Venus Diamond 66039028 Box with 10 pieces\r","Resin restorative, dental multi layer nano hybrid aesthetic refill, 10 x 0.25g Capsule shade AM (amber) (e.g. Venus Diamond 66039028 Box with 10 pieces\r","Box"]
["RT296-02-175","Restorative material","Resin restorative, dental multi layer nano hybrid aesthetic refill, 10 x 0.25g Capsule shade CO (Clear opal) (e.g. Venus Diamond 66039029) Box with 10 pieces\r","Resin restorative, dental multi layer nano hybrid aesthetic refill, 10 x 0.25g Capsule shade CO (Clear opal) (e.g. Venus Diamond 66039029) Box with 10 pieces\r","Box"]
["RT296-02-176","Restorative material","Resin restorative, dental multi layer nano hybrid aesthetic refill, 10 x 0.25g Capsule shade YO (yellow opal) (e.g. Venus Diamond 66039030 Box with 10 pieces\r","Resin restorative, dental multi layer nano hybrid aesthetic refill, 10 x 0.25g Capsule shade YO (yellow opal) (e.g. Venus Diamond 66039030 Box with 10 pieces\r","Box"]
["RT296-02-177","Restorative material","Resin restorative, dental multi layer nano hybrid aesthetic refill, 10 x 0.25g Capsule shade HKA5 (e.g. Venus Diamond 6603 9014) Box with 10 pieces\r","Resin restorative, dental multi layer nano hybrid aesthetic refill, 10 x 0.25g Capsule shade HKA5 (e.g. Venus Diamond 6603 9014) Box with 10 pieces\r","Box"]
["RT296-02-178","Restorative material","Resin restorative, dental multi layer nano hybrid aesthetic flowable refill, 20  x 0.2g Capsule shade A1 (e.g. Venus Diamond 6604 0368) Box with 20 pieces\r","Resin restorative, dental multi layer nano hybrid aesthetic flowable refill, 20  x 0.2g Capsule shade A1 (e.g. Venus Diamond 6604 0368) Box with 20 pieces\r","Box"]
["RT296-02-179","Restorative material","Resin restorative, dental multi layer nano hybrid aesthetic flowable refill, 20  x 0.2g Capsule shade A2 (e.g. Venus Diamond 6604 0369) Box with 20 pieces\r","Resin restorative, dental multi layer nano hybrid aesthetic flowable refill, 20  x 0.2g Capsule shade A2 (e.g. Venus Diamond 6604 0369) Box with 20 pieces\r","Box"]
["RT296-02-180","Restorative material","Resin restorative, dental multi layer nano hybrid aesthetic flowable refill, 20  x 0.2g Capsule shade A3 (e.g. Venus Diamond 6604 0371) Box with 20 pieces\r","Resin restorative, dental multi layer nano hybrid aesthetic flowable refill, 20  x 0.2g Capsule shade A3 (e.g. Venus Diamond 6604 0371) Box with 20 pieces\r","Box"]
["RT296-02-181","Restorative material","Resin restorative, dental multi layer nano hybrid aesthetic flowable refill, 20  x 0.2g Capsule shade A3.5 (e.g. Venus Diamond 6604 0372) Box with 20 pieces\r","Resin restorative, dental multi layer nano hybrid aesthetic flowable refill, 20  x 0.2g Capsule shade A3.5 (e.g. Venus Diamond 6604 0372) Box with 20 pieces\r","Box"]
["RT296-02-182","Restorative material","Resin restorative, dental multi layer nano hybrid aesthetic flowable refill, 20  x 0.2g Capsule shade A4 (e.g. Venus Diamond 6604 0373) Box with 20 pieces\r","Resin restorative, dental multi layer nano hybrid aesthetic flowable refill, 20  x 0.2g Capsule shade A4 (e.g. Venus Diamond 6604 0373) Box with 20 pieces\r","Box"]
["RT296-02-183","Restorative material","Resin restorative , Dental; Core build up; Dual cured, Filled composite resin; tooth-colored ;  4 X 4.75g syringes with 20 mixing intra oral tips.     .i Gratia:  Densply Core X Flow refill pack                                                                                      ICN; ","Resin restorative , Dental; Core build up; Dual cured, Filled composite resin; tooth-colored ;  4 X 4.75g syringes with 20 mixing intra oral tips.     .i Gratia:  Densply Core X Flow refill pack                                                                                      ","Set"]
["RT296-02-184","Restorative material","Resin, restorative, dental: Posterior composite bulk fill, one colour system, refill, universal shade 20 compules box\n.i Gratia: Quixfil (60605608)\nICN: RT-296-0034 BX","Resin, restorative, dental: Posterior composite bulk fill, one colour system, refill, universal shade 20 compules box\n.i Gratia: Quixfil (60605608)\n","Box"]
["RT296-02-185","Restorative material","Sealant glass ionomer kit, dental, pit and fissure: Temporary sealant for air abrasive technique coloured chemical cured and light cured capsules\r\n.i Gratia: Capsules (001605)\r\nICN: RT296-0035 BX","Sealant glass ionomer kit, dental, pit and fissure: Temporary sealant for air abrasive technique coloured chemical cured and light cured capsules\n.i Gratia: Capsules (001605)\n","Kit"]
["RT296-02-186","Restorative material","Sealant kit, dental, pit and fissure: White-opaque syringe & applicator needles \r3 syringes seal white opaque (1ml=1,5g each), 25 Applicator needles (Red)\r\n.i Gratia: DyractSeal, Dentsply DeTrey (615.04.706)\r\nICN: 18-096-9205 SE.  Item RT296-02-186 to RT296-02-188 will be awarded as a series.","Sealant kit, dental, pit and fissure: White-opaque syringe & applicator needles \n3 syringes seal white opaque (1ml=1,5g each), 25 Applicator needles (Red)\n.i Gratia: DyractSeal, Dentsply DeTrey (615.04.706)\nItem RT296-02-186 to RT296-02-188 will be awarded as a series.","Kit"]
["RT296-02-187","Applicator Tips","Tip, applicator brush, dental: refill applicator needles (red)\r\n1 Pack 25 pieces\r\n.i Gratia: DyractSeal, Dentsply DeTrey (615.04.707)\r\nICN: 18-096-9237 CO\r","Tip, applicator brush, dental: refill applicator needles (red)\r\n1 Pack 25 pieces\r\n.i Gratia: DyractSeal, Dentsply DeTrey (615.04.707)\r\nICN: 18-096-9237 CO\r","pack"]
["RT296-02-188","Applicator Tips","Tip, applicator brush, dental: refill  fiber applicator tips, long refill \r\n1 Pack, 100 Tips\r\n.i Gratia: DyractSeal, Dentsply  (606.67.198)\r\nICN: 18-096-9215 PK\r","Tip, applicator brush, dental: refill  fiber applicator tips, long refill \r\n1 Pack, 100 Tips\r\n.i Gratia: DyractSeal, Dentsply  (606.67.198)\r\nICN: 18-096-9215 PK\r","Pack"]
["RT296-02-189","Applicator Tips","Dish, medicament, dental: applicator dishes, refill \r\n1 Pack, 50 disposable dappen dishes \r\n.i Gratia: Dyract Seal, Dentsply (606.04.518)\r\nICN: 18-096-9220 PK","Dish, medicament, dental: applicator dishes, refill \n1 Pack, 50 disposable dappen dishes \n.i Gratia: Dyract Seal, Dentsply (606.04.518)\n","Pack"]
["RT296-02-190","Restorative material","Sealant kit, dental, pit and fissure: Clear syringe & applicator needles \r\n3 syringes seal clear (1ml=1,5g each), 25 applicator needles (Red)\r\n.i Gratia: DyractSeal, Dentsply DeTrey (615.04.705)\r\nICN:18-096-9199 SE","Sealant kit, dental, pit and fissure: Clear syringe & applicator needles \n3 syringes seal clear (1ml=1,5g each), 25 applicator needles (Red)\n.i Gratia: DyractSeal, Dentsply DeTrey (615.04.705)\n","Kit"]
["RT296-02-191","Preventive material","Resin, restorative, dental: protective sealant (desensitiser and fluoride releaser),  \r\nStandard package, 1 bottle applicator tips and dishes  \r\n.i Gratia: Seal & Protect, Denstply (606.04.700)\r\nICN: 18-174-7315 SE","Resin, restorative, dental: protective sealant (desensitiser and fluoride releaser),  \nStandard package, 1 bottle applicator tips and dishes  \n.i Gratia: Seal & Protect, Denstply (606.04.700)\n","Set"]
["RT296-02-192","Bonding agents","Resin, restorative, dental:  adhesive system refill, adhesive\r\n1 bottle adhesive 8 ml\r\n.i Gratia: 3M - Scotchbond multi-purpose plus (7543)\r\nICN: 18-028-1720 BT  Item RT296-02-192 to RT296-02-196 will be awarded as a series.","Resin, restorative, dental:  adhesive system refill, adhesive\n1 bottle adhesive 8 ml\n.i Gratia: 3M - Scotchbond multi-purpose plus (7543)\nItem RT296-02-192 to RT296-02-196 will be awarded as a series.","Bottle"]
["RT296-02-193","Bonding agents","Resin, restorative, dental: adhesive system refill, primer \r\n1 bottle primer 8 ml\r\n.i Gratia: 3M - Scotchbond multi-purpose plus (7542)\r\nICN: 18-028-1717 BT","Resin, restorative, dental: adhesive system refill, primer \n1 bottle primer 8 ml\n.i Gratia: 3M - Scotchbond multi-purpose plus (7542)\n","Bottle"]
["RT296-02-194","Bonding agents","Resin, restorative, dental: adhesive system refill, activator\r\n1 bottle primer 4 ml\r\n.i Gratia: 3M - Scotchbond multi-purpose plus (7546)\r\nICN 6520 -18-182-0316 BT","Resin, restorative, dental: adhesive system refill, activator\n1 bottle primer 4 ml\n.i Gratia: 3M - Scotchbond multi-purpose plus (7546)\n","Bottle"]
["RT296-02-195","Bonding agents","Resin, restorative, dental: adhesive system refill, catalyst\r\n1 bottle primer 4 ml\r\n.i Gratia: 3M - Scotchbond multi-purpose plus (7547)\r\nICN: 6520-18-182-0320 BT","Resin, restorative, dental: adhesive system refill, catalyst\n1 bottle primer 4 ml\n.i Gratia: 3M - Scotchbond multi-purpose plus (7547)\n","Bottle"]
["RT296-02-196","Bonding agents","Resin, restorative, dental: adhesive system refill, ceramic primer\r\n1 bottle primer 5 ml\r\n.i Gratia: 3M - Scotchbond multi-purpose plus (2721)\r\nICN:6520-18-182-0328 BT","Resin, restorative, dental: adhesive system refill, ceramic primer\n1 bottle primer 5 ml\n.i Gratia: 3M - Scotchbond multi-purpose plus (2721)\n","Bottle"]
["RT296-02-197","Bonding agents","Resin, restorative, dental: bonding agent dual cured, denTine and enamel adhesive, 1 component system for composite bonding, Nano technology dual cure \r\n1 x 3.5ml bottle\r\n.i Gratia: Dentsply - Prime & Bond NT 634352 \r\nICN: 18-015-7653 BT","Resin, restorative, dental: bonding agent dual cured, denTine and enamel adhesive, 1 component system for composite bonding, Nano technology dual cure \n1 x 3.5ml bottle\n.i Gratia: Dentsply - Prime & Bond NT 634352 \n","Bottle"]
["RT296-02-198","Bonding agents","Resin. restorative, dental: conditioner, refill for use with compomers fillings and sealants\r\n1 Bottle, 4,5 ml\r\n.i Gratia: NRC, Dentsply (606.15.400)\r\nICN: 18-096-9212 BT","Resin. restorative, dental: conditioner, refill for use with compomers fillings and sealants\n1 Bottle, 4,5 ml\n.i Gratia: NRC, Dentsply (606.15.400)\n","Bottle"]
["RT296-02-199","Bonding agents","Resin, restorative, dental: self-etching adhesive \r\nLiquid and Liquid, Unidose, 4.8ml, box of 40 \r\n.i Gratia: 3M Espe (41925) - Adper Prompt L-Pop\r\nICN: 18-179-2151","Resin, restorative, dental: self-etching adhesive \nLiquid and Liquid, Unidose, 4.8ml, box of 40 \n.i Gratia: 3M Espe (41925) - Adper Prompt L-Pop\n","Box"]
["RT296-02-200","Bonding agents","Resin. restorative, dental: acid etch gel, 35%  Ortho-phosphoric acid. \r\n1 Bottle 6ml\r\n.i Gratia: 3M - Etching Gel\r\nICN: 18-970-9628 BT","Resin. restorative, dental: acid etch gel, 35%  Ortho-phosphoric acid. \n1 Bottle 6ml\n.i Gratia: 3M - Etching Gel\n","Bottle"]
["RT296-02-201","Bonding agents","Resin, restorative, dental: Acid etch gel, 35% phosphoric acid, syringes system\r\n.i Gratia: Ultradent - Ultra-Etch Indi Spen & kit (383) \r\nICN: 18-096-9238 KT","Resin, restorative, dental: Acid etch gel, 35% phosphoric acid, syringes system\n.i Gratia: Ultradent - Ultra-Etch Indi Spen & kit (383) \n","Kit"]
["RT296-02-202","Applicator Tips","Tip, applicator brush, dental: inspiral brush tips \r\n1 container 20 pieces \r\n.i Gratia: Ultradent-Inspiral Brush Tips (UP07010)\r\nICN: 18-096-9239 CO","Tip, applicator brush, dental: inspiral brush tips \n1 container 20 pieces \n.i Gratia: Ultradent-Inspiral Brush Tips (UP07010)\n","Container"]
["RT296-02-203","Applicator Tips","Tip, applicator brush, dental: applicator brushes to fit application handle\r\n1 pack 60 pieces \r\n.i Gratia: 3M - Scotchbond (1919B)\r\nICN: 18-970-8549 PK","Tip, applicator brush, dental: applicator brushes to fit application handle\n1 pack 60 pieces \n.i Gratia: 3M - Scotchbond (1919B)\n","Pack"]
["RT296-02-204","Applicator Tips","Tip, applicator brush, dental: applicator fibre tip to fit application handle\r\n1 pack 100 pieces \r\n.i Gratia: 3M - Scotchbond (1919F)\r\nICN: 6520-18-188-0333 PK","Tip, applicator brush, dental: applicator fibre tip to fit application handle\n1 pack 100 pieces \n.i Gratia: 3M - Scotchbond (1919F)\n","Pack"]
["RT296-02-205","Applicator Tips","ICN: 6520Tip, applicator brush, dental: etch applicator needles \r\n1 container 25 pieces \r\n.i Gratia: Dentsply (606)\r\nICN: 6520-18-096-9043 ","ICN: 6520 Tip, applicator brush, dental: etch applicator needles \n1 container 25 pieces \n.i Gratia: Dentsply (606)\n","Container"]
["RT296-02-206","Bonding agents","Glass Ionomer restorative dental: conditioner, cavity cleaning agent, 20% polyacrylic conditioner, 5.7ml bottle\r\n.i Gratia:  GC Cavity Conditioner (000110)\r\nICN: 6520-18-185-8234 BT","Glass Ionomer restorative dental: conditioner, cavity cleaning agent, 20% polyacrylic conditioner, 5.7ml bottle\n.i Gratia:  GC Cavity Conditioner (000110)\n","Bottle"]
["RT296-02-207","Dispenser","Dispenser restorative dental: capsule tip gun for 0.20g capsules\r\n.i Gratia: 3M (5706SD)\r\nICN: RT-296-0041 EA","Dispenser restorative dental: capsule tip gun for 0.20g capsules\n.i Gratia: 3M (5706SD)\n","Each"]
["RT296-02-208","Dispenser","Dispenser restorative dental: capsule tip gun for 0.25g capsules\r\n.i Gratia: Dentsply \r\nICN:18-028-1714 EA","Dispenser restorative dental: capsule tip gun for 0.25g capsules\n.i Gratia: Dentsply \n","Each"]
["RT296-02-209","Dispenser","Dispenser restorative dental: capsule applicator for glass ionomer capsules, one item system\r\n.i Gratia: GC Capsule Applier (002559)\r\nICN: 6520-18-184-9672 EA","Dispenser restorative dental: capsule applicator for glass ionomer capsules, one item system\n.i Gratia: GC Capsule Applier (002559)\n","Each"]
["RT296-02-210","Cavity Liners and bases","Cavity lining, dental: Vanish for cavity seal: 1 bottle, 15ml\r\n\r.i Gratia: Copal Cavity Varnish\r\n\rICN NO. 6520-18-970-5871 BT","Cavity lining, dental: Vanish for cavity seal: 1 bottle, 15ml\n.i Gratia: Copal Cavity Varnish\n\n","Bottle"]
["RT296-02-211","Cement","Cement, universal resin, dental: Dual cured self adhesive cement in dispenser system. 1 dispenser system, 11 gram shade transluscent, 1 mixing pad\r\n\r.i Gratia: 3M -Rely-X Unicem Clicker (56838)\r\n\rICN NO\r\nItem RT296-02-211 to RT296-02-213 will b awarded as a series.","Cement, universal resin, dental: Dual cured self adhesive cement in dispenser system. 1 dispenser system, 11 gram shade transluscent, 1 mixing pad\n.i Gratia: 3M -Rely-X Unicem Clicker (56838)\nItem RT296-02-211 to RT296-02-213 will b awarded as a series.","Set"]
["RT296-02-212","Cement","Cement, universal resin, dental: Dual cured self adhesive cement in dispenser system: 1 dispenser system, 11 gram shade A2 Universal, 1 mixing pad\r\n\r.i Gratia: 3M - Rely - X Unicem Clicker (56837)\r\n\rICN NO. 6520-18-187-6145","Cement, universal resin, dental: Dual cured self adhesive cement in dispenser system: 1 dispenser system, 11 gram shade A2 Universal, 1 mixing pad\n.i Gratia: 3M - Rely - X Unicem Clicker (56837)\n\n","Set"]
["RT296-02-213","Cement","Cement, resin, dental: Dual cured self adhesive cement in dispenser system, universal: 1 dispenser system, 11 gram shade A3 Opague, 1 mixing pad\r\n\r.i Gratia: 3M - Rely -X Unicem Clicker (56836)\r\n\rICN NO. 6520-18-187-6151","Cement, resin, dental: Dual cured self adhesive cement in dispenser system, universal: 1 dispenser system, 11 gram shade A3 Opague, 1 mixing pad\n.i Gratia: 3M - Rely -X Unicem Clicker (56836)\n","Set"]
["RT296-02-214","Cement","Cement, resin dental: Self etching and self adhesive resin one step cement kit\r\n1 x automix syringe, 10 x mixing tips, 10 x extra fine oral tips, 10 x fine oral tips\r\n\r.i Gratia: Totalcem Itena\r\n\rICN NO. 6520-18-182-0344","Cement, resin dental: Self etching and self adhesive resin one step cement kit\n1 x automix syringe, 10 x mixing tips, 10 x extra fine oral tips, 10 x fine oral tips\n.i Gratia: Totalcem Itena\n","Kit"]
["RT296-02-215","Cement","Cement, resin, orthodontic: Light cure adhesive lit in capsules. 25 x 0.2g capsules, 1 x 6ml primer, 1 x dispensing gun\n.i Gratia: Transbond XT light cure 3M (712 031)\nItem RT296-02-215ME to RT296-02-224 , and RT296-02-286ME to RT296-02-287MEwill be awrded as a series.","Cement, resin, orthodontic: Light cure adhesive lit in capsules. 25 x 0.2g capsules, 1 x 6ml primer, 1 x dispensing gun\n.i Gratia: Transbond XT light cure 3M (712 031)\n","Kit"]
["RT296-02-216","Cement","Cement, resin, orthodontic: Light cure adhesive in capsules. 25 x 0.2g capsules\r\n\r.i Gratia: Transbond XT Adhesive in capsules 3M (712-031)\r\n\rICN NO","Cement, resin, orthodontic: Light cure adhesive in capsules. 25 x 0.2g capsules\n.i Gratia: Transbond XT Adhesive in capsules 3M (712-031)\n","Pack"]
["RT296-02-217","Bonding agents","Primer, cement resin, orthodontic: Adhesive, moisture tolerant. 1 x 6ml\r\n\r.i Gratia: Transbond MIP Primer 3 M (712-025)\r\n\rICN NO.","Primer, cement resin, orthodontic: Adhesive, moisture tolerant. 1 x 6ml\n.i Gratia: Transbond MIP Primer 3 M (712-025)\n","Bottle"]
["RT296-02-218","Bonding agents","Primer, cement resin, orthodontic: Adhesive. 1 x 6ml\r\n\r.i Gratia: Transbond XT Primer 3M (712-035)\r\nICN NO.","Primer, cement resin, orthodontic: Adhesive. 1 x 6ml\n.i Gratia: Transbond XT Primer 3M (712-035)\n","Bottle"]
["RT296-02-219","Bonding agents","Cement, resin, orthodontic: Band adhesive, light cure with colour kit. 5 x syringe, 2 x 25 disposable tips\r\n\r.i Gratia: Transbond Plus 3M (712-080)\r\n\rICN NO.\r\nItem RT296-02-219 to RT296-02-221 will be awarded as a series.","Cement, resin, orthodontic: Band adhesive, light cure with colour kit. 5 x syringe, 2 x 25 disposable tips\n.i Gratia: Transbond Plus 3M (712-080)\nItem RT296-02-219 to RT296-02-221 will be awarded as a series.","Kit"]
["RT296-02-220","Cement","Cement, resin, orthodontic: Band adhesive, light cure with colour. 1 x Syringe, 10 x disposable tips\r\n\r.i Gratia: Transbond Plus 3M (712-081)","Cement, resin, orthodontic: Band adhesive, light cure with colour. 1 x Syringe, 10 x disposable tips\r\n\r.i Gratia: Transbond Plus 3M (712-081)","Kit"]
["RT296-02-221","Cement","Cement, resin, orthodontic: Band adhesive, disposable tips. 25 x Disposable tips\r\n\r.i Gratia: Transbond Plus 3M (712-082)\r\n\rICN NO.","Cement, resin, orthodontic: Band adhesive, disposable tips. 25 x Disposable tips\n.i Gratia: Transbond Plus 3M (712-082)\n","Each"]
["RT296-02-222","Cement","New item","Cement,Resin,dental:orthodontic,light cure adhesive,Kit- 2*4g syringes,6ml Primer,1 Brush holder,60 brush inserts                                              .i Gratia: Transbond XT\nItem RT296-02-222 to RT296-02-224 will be awarded as a series","Kit"]
["RT296-02-223","Cement","New item","Cement,Resin,dental:orthodontic,light cure resin Refill Pack- 4*4g syringes .i Gratia: Transbond XT","Pack"]
["RT296-02-224","Bonding agents","New item","Adhesive, Primer,Dental: Orthodontic,Light Cure adhesive,6ml bottle, .i Gratia: Transbond XT Light Cure Adhesive Primer","Bottle"]
["RT296-02-225","Cement","Cement glass ionomer orthodontic: Band cement, dual cure, blue Tint set. 1 x 35g powder, 1 x 25g liquid, 1 x dispensing spoon, 2 x mixing pads\r\n\r.i Gratia: Unitek Multi Cure Ionomer Band Cement 3M (712-050)\r\n\rICN NO.\r\nItem RT296-02-211ME to RT296-02-213ME will be awrded as a series.","Cement glass ionomer orthodontic: Band cement, dual cure, blue Tint set. 1 x 35g powder, 1 x 25g liquid, 1 x dispensing spoon, 2 x mixing pads\n.i Gratia: Unitek Multi Cure Ionomer Band Cement 3M (712-050)\n","Set"]
["RT296-02-226","Cement","Cement glass ionomer orthodontic: Band cement, dual cure, blue Tint powder. 1 x 35g powder\r\n\r.i Gratia: Unitek Multi Cure Ionomer Band Cement Powder 3 M (712-051)\r\n\rICN NO.","Cement glass ionomer orthodontic: Band cement, dual cure, blue Tint powder. 1 x 35g powder\n.i Gratia: Unitek Multi Cure Ionomer Band Cement Powder 3 M (712-051)\n","bottle"]
["RT296-02-227","Cement","Cement glass ionomer orthodontic: Band cement, dual cure, blue Tint liquid. 1 x 25g liquid\r\n\r.i Gratia: Unitek Multi Cure Ionomer Band Cement Liquid 3M 9712-0520\r\nICN NO.","Cement glass ionomer orthodontic: Band cement, dual cure, blue Tint liquid. 1 x 25g liquid\n.i Gratia: Unitek Multi Cure Ionomer Band Cement Liquid 3M 9712-0520\n","bottle"]
["RT296-02-228","Provisional Crown and Bridge material","Resin restorative dental: Temporization crown, light curable for short temp restorations complete kit consisTing of Molar upper large, Molar upper small, Molar lower large, Molar lower small, Premolar upper large, premolar upper small, Canine large and canine small with crown size tools\n.i Gratia: Protemp Crown 3M\nICN NO: 6520-18-187-5939\nItem RT296-02-226ME to RT296-02-235ME will be awarded as a series.","Resin restorative dental: Temporization crown, light curable for short temp restorations complete kit consisTing of Molar upper large, Molar upper small, Molar lower large, Molar lower small, Premolar upper large, premolar upper small, Canine large and canine small with crown size tools\n.i Gratia: Protemp Crown 3M\nICN NO: 6520-18-187-5939\nItem RT296-02-228 to RT296-02-237 will be awarded as a series.","Kit"]
["RT296-02-229","Provisional Crown and Bridge material","Resin restorative dental; Temporization crown, light curable for short term temp restoration refill: Molar upper large\r\n\r.i Gratia: Protemp Crown 3M Molar upper large\r\nICN NO. 6520-18-187-5940","Resin restorative dental; Temporization crown, light curable for short term temp restoration refill: Molar upper large\n.i Gratia: Protemp Crown 3M Molar upper large\n","box"]
["RT296-02-230","Provisional Crown and Bridge material","Resin restorative dental: Temporization crown, light curable for short term temp restorations refill: Molar upper small\n.i Gratia: Protemp Crown 3M Molar Upper Small  \nICN NO 6520-18-187-5941\n","Resin restorative dental: Temporization crown, light curable for short term temp restorations refill: Molar upper small\n.i Gratia: Protemp Crown 3M Molar Upper Small  \n\n","box"]
["RT296-02-231","Provisional Crown and Bridge material","Resin restorative dental: Temporization crown, light curable for short term temp restorations refill: Molar lower large\r\n\r.i Gratia: Protemp Crown 3M Molar lower large \r\nICN NO 6520-18-187-6286\r","Resin restorative dental: Temporization crown, light curable for short term temp restorations refill: Molar lower large\n.i Gratia: Protemp Crown 3M Molar lower large \n\n","box"]
["RT296-02-232","Provisional Crown and Bridge material","Resin restorative dental: Temporization crown, light curable for short term temp restorations refill: Molar lower small\r\n\r.i Gratia: Protemp Crown 3M Molar lower Small  \r\n\rICN NO; 6520-18-187-5945\r","Resin restorative dental: Temporization crown, light curable for short term temp restorations refill: Molar lower small\n.i Gratia: Protemp Crown 3M Molar lower Small  \n","box"]
["RT296-02-233","Provisional Crown and Bridge material","Resin restorative dental: Temporization crown, light curable for short term temp restorations refill: Premolar upper large\r\n\r.i Gratia: Protemp Crown 3M Premolar Upper Large \r\n\rICN NO 6520-18-187-5954\r","Resin restorative dental: Temporization crown, light curable for short term temp restorations refill: Premolar upper large\n.i Gratia: Protemp Crown 3M Premolar Upper Large \n","box"]
["RT296-02-234","Provisional Crown and Bridge material","Resin restorative dental: Temporization crown, light curable for short term temp restorations refill: Premolar upper small\r\n\r.i Gratia: Protemp Crown 3M Premolar Upper Small  \r\n\rICN NO 6520-18-187-5965\r","Resin restorative dental: Temporization crown, light curable for short term temp restorations refill: Premolar upper small\n.i Gratia: Protemp Crown 3M Premolar Upper Small  \n","box"]
["RT296-02-235","Provisional Crown and Bridge material","Resin restorative dental: Temporization crown, light curable for short term temp restorations refill: Premolar lower\r\n\r.i Gratia: Protemp Crown 3M Premolar lower  \r\n\rICN NO 6520-18-197-5969\r\n","Resin restorative dental: Temporization crown, light curable for short term temp restorations refill: Premolar lower\n.i Gratia: Protemp Crown 3M Premolar lower  \n","box"]
["RT296-02-236","Provisional Crown and Bridge material","Resin restorative dental: Temporization crown, light curable for short term temp restorations refill: Canine large\r\n\r.i Gratia: Protemp Crown 3M Canine large \r\n\rICN NO 6520-18-187-5971\r","Resin restorative dental: Temporization crown, light curable for short term temp restorations refill: Canine large\n.i Gratia: Protemp Crown 3M Canine large \n","box"]
["RT296-02-237","Provisional Crown and Bridge material","Resin restorative dental: Temporization crown, light curable for short term temp restorations refill: Canine small\r\n\r.i Gratia: Protemp Crown 3M Canine small \r\n\rICN NO 6520-18-187-5974\r","Resin restorative dental: Temporization crown, light curable for short term temp restorations refill: Canine small\n.i Gratia: Protemp Crown 3M Canine small \n","box"]
["RT296-02-238","Restorative material","Sealant glass ionomer: Posterior pit and fissure sealant: coloured, chemical and light cured pink.\r\nPowder, liquid and conditioner set\r\n\r.i Gratia: Fuji Triage Powder and liquid pink (002490)\r\n\rItem RT296-02-245 to RT296-02-247 will be awrded as a series","Sealant glass ionomer: Posterior pit and fissure sealant: coloured, chemical and light cured pink.\nPowder, liquid and conditioner set\n.i Gratia: Fuji Triage Powder and liquid pink (002490)\nItem RT296-02-238 to RT296-02-240 will be awrded as a series","set"]
["RT296-02-239","Restorative material","Sealant glass ionomer: Posterior pit and fissure, coloured, chemical and light cured capsules: Pink\r\n\r.i Gratia: Fuji Triage capsules pink (002495)","Sealant glass ionomer: Posterior pit and fissure, coloured, chemical and light cured capsules: Pink\r\n\r.i Gratia: Fuji Triage capsules pink (002495)","set"]
["RT296-02-240","Restorative material","Sealant glass ionomer: Posterior pit and fissure coloured, chemical and light cured capsules: White\r\n\r.i Gratia: Fuji Triage capsules white (002490)\r","Sealant glass ionomer: Posterior pit and fissure coloured, chemical and light cured capsules: White\r\n\r.i Gratia: Fuji Triage capsules white (002490)\r","set"]
["RT296-02-241","Restorative material","Sealant composite: Non-etching composite sealant kit\r\n1 x 1.2ml syringe\r\n10 x Fine needle tips\r\n3 x  pointed brushes\r\n\r.i Gratia: Prevent seal ITENA","Sealant composite: Non-etching composite sealant kit\r\n1 x 1.2ml syringe\r\n10 x Fine needle tips\r\n3 x  pointed brushes\r\n\r.i Gratia: Prevent seal ITENA","set"]
["RT296-02-242","Restorative material","Sealant composite: PenetraTing composite sealer, unfilled resin for sealing restorations by bonding to composite and etched enamel\n2 x 1.2ml syringe\n.i Gratia: Ultradent Permaseal (#631)","Sealant composite: Penetrating composite sealer, unfilled resin for sealing restorations by bonding to composite and etched enamel\n2 x 1.2ml syringe\n.i Gratia: Ultradent Permaseal (#631)","pack"]
["RT296-02-243","Bonding agents","Resin restorative dental: Self etch adhesive: 1 bottle of 5ml\r\n\r.i Gratia: 3M Adapter Easy Bond (41246)\r\n\rICN NO.6520-18-179 2151","Resin restorative dental: Self etch adhesive: 1 bottle of 5ml\n.i Gratia: 3M Adapter Easy Bond (41246)\n\n","bottle"]
["RT296-02-244","Cavity Liners and bases","Cement kit, glass ionomer, dental: liner, visible light cured, 2 paste system in dispenser\n1 Dispenser 10g, 1 mixing pad\n.i Gratia: 3M-Vitrebond Plus (7571)\nICN NO."," Kit, glass ionomer, dental: liner, visible light cured, 2 paste system in dispenser\n1 Dispenser 10g, 1 mixing pad\n.i Gratia: 3M-Vitrebond Plus (7571)\n","Kit","Cementremoved"]
["RT296-02-245","Restorative material Accessories","Wedge set, dental: Protection during preparation of  Class 11\nKit with assorted sizes\n.i Gratia: Fenderwedge assorted (DIR 602750)\nICN NO.\n","Wedge set, dental: Protection during preparation of  Class 11\nKit with assorted sizes\n.i Gratia: Fenderwedge assorted (DIR 602750)\n","Kit"]
["RT296-02-246","Restorative material Accessories","Wedge set, dental: Protection during preparation of Class 11\r\nSizes, large\r\n\r.i Gratia: Fenderwedge assorted (DIR 602753)\r\n\rICN NO.","Wedge set, dental: Protection during preparation of Class 11\nSizes, large\n.i Gratia: Fenderwedge assorted (DIR 602753)\n\n","pack"]
["RT296-02-247","Restorative material Accessories","Wedge set, dental: Protection during preparation of Class 11\r\n\rSizes: medium\r\n\r.i Gratia: Fenderwedge assorted (DIR 602752)\r\n\rICN NO.","Wedge set, dental: Protection during preparation of Class 11\nSizes: medium\n.i Gratia: Fenderwedge assorted (DIR 602752)\n","pack"]
["RT296-02-248","Restorative material Accessories","Wedge set, dental: Protection during preparation of Class 11\r\n\rSizes: Small\r\n\r.i Gratia: Fenderwedge assorted (DIR 602751)\r\n\rICN NO.","Wedge set, dental: Protection during preparation of Class 11\nSizes: Small\n.i Gratia: Fenderwedge assorted (DIR 602751)\n","pack"]
["RT296-02-249","Restorative material Accessories","Wedge set, dental: Protection during preparation of Class 11\r\n\rSizes: X Small\r\n\r.i Gratia: Fenderwedge assorted (DIR 602754)\r\n\rICN NO.","Wedge set, dental: Protection during preparation of Class 11\nSizes: X Small\n.i Gratia: Fenderwedge assorted (DIR 602754)\n\n","pack"]
["RT296-02-250","Applicator Tips","Resin Restoritive, Dental: C:B Material, mixing tips  : Bx of 50 .i Gratia;  Integrety (605.78.349)\n","Resin Restoritive, Dental: C:B Material, mixing tips  : Box of 50 .i Gratia;  Integrety (605.78.349)\n","box of 50"]
["RT296-02-251","Applicator Tips","Resin Restoritive, Dental: C:B Material, mini Syringe mixing tips  : Bx of 50 .i Gratia;  Integrety (605.78.359)\r\n","Resin Restoritive, Dental: C:B Material, mini Syringe mixing tips  : Bx of 50 .i Gratia;  Integrety (605.78.359)\r\n","box"]
["RT296-02-252","Applicator Tips","Resin Restoritive, Dental: C:B Material, Dispenser for Cartriges with  slied i Gratia;  Integrety (666260)","Resin Restoritive, Dental: C:B Material, Dispenser for Cartriges with  slied i Gratia;  Integrety (666260)","box"]
["RT296-02-253","Cavity Liners and bases","Zinc Oxide, Dental:Imtermediate restorative polymer reinforceced Powder  refill  1 Bottle of 40g powder .i Gratia Dentsply IRM (606.61.520)\n","Zinc Oxide, Dental:Imtermediate restorative polymer reinforceced Powder  refill  1 Bottle of 40g powder .i Gratia Dentsply IRM (606.61.520)\n","bottle"]
["RT296-02-254","Cavity Liners and bases","Zinc Oxide, Dental: Imtermediate restorative polymer reinforceced liquid Refill  1 Bottle of 15 ml Liquid .i Gratia Dentsply IRM (606.61.510)\n","Zinc Oxide, Dental: Imtermediate restorative polymer reinforceced liquid Refill  1 Bottle of 15 ml Liquid .i Gratia Dentsply IRM (606.61.510)\n","bottle"]
["RT296-02-255","Cement","Cement ZincOxide, dental: Teporary Non-eugenol Cement automix sytem. With 2 X9g syringes and 20 Mixing tips .i Gratia Dentsply Integrety Tempgrip (666450) \r","Cement ZincOxide, dental: Temporary Non-eugenol Cement automix sytem. With 2 X9g syringes and 20 Mixing tips .i Gratia Dentsply Integrety Tempgrip (666450) \n","pack"]
["RT296-02-256","Cement","Cement ZincOxide, dental: Teporary Non-eugenol Cement automix sytem tips pack of 50Tips tips .i Gratia Dentsply Integrety Tempgrip mixing Tips  (666460)\n","Cement ZincOxide, dental: Temporary Non-eugenol Cement automix sytem tips pack of 50Tips tips .i Gratia Dentsply Integrety Tempgrip mixing Tips  (666460)\n","pack"]
["RT296-02-257","Restorative material","Glass Ionomer , Restoritave, dental posterior restorations, primary teeth, core build up, refill, Acticvator .i Gratia Ketac Molora Aplicap activator (73040)\r","Glass Ionomer , Restoritave, dental posterior restorations, primary teeth, core build up, refill, Acticvator .i Gratia Ketac Molora Aplicap activator (73040)\r","box"]
["RT296-02-258","Restorative material","Glass Ionomer , Restoritave, dental posterior restorations, Handmix refil  teeth, core build up, Handmix kit .i Gratia :FujiCem Handmix kit with 25g powder, 12ml liquid and mixing pad  \n","Glass Ionomer , Restoritave, dental posterior restorations, Handmix refil  teeth, core build up, Handmix kit .i Gratia :FujiCem Handmix kit with 25g powder, 12ml liquid and mixing pad  \n","set"]
["RT296-02-259","Restorative material","Glass Ionomer , Restoritave, dental posterior restorations, primary teeth, core build up, powder refill 25g,  .i Gratia:FujiCem handmix powder (37810)\n","Glass Ionomer , Restoritave, dental posterior restorations, primary teeth, core build up, powder refill 25g,  .i Gratia:FujiCem handmix powder (37810)\n","bottle"]
["RT296-02-260","Restorative material","Glass Ionomer , Restoritave, dental posterior restorations, primary teeth, core build up, liquid  refill 12ml, .i Gratia:FujiCem  handmix liquid (37820)","Glass Ionomer , Restoritave, dental posterior restorations, primary teeth, core build up, liquid  refill 12ml, .i Gratia:FujiCem  handmix liquid (37820)","bottle"]
["RT296-02-261","Cement","Cement, composite, dental: light cure composite cement for veneers; .i Gratia 3M Rely-X Veneer (8713) Introductory kit consisTing of 5 x try-In Paste (Translucent, White-Opaque, A1 Light-yellow, A3 Opaque/Yellow Opaque, A5 Dark and B0.5 White) of 2 g each; 5 Cement syringes (Translucent, White-Opaque, A1 Light-yellow, A3 Opaque/Yellow Opaque, A5 Dark and B0.5 White) of 3 g each; 1 Syringe Scotch bond etchant of 3 ml; 1 bottle Rely-X Ceramic Primer of 5 ml ; 1 x Adapter Scotch bond and 1 x XT Adhesive of 6 ml\n RT296-02-269 to RT296-02-280 will be awaded as a series","Cement, composite, dental: light cure composite cement for veneers; .i Gratia 3M Rely-X Veneer (8713) Introductory kit consisTing of 5 x try-In Paste (Translucent, White-Opaque, A1 Light-yellow, A3 Opaque/Yellow Opaque, A5 Dark and B0.5 White) of 2 g each; 5 Cement syringes (Translucent, White-Opaque, A1 Light-yellow, A3 Opaque/Yellow Opaque, A5 Dark and B0.5 White) of 3 g each; 1 Syringe Scotch bond etchant of 3 ml; 1 bottle Rely-X Ceramic Primer of 5 ml ; 1 x Adapter Scotch bond and 1 x XT Adhesive of 6 ml\nItem RT296-02-261 to RT296-02-271 will be awaded as a series","Kit"]
["RT296-02-262","Cement","Cement, composite, dental: light cure composite cement for veneers; Refill; .i Gratia 3M Rely-X Veneer (8714TR); 1 x Cement syringe of 3 g, Shade: translucent\r","Cement, composite, dental: light cure composite cement for veneers; Refill; .i Gratia 3M Rely-X Veneer (8714TR); 1 x Cement syringe of 3 g, Shade: translucent\r","each"]
["RT296-02-263","Cement","Cement, composite, dental: light cure composite cement for veneers; Refill; .i Gratia 3M Rely-X Veneer (8714WO); 1 x Cement syringe of 3 g, Shade: White Opaque\r","Cement, composite, dental: light cure composite cement for veneers; Refill; .i Gratia 3M Rely-X Veneer (8714WO); 1 x Cement syringe of 3 g, Shade: White Opaque\r","each"]
["RT296-02-264","Cement","Cement, composite, dental: light cure composite cement for veneers; Refill; .i Gratia 3M Rely-X Veneer (8714A1); 1 x Cement syringe of 3 g, Shade: Light Yellow\r","Cement, composite, dental: light cure composite cement for veneers; Refill; .i Gratia 3M Rely-X Veneer (8714A1); 1 x Cement syringe of 3 g, Shade: Light Yellow\r","each"]
["RT296-02-265","Cement","Cement, composite, dental: light cure composite cement for veneers; Refill; .i Gratia 3M Rely-X Veneer (8714A3; 1 x Cement syringe of 3 g, Shade: opaque/Yellow opaque\r","Cement, composite, dental: light cure composite cement for veneers; Refill; .i Gratia 3M Rely-X Veneer (8714A3; 1 x Cement syringe of 3 g, Shade: opaque/Yellow opaque\r","each"]
["RT296-02-266","Cement","Cement, composite, dental: light cure composite cement for veneers; Refill; .i Gratia 3M Rely-X Veneer (8714B0.5); 1 x Cement syringe of 3 g, Shade: White\r","Cement, composite, dental: light cure composite cement for veneers; Refill; .i Gratia 3M Rely-X Veneer (8714B0.5); 1 x Cement syringe of 3 g, Shade: White\r","each"]
["RT296-02-267","Cement","Cement, composite, dental: light cure composite cement for veneers; Refill; .i Gratia 3M Rely-X Veneer 7614TRT); 1 x Try-In Paste; Shade: translucent\r","Cement, composite, dental: light cure composite cement for veneers; Refill; .i Gratia 3M Rely-X Veneer 7614TRT); 1 x Try-In Paste; Shade: translucent\r","each"]
["RT296-02-268","Cement","Cement, composite, dental: light cure composite cement for veneers; Refill; .i Gratia 3M Rely-X Veneer 7614A!T); 1 x Try-In Paste; Shade: Light Yellow\r","Cement, composite, dental: light cure composite cement for veneers; Refill; .i Gratia 3M Rely-X Veneer 7614A!T); 1 x Try-In Paste; Shade: Light Yellow\r","each"]
["RT296-02-269","Cement","Cement, composite, dental: light cure composite cement for veneers; Refill; .i Gratia 3M Rely-X Veneer 7614TRT); 1 x Try-In Paste; Shade: White Opaque\r","Cement, composite, dental: light cure composite cement for veneers; Refill; .i Gratia 3M Rely-X Veneer 7614TRT); 1 x Try-In Paste; Shade: White Opaque\r","each"]
["RT296-02-270","Cement","Cement, composite, dental: light cure composite cement for veneers; Refill; .i Gratia 3M Rely-X Veneer 7614A3T); 1 x Try-In Paste; Shade: Opaque/Yellow opaque\r","Cement, composite, dental: light cure composite cement for veneers; Refill; .i Gratia 3M Rely-X Veneer 7614A3T); 1 x Try-In Paste; Shade: Opaque/Yellow opaque\r","each"]
["RT296-02-271","Cement","Cement, composite, dental: light cure composite cement for veneers; Refill; .i Gratia 3M Rely-X Veneer 7614B0.5T); 1 x Try-In Paste; Shade: White\r","Cement, composite, dental: light cure composite cement for veneers; Refill; .i Gratia 3M Rely-X Veneer 7614B0.5T); 1 x Try-In Paste; Shade: White\r","each"]
["RT296-02-272","Bonding agents","Primer: dental: Ceramic Silane Coupling Agent; .i Gratia 3M Rely_X Ceramic Primer (2721) 1 x 5ml bottle \r","Primer: dental: Ceramic Silane Coupling Agent; .i Gratia 3M Rely_X Ceramic Primer (2721) 1 x 5ml bottle \r","each"]
["RT296-02-273","Cement","Cement, resin, dental: self-adhesive universal resin cement: refill; Exepli Gratia 3M Rely-X Unicem Applicap (56816) 50 capsules; shade: Translucent. RT296-02-281 to RT296-02-287 will be awarded as a series","Cement, resin, dental: self-adhesive universal resin cement: refill; Exepli Gratia 3M Rely-X Unicem Applicap (56816) 50 capsules; shade: Translucent.\n Item RT296-02-273 to RT296-02-289 will be awarded as a series","Box of 50"]
["RT296-02-274","Cement","Cement, resin, dental: self-adhesive universal resin cement: refill; Exepli Gratia 3M Rely-X Unicem Applicap (56817) 50 capsules; shade: A3 Opaque\r\nRT296-02-281 to RT296-02-287 will be awarded as a series","Cement, resin, dental: self-adhesive universal resin cement: refill; Exepli Gratia 3M Rely-X Unicem Applicap (56817) 50 capsules; shade: A3 Opaque\n","Box of 50"]
["RT296-02-275","Cement","Cement, resin, dental: self-adhesive universal resin cement: refill; Exepli Gratia 3M Rely-X Unicem Applicap (56817) 50 capsules; shade: A2 Universal\nRT296-02-281 to RT296-02-287 will be awarded as a series\r","Cement, resin, dental: self-adhesive universal resin cement: refill; Exepli Gratia 3M Rely-X Unicem Applicap (56817) 50 capsules; shade: A2 Universal\n\n","Box of 50"]
["RT296-02-276","Cement","Cement, resin, dental: self-adhesive universal resin cement: refill; exepli Gratia 3M Rely-X Unicem Applicap (56819) 20 capsules; shade: A1\r\nRT296-02-281 to RT296-02-287 will be awarded as a series","Cement, resin, dental: self-adhesive universal resin cement: refill; exepli Gratia 3M Rely-X Unicem Applicap (56819) 20 capsules; shade: A1\n","Box of 50"]
["RT296-02-277","Cement","Cement, resin, dental: self-adhesive universal resin cement: refill; exepli Gratia 3M Rely-X Unicem Applicap (56820) 20 capsules; shade: White Opaque\r\nRT296-02-281 to RT296-02-287 will be awarded as a series","Cement, resin, dental: self-adhesive universal resin cement: refill; exepli Gratia 3M Rely-X Unicem Applicap (56820) 20 capsules; shade: White Opaque\n","Box of 50"]
["RT296-02-278","Cement","Cement, resin, dental: self-adhesive universal resin cement: refill; exepli Gratia 3M Rely-X Unicem Applicap (73050) 1 x Aplicap Applier\r\nRT296-02-281 to RT296-02-287 will be awarded as a series","Cement, resin, dental: self-adhesive universal resin cement: refill; exepli Gratia 3M Rely-X Unicem Applicap (73050) 1 x Aplicap Applier\n","Box of 50"]
["RT296-02-279","Cement","Cement, resin, dental: self-adhesive universal resin cement: refill; exepli Gratia 3M Rely-X Unicem Applicap (73040 1 x Aplicap Activator \r\nRT296-02-281 to RT296-02-287 will be awarded as a series","Cement, resin, dental: self-adhesive universal resin cement: refill; exepli Gratia 3M Rely-X Unicem Applicap (73040 1 x Aplicap Activator \n","Box of 50"]
["RT296-02-280","Restorative material","Resin restorative, dental Multi layer nano hybrid aesthetic flowable refill, 2x 0.2g Capsule shade B2 (e.g. filtek supreme) Box with 20 piece. Item  RT296-02-288 to RT296-02-294 will be awarded as a series","Resin restorative, dental Multi layer nano hybrid aesthetic flowable refill, 2x 0.2g Capsule shade B2 (e.g. filtek supreme) Box with 20 piece.\nItem  RT296-02-280 to RT296-02-286 will be awarded as a series","pack"]
["RT296-02-281","Restorative material","Resin restorative, dental Multi layer nano hybrid aesthetic flowable refill, 2x 0.2g Capsule shade OM (Opaque medium) (e.g. filtek supreme Box with 20 pieces\n","Resin restorative, dental Multi layer nano hybrid aesthetic flowable refill, 2x 0.2g Capsule shade OM (Opaque medium) (e.g. filtek supreme Box with 20 pieces\n","pack"]
["RT296-02-282","Restorative material","Resin restorative, dental Multi layer nano hybrid aesthetic flowable refill, 2x 0.2g Capsule shade CL (Clear) (e.g. filtek supreme) Box with 20 pieces\n","Resin restorative, dental Multi layer nano hybrid aesthetic flowable refill, 2x 0.2g Capsule shade CL (Clear) (e.g. filtek supreme) Box with 20 pieces\n","pack"]
["RT296-02-283","Restorative material","Resin restorative, dental Multi layer nano hybrid aesthetic flowable refill, 2x 0.2g Capsule shade BLX (Bleach extra light) (e.g. filtek supreme Box with 20 pieces\n","Resin restorative, dental Multi layer nano hybrid aesthetic flowable refill, 2x 0.2g Capsule shade BLX (Bleach extra light) (e.g. filtek supreme Box with 20 pieces\n","pack"]
["RT296-02-284","Restorative material","Resin restorative, dental Multi layer nano hybrid aesthetic flowable refill, 2x 0.2g Capsule shade Baseliner (e.g. filtek supreme) Box with 20 pieces\n","Resin restorative, dental Multi layer nano hybrid aesthetic flowable refill, 2x 0.2g Capsule shade Baseliner (e.g. filtek supreme) Box with 20 pieces\n","pack"]
["RT296-02-285","Restorative material","Resin restorative, dental Multi layer nano hybrid aesthetic flowable refill, 2x 0.2g Capsule shade HKA 2.5 (e.g. filtek supreme) Box with 20 pieces\n","Resin restorative, dental Multi layer nano hybrid aesthetic flowable refill, 2x 0.2g Capsule shade HKA 2.5 (e.g. filtek supreme) Box with 20 pieces\n","pack"]
["RT296-02-286","Restorative material","Resin restorative, dental Multi layer nano hybrid aesthetic flowable refill, 2x 0.2g Capsule shade HKA 5(e.g. filtek supreme) Box with 20 pieces\n","Resin restorative, dental Multi layer nano hybrid aesthetic flowable refill, 2x 0.2g Capsule shade HKA 5(e.g. filtek supreme) Box with 20 pieces\n","pack"]
["RT296-02-287","Cement","\rCement, resin, orthodontic: Light cure adhesive syringe kit with 2 X 4g syringes, 6ml primer, 1 X brush holder and  brush tips. .i Gratia 3M Transbond XT Light cure resin kit (712-035)\r","\rCement, resin, orthodontic: Light cure adhesive syringe kit with 2 X 4g syringes, 6ml primer, 1 X brush holder and  brush tips. .i Gratia 3M Transbond XT Light cure resin kit (712-035)\r","Kit"]
["RT296-02-288","Cement","Cement, resin, orthodontic: Light cure adhesive syringe refill , pack of 4 X 4g Syringes  . .i Gratia 3M Transbond XT Light cure resin Syringe (712-036)\r","Cement, resin, orthodontic: Light cure adhesive syringe refill , pack of 4 X 4g Syringes  . .i Gratia 3M Transbond XT Light cure resin Syringe (712-036)\r","pack"]
["RT296-02-289","Cement","Cement, resin, orthodontic: Light cure adhesive light cure in capsules. \r\n25 x 0.2g capsules, 1 x 6ml primer and 1 x dispensing gun\r\n.i gratia: Transbond LR light cure 3M (712 033), Light cure specifically designed for bonding lingual retainer.\r","Cement, resin, orthodontic: Light cure adhesive light cure in capsules. \r\n25 x 0.2g capsules, 1 x 6ml primer and 1 x dispensing gun\r\n.i gratia: Transbond LR light cure 3M (712 033), Light cure specifically designed for bonding lingual retainer.\r","pack"]
["RT296-02-290","Cement","Cement, resin, orthodontic: Light cure adhesive light cure in capsules 25 x 0.2g capsules\r\n.i gratia: Transbond LR light cure 3M (712 033), Light cure specifically designed for bonding lingual retainer.\r","Cement, resin, orthodontic: Light cure adhesive light cure in capsules 25 x 0.2g capsules\r\n.i gratia: Transbond LR light cure 3M (712 033), Light cure specifically designed for bonding lingual retainer.\r","pack"]
["RT296-03-001","Endodontic material","ChelaTing agent, dental: Gel, root canal  preparation \n5 x 3ml Syringes and 50 Disposable Tips\n.i Gratia: Dentsply Maileffer - Glyde File Prep Gel\nICN: 18-179-2152 KT","Chelating agent, dental: Gel, root canal  preparation \n5 x 3ml Syringes and 50 Disposable Tips\n.i Gratia: Dentsply Maileffer - Glyde File Prep Gel\n","Kit"]
["RT296-03-002","Endodontic material","ChelaTing agent, dental:Liquid, root canal  preparation, EDTA Liquid \n100ml Bottle\n.i Gratia: Topclear\nICN: RT296-0043 BT","Chelating agent, dental:Liquid, root canal  preparation, EDTA Liquid \n100ml Bottle\n.i Gratia: Topclear\n","bottle"]
["RT296-03-003","Endodontic material","ChelaTing agent, dental:Gel root canal  preparation, EDTA Liquid \n1 Jar (18g)\n.i Gratia: Premier -RC Prep\nICN: 18-970-5692 JR","Chelating agent, dental:Gel root canal  preparation, EDTA Liquid \n1 Jar (18g)\n.i Gratia: Premier -RC Prep\n","Jar"]
["RT296-03-004","Endodontic material","New item","Root Canal Chelating agent and lubricant to remove smear layer and clean root canal system consisTing of 10% Carbamide peroxide, 15%EDTA and NaOCL,5x syringes, 50x disposable tips.   \n.i Gratia Maillefer Glyde RC conditioner","Kit"]
["RT296-03-005","Endodontic material","New item","Mineral Trioxide Aggregate Repair Cement; Bioactive powder and Liquid/ Gel system with syringe and tips for precise placement into the canal. 2g bottle MTA flowPowder,2ml Bottle MTA Flow Gel, 20x20ga Micro Tips, 10x Skini Tips, 10x Luer Lock Caps   \n.i Gratia Maillefer: MTA Flow","Kit"]
["RT296-03-006","Endodontic material","Root canal repair material: Mineral trioxide aggregate 1 x 1.0g sachet\n.i Gartia: ProRoot, Dentsply Maileffer \n","Root canal repair material: Mineral trioxide aggregate 1 x 1.0g sachet\n.i Gartia: ProRoot, Dentsply Maileffer \n","Kit"]
["RT296-03-007","Endodontic material","New item"," Bioceramic Endodontic Root canal sealant, 1x3g syringe, 20x 24g cannulas, 5xstorage caps.ISO6876                                                                        .i gratia Maillefer: AH+ Bioceramic","Kit"]
["RT296-03-008","Endodontic material","Sealing compound, pulp canal, dental: sealer, zinc-oxide cement, powder, radiopaque, medium setTing \n1 Bottle 20 g \n.i Gratia: ???\nICN: 18-970-5694 BT \n","Sealing compound, pulp canal, dental: sealer, zinc-oxide cement, powder, radiopaque, medium setting \n1 Bottle 20 g \n\n\n","bottle"]
["RT296-03-009","Endodontic material","Sealing compound, pulp canal, dental: sealer, non-steroidal, powder and liquid set \r\nSet- 1 bottle powder 0,49oz, 1 bottle liquid 0,35 fl oz, 1 measure spoon, 1 mixing pad \r\n.i Gratia: Endomet\r\nICN: 18-970-7729 SE","Sealing compound, pulp canal, dental: sealer, non-steroidal, powder and liquid set \nSet- 1 bottle powder 0,49oz, 1 bottle liquid 0,35 fl oz, 1 measure spoon, 1 mixing pad \n.i Gratia: Endomet\n","set"]
["RT296-03-010","Endodontic material","Sealing compound, pulp canal, dental: sealer, formaldehide free epoxy amine polymer,\r\n1 Tube paste A 4 ml, 1 tube paste B 4 ml\r\n.i Gratia: Dentsply - Maillerfer Top Seal \r\nICN: 18-015-7665 KT","Sealing compound, pulp canal, dental: sealer, formaldehide free epoxy amine polymer,\n1 Tube paste A 4 ml, 1 tube paste B 4 ml\n.i Gratia: Dentsply - Maillerfer Top Seal \n","Kit"]
["RT296-03-011","Endodontic material","Sealing compound, pulp canal, dental: sealer, non-steroidal, resin and eugenol free                                                                        \nSet- 1 bottle powder15g and 35 0.2single dose pipetts.                                                                                                               .i Gratia: Bio Root Septodont                                                                                                                                                             ICN: ","Sealing compound, pulp canal, dental: sealer, non-steroidal, resin and eugenol free                                                                        \nSet- 1 bottle powder15g and 35 0.2single dose pipetts.                                                                                                               .i Gratia: Bio Root Septodont                                                                                                                                                             ","set"]
["RT296-03-012","Endodontic material","Anticeptic, pulp canal, dental: formaldehyde and cresol solution, 38 -40 vol. 0/0, aethanolum, treatment of necrotic pulps\r\n1 bottle 15 ml (0,5oz)\r\n.i Gratia:  T.C.F.\r\nICN:18-970-5106 BT","Anticeptic, pulp canal, dental: formaldehyde and cresol solution, 38 -40 vol. 0/0, aethanolum, treatment of necrotic pulps\n1 bottle 15 ml (0,5oz)\n.i Gratia:  T.C.F.\n","bottle"]
["RT296-03-013","Endodontic material","Triamcinolone acetonide,dental paste, USP: root canal, therapeutic, corticosteroid-antibiotic paste \r\n1 Tube 5 g \r\n.i Gratia: Lederle - Ledermix Paste No 2\r\nICN: 18-970-6104 TU","Triamcinolone acetonide,dental paste, USP: root canal, therapeutic, corticosteroid-antibiotic paste \n1 Tube 5 g \n.i Gratia: Lederle - Ledermix Paste No 2\n","tube"]
["RT296-03-014","Endodontic material","Parachlorphenol, camporated, USP: dental, root canal anticeptic, liquid \r\n1 Bottle 15 ml (0,5 oz) \r\n.i Gratia: PD - CPMCP\r\nICN: 18-970-7083 BT","Parachlorphenol, camporated, USP: dental, root canal anticeptic, liquid \n1 Bottle 15 ml (0,5 oz) \n.i Gratia: PD - CPMCP\n","Bottle "]
["RT296-03-015","Endodontic material","Aqueous calcium hydroxide paste 35% ph 12.5\r\nKit\r\n.i Gartia: UltraCal XS (1027)\r\nICN: 6520-18-186-2097","Aqueous calcium hydroxide paste 35% ph 12.5\nKit\n.i Gartia: UltraCal XS (1027)\n","Kit"]
["RT296-03-016","Endodontic material","Syringe Dental; Calcium hydroxide paste with disposable tip. 1-2 Gm. with 20 disposable tips.    \nitem    RT296-03-014 and RT296-03-015 will be awarded as a series                                  \n.i Gratia:  Vitapex-Neo Dental                                                                                                                                           ICN: ","Syringe Dental; Calcium hydroxide paste with disposable tip. 1-2 Gm. with 20 disposable tips.                   \n.i Gratia:  Vitapex-Neo Dental                                                                                                                                           item RT296-03-016 and RT296-03-036 will be awarded as a series  ","set"]
["RT296-03-017","Endodontic material","Tip Syringe: to fit on Vitapex -neo Dental syringe , 40 per pack                                                                                                  .i gratia: Neo Blue tips                                                                                                                                               ICN: ","Tip Syringe: to fit on Vitapex -neo Dental syringe , 40 per pack                                                                                                  .i gratia: Neo Blue tips                                                                                                                                               ","pack"]
["RT296-03-018","Endodontic material","Point assortment, pulp canal, dental: paper, absorbent, regular style,  sterile packaging assorted sizes 15-40\r\n1 Box 180 pieces \r\n.i Gratia: Maileffer\r\nICN: 18-007-2832 BX\r\nItem RT296-03-016 to RT296-03-034 will be awrded as a series.","Point assortment, pulp canal, dental: paper, absorbent, regular style,  sterile packaging assorted sizes 15-40\n1 Box 180 pieces \n.i Gratia: Maileffer\nItem RT296-03-018 to RT296-03-034 will be awrded as a series.","box"]
["RT296-03-019","Endodontic material","Point assortment, pulp canal, dental: paper, absorbent, regular style,sterile packing, size ISO 015 \r\n1 Box 180 pieces\r\n.i Gartia: Maillefer\r\nICN: 18-970-7551 VI\r","Point assortment, pulp canal, dental: paper, absorbent, regular style,sterile packing, size ISO 015 \n1 Box 180 pieces\n.i Gartia: Maillefer\n\n","box"]
["RT296-03-020","Endodontic material","Point assortment, pulp canal, dental: paper, absorbent, regular style,sterile packing, size ISO 020\r\n1 Box 180 pieces\r\n.i Gartia: Maillefer\r\nICN: 18-970-7552 VI","Point assortment, pulp canal, dental: paper, absorbent, regular style,sterile packing, size ISO 020\n1 Box 180 pieces\n.i Gartia: Maillefer\n","box"]
["RT296-03-021","Endodontic material","Point assortment, pulp canal, dental: paper, absorbent, regular style,sterile packing, size ISO 025 \r\n1 Box 180 pieces\r\n.i Gartia: Maillefer\r\nICN: 18-970-7553 VI\r\n","Point assortment, pulp canal, dental: paper, absorbent, regular style,sterile packing, size ISO 025 \n1 Box 180 pieces\n.i Gartia: Maillefer\n\n","box"]
["RT296-03-022","Endodontic material","Point assortment, pulp canal, dental: paper, absorbent, regular style,sterile packing, size ISO 030 \r\n1 Box 180 pieces\r\n.i Gartia: Maillefer\r\nICN: 18-970-7554 VI\r\n","Point assortment, pulp canal, dental: paper, absorbent, regular style,sterile packing, size ISO 030 \n1 Box 180 pieces\n.i Gartia: Maillefer\n\n","box"]
["RT296-03-023","Endodontic material","Point assortment, pulp canal, dental: paper, absorbent, regular style,sterile packing, size ISO 035 \r\n1 Box 180 pieces\r\n.i Gartia: Maillefer\r\nICN: 18-970-7555 VI","Point assortment, pulp canal, dental: paper, absorbent, regular style,sterile packing, size ISO 035 \n1 Box 180 pieces\n.i Gartia: Maillefer\n","box"]
["RT296-03-024","Endodontic material","Point assortment, pulp canal, dental: paper, absorbent, regular style,sterile packing, size ISO 040\r\n1 Box 180 pieces\r\n.i Gartia: Maillefer\r\nICN: 18-970-7556 VI","Point assortment, pulp canal, dental: paper, absorbent, regular style,sterile packing, size ISO 040\n1 Box 180 pieces\n.i Gartia: Maillefer\n","box"]
["RT296-03-025","Endodontic material","Point assortment, pulp canal, dental: paper, absorbent, regular style,sterile packing, size ISO 045 \r\n1 Box 180 pieces\r\n.i Gartia: Maillefer\r\nICN: 18-970-7557 VI","Point assortment, pulp canal, dental: paper, absorbent, regular style,sterile packing, size ISO 045 \n1 Box 180 pieces\n.i Gartia: Maillefer\n","box"]
["RT296-03-026","Endodontic material","Point assortment, pulp canal, dental: paper, absorbent, regular style,sterile packing, size ISO 050\r\n1 Box 180 pieces\r\n.i Gartia: Maillefer\r\nICN: 18-970-7558 VI","Point assortment, pulp canal, dental: paper, absorbent, regular style,sterile packing, size ISO 050\n1 Box 180 pieces\n.i Gartia: Maillefer\n","box"]
["RT296-03-027","Endodontic material","Point assortment, pulp canal, dental: paper, absorbent, regular style,sterile packing, size ISO 055\r\n1 Box 180 pieces\r\n.i Gartia: Maillefer\r\nICN: 18-970-7559 VI\r","Point assortment, pulp canal, dental: paper, absorbent, regular style,sterile packing, size ISO 055\n1 Box 180 pieces\n.i Gartia: Maillefer\n\n","box"]
["RT296-03-028","Endodontic material","Point assortment, pulp canal, dental: paper, absorbent, regular style,sterile packing, size ISO 060 \r\n1 Box 180 pieces\r\n.i Gartia: Maillefer\r\nICN: 18-970-7560 VI","Point assortment, pulp canal, dental: paper, absorbent, regular style,sterile packing, size ISO 060 \n1 Box 180 pieces\n.i Gartia: Maillefer\n","box"]
["RT296-03-029","Endodontic material","Point assortment, pulp canal, dental: paper, absorbent, regular style,sterile packing, size ISO 070\r\n1 Box 180 pieces\r\n.i Gartia: Maillefer\r\nICN: 18-970-7561 VI","Point assortment, pulp canal, dental: paper, absorbent, regular style,sterile packing, size ISO 070\n1 Box 180 pieces\n.i Gartia: Maillefer\n","box"]
["RT296-03-030","Endodontic material","Point assortment, pulp canal, dental: paper, absorbent, regular style,sterile packing, size ISO 080\r\n1 Box 180 pieces\r\n.i Gartia: Maillefer\r\nICN: 18-970-7562 VI","Point assortment, pulp canal, dental: paper, absorbent, regular style,sterile packing, size ISO 080\n1 Box 180 pieces\n.i Gartia: Maillefer\n","box"]
["RT296-03-031","Endodontic material","Point assortment, pulp canal, dental: paper, absorbent, regular style,sterile packing, size ISO 090\r\n1 Box 180 pieces\r\n.i Gartia: Maillefer\r\nICN: 18-970-7525 VI","Point assortment, pulp canal, dental: paper, absorbent, regular style,sterile packing, size ISO 090\n1 Box 180 pieces\n.i Gartia: Maillefer\n","box"]
["RT296-03-032","Endodontic material","Point assortment, pulp canal, dental: paper, absorbent, regular style,sterile packing, size ISO 100\r\n1 Box 180 pieces\r\n.i Gartia: Maillefer\r\nICN: 18-970-7526 VI","Point assortment, pulp canal, dental: paper, absorbent, regular style,sterile packing, size ISO 100\n1 Box 180 pieces\n.i Gartia: Maillefer\n","box"]
["RT296-03-033","Endodontic material","Point assortment, pulp canal, dental: paper, absorbent, regular style,sterile packing, size ISO 110\r\n1 Box 180 pieces\r\n.i Gartia: Maillefer\r\nICN: 18-970-7527 VI","Point assortment, pulp canal, dental: paper, absorbent, regular style,sterile packing, size ISO 110\n1 Box 180 pieces\n.i Gartia: Maillefer\n","box"]
["RT296-03-034","Endodontic material","Point assortment, pulp canal, dental: paper, absorbent, regular style,sterile packing, size ISO 120\r\n1 Box 180 pieces\r\n.i Gartia: Maillefer\r\nICN: 18-970-7528 VI","Point assortment, pulp canal, dental: paper, absorbent, regular style,sterile packing, size ISO 120\n1 Box 180 pieces\n.i Gartia: Maillefer\n","box"]
["RT296-03-035","Endodontic material","Point assortment, pulp canal, dental: paper, absorbent, regular style,sterile packing, size ISO 130\r\n1 Box 180 pieces\r\n.i Gartia: Maillefer\r\nICN: 18-970-7529 VI","Point assortment, pulp canal, dental: paper, absorbent, regular style,sterile packing, size ISO 130\n1 Box 180 pieces\n.i Gartia: Maillefer\n","box"]
["RT296-03-036","Endodontic material","Point assortment, pulp canal, dental: paper, absorbent, regular style,sterile packing, size ISO 140\r\n1 Box 180 pieces\r\n.i Gartia: Maillefer\r\nICN: 18-970-7530 VI\r\r","Point assortment, pulp canal, dental: paper, absorbent, regular style,sterile packing, size ISO 140\n1 Box 180 pieces\n.i Gartia: Maillefer\n\n","box"]
["RT296-03-037","Endodontic material","Point assortment, pulp canal, dental: paper, absorbent, sterile packing, size F1\n1 Box 180 pieces\n.i Gartia: Dentsply Maillefer Pro Taper F1 \nICN: 18-182-0782 BX. Item RT296-03-035ME to RT296-03-039ME will be awarded as a series","Point assortment, pulp canal, dental: paper, absorbent, sterile packing, size F1\n1 Box 180 pieces\n.i Gartia: Dentsply Maillefer Pro Taper F1 \nItem RT296-03-037 to RT296-03-041 will be awarded as a series","box"]
["RT296-03-038","Endodontic material","Point assortment, pulp canal, dental: paper, absorbent, sterile packing, size F2\r\n1 Box 180 pieces\r\n.i Gartia: Dentsply Maillefer Pro Taper F2\r\nICN: 18-182-0758 BX","Point assortment, pulp canal, dental: paper, absorbent, sterile packing, size F2\n1 Box 180 pieces\n.i Gartia: Dentsply Maillefer Pro Taper F2\n","box"]
["RT296-03-039","Endodontic material","Point assortment, pulp canal, dental: paper, absorbent, sterile packing, size F3\r\n1 Box 180 pieces\r\n.i Gartia: Dentsply Maillefer Pro Taper F3\r\nICN: 18-182-0756 BX","Point assortment, pulp canal, dental: paper, absorbent, sterile packing, size F3\n1 Box 180 pieces\n.i Gartia: Dentsply Maillefer Pro Taper F3\n","box"]
["RT296-03-040","Endodontic material","Point assortment, pulp canal, dental: paper, absorbent, sterile packing, size F4\r\n1 Box 180 pieces\r\n.i Gartia: Dentsply Maillefer Pro Taper F4\r\nICN: 18-182-0750 BX","Point assortment, pulp canal, dental: paper, absorbent, sterile packing, size F4\n1 Box 180 pieces\n.i Gartia: Dentsply Maillefer Pro Taper F4\n","box"]
["RT296-03-041","Endodontic material","Point assortment, pulp canal, dental: paper, absorbent, sterile packing, size F5\r\n1 Box 180 pieces\r\n.i Gartia: Dentsply Maillefer Pro Taper F5\r\nICN: 18-182-0754 BX","Point assortment, pulp canal, dental: paper, absorbent, sterile packing, size F5\n1 Box 180 pieces\n.i Gartia: Dentsply Maillefer Pro Taper F5\n","box"]
["RT296-03-042","Restorative accessory","Rubber dam, latex: individual sheets, adult thin thickness assrtment colours, size 152 x152mm \r\n1 Box 36 pieces\r\n.i Gratia: Hygenic (H04639)\r\nICN: RT-296-0068 BX\r\n\rItem RT296-03-040 to RT296-03-045 will be awrded as a series.","Rubber dam, latex: individual sheets, adult thin thickness assrtment colours, size 152 x152mm \n1 Box 36 pieces\n.i Gratia: Hygenic (H04639)\nItem RT296-03-042 to RT296-03-045 will be awrded as a series.","box"]
["RT296-03-043","Restorative accessory","Rubber dam, latex: individual sheets, adult medium thickness assrtment colours, size 152 x152mm \r\n1 Box 36 pieces\r\n.i Gratia: Hygenic (H04642)\r\nICN: RT-296-0069 BX\r","Rubber dam, latex: individual sheets, adult medium thickness assrtment colours, size 152 x152mm \n1 Box 36 pieces\n.i Gratia: Hygenic (H04642)\n\n","box"]
["RT296-03-044","Restorative accessory","Rubber dam, latex: individual sheets, adult heavy thickness assrtment colours, size 152 x152mm \r\n1 Box 36 pieces\r\n.i Gratia: Hygenic (H04644)\r\nICN: RT-296-0070 BX","Rubber dam, latex: individual sheets, adult heavy thickness assrtment colours, size 152 x152mm \n1 Box 36 pieces\n.i Gratia: Hygenic (H04644)\n","box"]
["RT296-03-045","Restorative accessory","Rubber dam, latex: individual sheets, child thin thickness assrtment colours, size 127 x127mm \r\n1 Box 52 pieces\r\n.i Gratia: Hygenic (H04640)\r\nICN: RT-296-0071 BX","Rubber dam, latex: individual sheets, child thin thickness assrtment colours, size 127 x127mm \n1 Box 52 pieces\n.i Gratia: Hygenic (H04640)\n","box"]
["RT296-03-046","Restorative accessory","Rubber dam, latex: individual sheets, child thin thickness assrtment colours, size 127 x127mm \r\n1 Box 52 pieces\r\n.i Gratia: Hygenic (H04641)\r\nICN: RT-296-0072 BX","Rubber dam, latex: individual sheets, child thin thickness assrtment colours, size 127 x127mm \n1 Box 52 pieces\n.i Gratia: Hygenic (H04641)\n","box"]
["RT296-03-047","Restorative accessory","Rubber dam, latex: individual sheets, child heavy thickness assrtment colours, size 127 x127mm \r\n1 Box 52 pieces\r\n.i Gratia: Hygenic (H04643)\r\nICN: RT-296-0073 BX","Rubber dam, latex: individual sheets, child heavy thickness assrtment colours, size 127 x127mm \n1 Box 52 pieces\n.i Gratia: Hygenic (H04643)\n","box"]
["RT296-03-048","Restorative accessory","Rubber dam, latex: 3 dimensional shape, posterior and anotomical frame \r\n1 Pack 10 dams, 1 anatomical frame \r\n.i Gratia: Kerr-Optidam (5200)\r\nICN: RT-296-0074 ST\r\nItem RT 296-03-046 to RT 296-03-047 will be awrded as a series.","Rubber dam, latex: 3 dimensional shape, posterior and anotomical frame \n1 Pack 10 dams, 1 anatomical frame \n.i Gratia: Kerr-Optidam (5200)\nItem RT 296-03-048 to RT 296-03-049 will be awrded as a series.","set"]
["RT296-03-049","Restorative accessory","Rubber dam, latex: 3 dimensional shape, anterior and anotomical frame \r\n1 Pack 10 dams, 1 anatomical frame \r\n.i Gratia: Kerr-Optidam (5203)\r\nICN: RT-296-0075 SE","Rubber dam, latex: 3 dimensional shape, anterior and anotomical frame \n1 Pack 10 dams, 1 anatomical frame \n.i Gratia: Kerr-Optidam (5203)\n","set"]
["RT296-03-050","Restorative accessory","Cord, rubber dam: Stabilizing cord, large (orange) \r\n1 Reel 2 metres \r\n.i Gratia: Hygeninic - Wedjets\r\nICN: 18-026-7859 RL\r\n\rItem RT296-03-048 to RT 296-03-050 will be awarded as a series.","Cord, rubber dam: Stabilizing cord, large (orange) \n1 Reel 2 metres \n.i Gratia: Hygeninic - Wedjets\nICN: 18-026-7859 RL\nItem RT296-03-050 to RT 296-03-052 will be awarded as a series.","Reel"]
["RT296-03-051","Restorative accessory","Cord, rubber dam: Stabilizing cord, small (yellow) \r\n1 Reel 2 metres \r\n.i Gratia: Hygenic - Wedjets\r\nICN: 18-026-7863 RL","Cord, rubber dam: Stabilizing cord, small (yellow) \n1 Reel 2 metres \n.i Gratia: Hygenic - Wedjets\n","Reel"]
["RT296-03-052","Restorative accessory","Cord, rubber dam: Stabilizing cord,  X-small (blue) \r\n1 Reel 2 metres\r\n.i Gratia: Hygenic - Wedjets\r\nICN:18-026-7862 RL","Cord, rubber dam: Stabilizing cord,  X-small (blue) \n1 Reel 2 metres\n.i Gratia: Hygenic - Wedjets\n","Reel"]
["RT296-03-053","Endodontic material","Stop, endodontic, silicone rubber stops 1mm thick,  in dispenser\r\n1 Pack 200 pieces\r\n.i Gratia: Maillefer\r\nICN: 18-970-5806 PK","Stop, endodontic, silicone rubber stops 1mm thick,  in dispenser\n1 Pack 200 pieces\n.i Gratia: Maillefer\n","pack"]
["RT296-03-054","Syringes","Syringe, irrigaTing, dental: plaslic syringe wilh Iuer lock, 5 cc, clear \r\n1 Box 10 syringes \r\n.i Gratia: Ultradent (UP0201)\r\nICN:18-026-7819 CO","Syringe, irrigating, dental: plaslic syringe wilh Iuer lock, 5 cc, clear \n1 Box 10 syringes \n.i Gratia: Ultradent (UP0201)\n","container"]
["RT296-03-055","Syringes","Tip, syringe, dental endodontic irrigation: Endo-Eze Irrigator Tips, 27 gauge (0,4 mm) blunt needle wilh anti-obturaTing end \r\n1 Container 20 pieces \r\n.i Gratia: Ultradent - Endo-Eze Irrigator (UP0207)\r\nICN: 18-026-7822 CO","Tip, syringe, dental endodontic irrigation: Endo-Eze Irrigator Tips, 27 gauge (0,4 mm) blunt needle wilh anti-obturating end \n1 Container 20 pieces \n.i Gratia: Ultradent - Endo-Eze Irrigator (UP0207)\n","container"]
["RT296-03-056","Syringes","Tip, syringe, dental endodontic irrigation:  Luer Lock Connector, 25 Gauge dia 0.5mm, Orange\r\n1 Container 20 Pieces\r\n.i Gratia: Maillefer Max I probe \r\nICN: RT-296-0076 CO","Tip, syringe, dental endodontic irrigation:  Luer Lock Connector, 25 Gauge dia 0.5mm, Orange\n1 Container 20 Pieces\n.i Gratia: Maillefer Max I probe \n","container"]
["RT296-03-057","Syringes","Tip, syringe, dental endodontic irrigation:  Luer Lock Connector, 30 Gauge  dia 0.3mm Dark Blue\r\n1 Container 20 Pieces\r\n.i Gratia: Maillerfer  Max I Probe \r\nICN: RT-296-0077 CO","Tip, syringe, dental endodontic irrigation:  Luer Lock Connector, 30 Gauge  dia 0.3mm Dark Blue\n1 Container 20 Pieces\n.i Gratia: Maillerfer  Max I Probe \n","container"]
["RT296-03-058","Endodontic material","Plugger, pulp canal: finger, No15 \r\n1 Pack 6 pieces\r\n.i Gratia: Maillefer\r\nICN: 18-970-5839 PK\r\nItem RT 296-02-056 to RT296-02-057 will be awrded as a series.","Plugger, pulp canal: finger, No15 \n1 Pack 6 pieces\n.i Gratia: Maillefer\nICN: 18-970-5839 PK\nItem RT 296-02-058 to RT296-02-059 will be awrded as a series.","pack"]
["RT296-03-059","Endodontic material","Plugger, pulp canal: finger, No 20 \r\n1 Pack 6 pieces\r\n.i Gratia: Maillefer\r\nICN: 18-970-5840 PK","Plugger, pulp canal: finger, No 20 \n1 Pack 6 pieces\n.i Gratia: Maillefer\n","pack"]
["RT296-03-060","Endodontic material","Spreader, Gutta-Percha, dental: finger, 25mm length, assortment sizes A, B, C and D \r\n1 Pack 4 pieces\r\n.i Gratia: Maillefer\r\nICN:18-007-2758 PK\r\nItem RT 296-02-058 to RT296-03-062 will be awrded as a series.","Spreader, Gutta-Percha, dental: finger, 25mm length, assortment sizes A, B, C and D \n1 Pack 4 pieces\n.i Gratia: Maillefer\nICN:18-007-2758 PK\nItem RT 296-02-060 to RT296-03-064 will be awrded as a series.","pack"]
["RT296-03-061","Endodontic material","Spreader, Gutta-Percha, dental: finger, 25 mm length, Size A \r\n1 Pack 4 pieces\r\n.i Gratia: Maillefer\r\nICN:18-007-2759 PK","Spreader, Gutta-Percha, dental: finger, 25 mm length, Size A \n1 Pack 4 pieces\n.i Gratia: Maillefer\n","pack"]
["RT296-03-062","Endodontic material","Spreader, Gutta-Percha, dental: finger, 25 mm length, Size B\r\n1 Pack 4 pieces\r\n.i Gratia: Maillefer\r\nICN:18-007-2760 PK","Spreader, Gutta-Percha, dental: finger, 25 mm length, Size B\n1 Pack 4 pieces\n.i Gratia: Maillefer\n","pack"]
["RT296-03-063","Endodontic material","Spreader, Gutta-Percha, dental: finger, 25 mm length, Size C\r\n1 Pack 4 pieces\r\n.i Gratia: Maillefer\r\nICN: 18-007-2671 PK","Spreader, Gutta-Percha, dental: finger, 25 mm length, Size C\n1 Pack 4 pieces\n.i Gratia: Maillefer\n","pack"]
["RT296-03-064","Endodontic material","Spreader, Gutta-Percha, dental: finger, 25 mm length, Size D\r\n1 Pack 4 pieces\r\n.i Gratia: Maillefer\r\nICN: 18-007-2762 PK","Spreader, Gutta-Percha, dental: finger, 25 mm length, Size D\n1 Pack 4 pieces\n.i Gratia: Maillefer\n","pack"]
["RT296-03-065","Endodontic material","Broach, pulp canal: ISO No, 340 634 657 455 030 Yellow XX F\r\n1 Pack 6 pieces\r\n.i Gratia: Maillefer\r\nICN:18-970-2105 PK\r\n\rItem RT 296-03-063 to RT296-03-065 will be awarded as a series.","Broach, pulp canal: ISO No, 340 634 657 455 030 Yellow XX F\n1 Pack 6 pieces\n.i Gratia: Maillefer\nItem RT 296-03-065 to RT296-03-067 will be awarded as a series.","pack"]
["RT296-03-066","Endodontic material","Broach, pulp canal: ISO No, 340 634 657 455 035 Red X Fine\r\n1 Pack 6 pieces\r\n.i Gratia: Maillefer\r\nICN: 18-970-2106 PK","Broach, pulp canal: ISO No, 340 634 657 455 035 Red X Fine\n1 Pack 6 pieces\n.i Gratia: Maillefer\n","pack"]
["RT296-03-067","Endodontic material","Broach, pulp canal: ISO No, 340 634 657 455 040 Blue Fine\r\n1 Pack 6 pieces\r\n.i Gratia: Maillefer\r\nICN:18-970-2107 PK","Broach, pulp canal: ISO No, 340 634 657 455 040 Blue Fine\n1 Pack 6 pieces\n.i Gratia: Maillefer\n","pack"]
["RT296-03-068","Endodontic material","Carrier, pulp canal paste, dental:  filler, Rotary type L, ISO No 340 204 673 458 025 \n1 Pack 4 pieces \n.i Gratia: Maillefer\nICN:18-970-9836 PK\n\nItem RT 296-03-066ME to RT-03-070ME will be awarded as a series.","Carrier, pulp canal paste, dental:  filler, Rotary type L, ISO No 340 204 673 458 025 \n1 Pack 4 pieces \n.i Gratia: Maillefer\nItem RT296-03-068ME to RT-03-077ME will be awarded as a series.","pack"]
["RT296-03-069","Endodontic material","Carrier, pulp canal paste, dental:  filler, Rotary type L, ISO No 340 204 673 458 030\r\n1 Pack 4 pieces \r\n.i Gratia: Maillefer\r\nICN:18-970-9835 PK","Carrier, pulp canal paste, dental:  filler, Rotary type L, ISO No 340 204 673 458 030\n1 Pack 4 pieces \n.i Gratia: Maillefer\n","pack"]
["RT296-03-070","Endodontic material","Carrier, pulp canal paste, dental:  filler, Rotary type L, ISO No 340 204 673 458 035\r\n1 Pack 4 pieces \r\n.i Gratia: Maillefer\r\nICN:18-970-9838 PK","Carrier, pulp canal paste, dental:  filler, Rotary type L, ISO No 340 204 673 458 035\n1 Pack 4 pieces \n.i Gratia: Maillefer\n","pack"]
["RT296-03-071","Endodontic material","Carrier, pulp canal paste, dental:  filler,Rotary type L, ISO No 340 204 673 458 040\r\n1 Pack 4 pieces \r\n.i Gratia: Maillefer\r\nICN: 18-970-9837 PK","Carrier, pulp canal paste, dental:  filler,Rotary type L, ISO No 340 204 673 458 040\n1 Pack 4 pieces \n.i Gratia: Maillefer\n","pack"]
["RT296-03-072","Endodontic material","Carrier, pulp canal paste, dental:  filler, Rotary type L, ISO No 340 204 673 458 Set (025-040)\r\n1 Pack 4 pieces \r\n.i Gratia: Maillefer\r\nICN: 18-970-5842 PK","Carrier, pulp canal paste, dental:  filler, Rotary type L, ISO No 340 204 673 458 Set (025-040)\n1 Pack 4 pieces \n.i Gratia: Maillefer\n","pack"]
["RT296-03-073","Endodontic material","File, pulp canal, dental: Electro polished  K, 21 mm, ISO No.340 654 645 452 006 \n1 Pack 6 pieces\n.i Gratia: Maillefer\nICN: 18-970-7908 PK\nItem RT296-03-071ME to RT296-03-085 will be awrded as a series.","File, pulp canal, dental: Electro polished  K, 21 mm, ISO No.340 654 645 452 006 \n1 Pack 6 pieces\n.i Gratia: Maillefer\nItem RT296-03-073ME to RT296-03-085 will be awrded as a series.","pack"]
["RT296-03-074","Endodontic material","File, pulp canal, dental:  Electro polished  K, 21 mm, ISO No.340 654 645 452 008\r\n1 Pack 6 pieces\r\n.i Gratia: Maillefer\r\nICN:18-970-5814 PK","File, pulp canal, dental:  Electro polished  K, 21 mm, ISO No.340 654 645 452 008\n1 Pack 6 pieces\n.i Gratia: Maillefer\n","pack"]
["RT296-03-075","Endodontic material","File, pulp canal, dental: Electro polished    K, 21 mm, ISO No.340 654 645 452 010\r\n1 Pack 6 pieces\r\n.i Gratia: Maillefer\r\nICN:18-970-5815 PK\r","File, pulp canal, dental: Electro polished    K, 21 mm, ISO No.340 654 645 452 010\n1 Pack 6 pieces\n.i Gratia: Maillefer\n\n","pack"]
["RT296-03-076","Endodontic material","File, pulp canal, dental:  Electro polished  K, 21 mm, ISO No.340 654 645 452 015\r\n1 Pack 6 pieces\r\n.i Gratia: Maillefer\r\nICN: 18-970-5816 PK\r","File, pulp canal, dental:  Electro polished  K, 21 mm, ISO No.340 654 645 452 015\n1 Pack 6 pieces\n.i Gratia: Maillefer\n\n","pack"]
["RT296-03-077","Endodontic material","File, pulp canal, dental: Electro polished  K, 21 mm, ISO No.340 654 645 452 020\r\n1 Pack 6 pieces\r\n.i Gratia: Maillefer\r\nICN: 18-970-5818 PK\r","File, pulp canal, dental: Electro polished  K, 21 mm, ISO No.340 654 645 452 020\n1 Pack 6 pieces\n.i Gratia: Maillefer\n\n","pack"]
["RT296-03-078","Endodontic material","File, pulp canal, dental: Electro polished  K, 21 mm, ISO No.340 654 645 452 025\r\n1 Pack 6 pieces\r\n.i Gratia: Maillefer\r\nICN:18-970-5819 PK\r","File, pulp canal, dental: Electro polished  K, 21 mm, ISO No.340 654 645 452 025\n1 Pack 6 pieces\n.i Gratia: Maillefer\n\n","pack"]
["RT296-03-079","Endodontic material","File, pulp canal, dental: Electro polished  K, 21 mm, ISO No.340 654 645 452 030\r\n1 Pack 6 pieces\r\n.i Gratia: Maillefer\r\nICN:18-970-7909 PK\r","File, pulp canal, dental: Electro polished  K, 21 mm, ISO No.340 654 645 452 030\n1 Pack 6 pieces\n.i Gratia: Maillefer\n\n","pack"]
["RT296-03-080","Endodontic material","File, pulp canal, dental: Electro polished  K, 21 mm, ISO No.340 654 645 452 035\r\n1 Pack 6 pieces\r\n.i Gratia: Maillefer\r\nICN:18-970-5820 PK\r","File, pulp canal, dental: Electro polished  K, 21 mm, ISO No.340 654 645 452 035\n1 Pack 6 pieces\n.i Gratia: Maillefer\n\n","pack"]
["RT296-03-081","Endodontic material","File, pulp canal, dental: Electro polished  K, 21 mm, ISO No.340 654 645 452 040\r\n1 Pack 6 pieces\r\n.i Gratia: Maillefer\r\nICN: 18-970-5821 PK\r","File, pulp canal, dental: Electro polished  K, 21 mm, ISO No.340 654 645 452 040\n1 Pack 6 pieces\n.i Gratia: Maillefer\n\n","pack"]
["RT296-03-082","Endodontic material","File, pulp canal, dental: Electro polished  K, 21 mm, ISO No.340 654 645 452 045\r\n1 Pack 6 pieces\r\n.i Gratia: Maillefer\r\nICN:18-970-7549 PK\r","File, pulp canal, dental: Electro polished  K, 21 mm, ISO No.340 654 645 452 045\n1 Pack 6 pieces\n.i Gratia: Maillefer\n\n","pack"]
["RT296-03-083","Endodontic material","File, pulp canal, dental: Electro polished  K, 21 mm, ISO No.340 654 645 452 050\r\n1 Pack 6 pieces\r\n.i Gratia: Maillefer\r\n\r\nICN:18-970-7936 PK\r\n\r\n","File, pulp canal, dental: Electro polished  K, 21 mm, ISO No.340 654 645 452 050\n1 Pack 6 pieces\n.i Gratia: Maillefer\n\n\n\n","pack"]
["RT296-03-084","Endodontic material","File, pulp canal, dental: Electro polished  K, 21 mm, ISO No.340 654 645 452 055\r\n1 Pack 6 pieces\r\n.i Gratia: Maillefer\r\nICN:18-970-7937 PK\r","File, pulp canal, dental: Electro polished  K, 21 mm, ISO No.340 654 645 452 055\n1 Pack 6 pieces\n.i Gratia: Maillefer\n\n","pack"]
["RT296-03-085","Endodontic material","File, pulp canal, dental: Electro polished  K, 21 mm, ISO No.340 654 645 452 060\r\n1 Pack 6 pieces\r\n.i Gratia: Maillefer\r\nICN: 18-970-7938 PK\r","File, pulp canal, dental: Electro polished  K, 21 mm, ISO No.340 654 645 452 060\n1 Pack 6 pieces\n.i Gratia: Maillefer\n\n","pack"]
["RT296-03-086","Endodontic material","File, pulp canal, dental: Electro polished  K, 21 mm, ISO No.340 654 645 452 070\r\n1 Pack 6 pieces\r\n.i Gratia: Maillefer\r\nICN: 18-970-7939 PK\r","File, pulp canal, dental: Electro polished  K, 21 mm, ISO No.340 654 645 452 070\n1 Pack 6 pieces\n.i Gratia: Maillefer\n\n","pack"]
["RT296-03-087","Endodontic material","File, pulp canal, dental: Electro polished  K, 21 mm, ISO No.340 654 645 452 080\r\n1 Pack 6 pieces\r\n.i Gratia: Maillefer\r\nICN: 18-970-7940 PK\r\n","File, pulp canal, dental: Electro polished  K, 21 mm, ISO No.340 654 645 452 080\n1 Pack 6 pieces\n.i Gratia: Maillefer\n\n","pack"]
["RT296-03-088","Endodontic material","File set, pulp canal, dental: Electro polished  K, 25 mm, golden mediums, ISO No.340 654 646 452 Set (012, 017, 022, 027, 032, 037)\n1 Pack 6 pieces\nItem RT296-03-086 to RT296-03-113 will be awarded as a series\n.i Gratia: Maillefer\nICN: 18-008-3272 PK","File set, pulp canal, dental: Electro polished  K, 25 mm, golden mediums, ISO No.340 654 646 452 Set (012, 017, 022, 027, 032, 037)\n1 Pack 6 pieces\nItem RT296-03-088 to RT296-03-115 will be awarded as a series\n.i Gratia: Maillefer\nICN: 18-008-3272 PK","pack"]
["RT296-03-089","Endodontic material","File, pulp canal, dental: Electro polished  K, 25 mm, golden mediums, ISO No.340 654 646 452 012\r\n1 Pack 6 pieces\r\n.i Gratia: Maillefer\r\nICN: 18-008-3273 PK","File, pulp canal, dental: Electro polished  K, 25 mm, golden mediums, ISO No.340 654 646 452 012\n1 Pack 6 pieces\n.i Gratia: Maillefer\n","pack"]
["RT296-03-090","Endodontic material","File, pulp canal, dental: Electro polished  K, 25 mm, golden mediums, ISO No.340 654 646 452 017\r\n1 Pack 6 pieces\r\n.i Gratia: Maillefer\r\nICN: 18-008-3274 PK","File, pulp canal, dental: Electro polished  K, 25 mm, golden mediums, ISO No.340 654 646 452 017\n1 Pack 6 pieces\n.i Gratia: Maillefer\n","pack"]
["RT296-03-091","Endodontic material","File, pulp canal, dental:  Electro polished  K, 25 mm, golden mediums, ISO No.340 654 646 452 022\r\n1 Pack 6 pieces\r\n.i Gratia: Maillefer\r\nICN: 18-008-3281 PK","File, pulp canal, dental:  Electro polished  K, 25 mm, golden mediums, ISO No.340 654 646 452 022\n1 Pack 6 pieces\n.i Gratia: Maillefer\n","pack"]
["RT296-03-092","Endodontic material","File, pulp canal, dental: Electro polished  K, 25 mm, golden mediums, ISO No.340 654 646 452 027\r\n1 Pack 6 pieces\r\n.i Gratia: Maillefer\r\nICN: 18-008-3279 PK","File, pulp canal, dental: Electro polished  K, 25 mm, golden mediums, ISO No.340 654 646 452 027\n1 Pack 6 pieces\n.i Gratia: Maillefer\n","pack"]
["RT296-03-093","Endodontic material","File, pulp canal, dental:  Electro polished  K, 25 mm, golden mediums, ISO No.340 654 646 452 032\r\n1 Pack 6 pieces\r\n.i Gratia: Maillefer\r\nICN: 18-008-3282 PK","File, pulp canal, dental:  Electro polished  K, 25 mm, golden mediums, ISO No.340 654 646 452 032\n1 Pack 6 pieces\n.i Gratia: Maillefer\n","pack"]
["RT296-03-094","Endodontic material","File, pulp canal, dental:  Electro polished  K, 25 mm, golden mediums, ISO No.340 654 646 452 037\r\n1 Pack 6 pieces\r\n.i Gratia: Maillefer\r\nICN: 18-008-3283 PK","File, pulp canal, dental:  Electro polished  K, 25 mm, golden mediums, ISO No.340 654 646 452 037\n1 Pack 6 pieces\n.i Gratia: Maillefer\n","pack"]
["RT296-03-095","Endodontic material","File, pulp canal, dental:  Electro polished  K, 25 mm, ISO No.340 654 646 452 006\r\n1 Pack 6 pieces\r\n.i Gratia: Maillefer\r\nICN: 18-970-7910 PK","File, pulp canal, dental:  Electro polished  K, 25 mm, ISO No.340 654 646 452 006\n1 Pack 6 pieces\n.i Gratia: Maillefer\n","pack"]
["RT296-03-096","Endodontic material","File, pulp canal, dental: Electro polished  K, 25 mm, ISO No.340 654 646 452 008\r\n1 Pack 6 pieces\r\n.i Gratia: Maillefer\r\nICN: 18-970-5823 PK","File, pulp canal, dental: Electro polished  K, 25 mm, ISO No.340 654 646 452 008\n1 Pack 6 pieces\n.i Gratia: Maillefer\n","pack"]
["RT296-03-097","Endodontic material","File, pulp canal, dental: Electro polished  K, 25 mm, ISO No.340 654 646 452 010\r\n1 Pack 6 pieces\r\n.i Gratia: Maillefer\r\nICN: 18-970-5824 PK","File, pulp canal, dental: Electro polished  K, 25 mm, ISO No.340 654 646 452 010\n1 Pack 6 pieces\n.i Gratia: Maillefer\n","pack"]
["RT296-03-098","Endodontic material","File, pulp canal, dental: Electro polished  K, 25 mm, ISO No.340 654 646 452 015\r\n1 Pack 6 pieces\r\n.i Gratia: Maillefer\r\nICN: 18-970-5825 PK","File, pulp canal, dental: Electro polished  K, 25 mm, ISO No.340 654 646 452 015\n1 Pack 6 pieces\n.i Gratia: Maillefer\n","pack"]
["RT296-03-099","Endodontic material","File, pulp canal, dental:  Electro polished  K, 25 mm, ISO No.340 654 646 452 020\r\n1 Pack 6 pieces\r\n.i Gratia: Maillefer\r\nICN: 18-970-5826 PK","File, pulp canal, dental:  Electro polished  K, 25 mm, ISO No.340 654 646 452 020\n1 Pack 6 pieces\n.i Gratia: Maillefer\n","pack"]
["RT296-03-100","Endodontic material","File, pulp canal, dental: Electro polished  K, 25 mm, ISO No.340 654 646 452 025\r\n1 Pack 6 pieces\r\n.i Gratia: Maillefer\r\nICN: 18-970-5827 PK","File, pulp canal, dental: Electro polished  K, 25 mm, ISO No.340 654 646 452 025\n1 Pack 6 pieces\n.i Gratia: Maillefer\n","pack"]
["RT296-03-101","Endodontic material","File, pulp canal, dental: Electro polished  K, 25 mm, ISO No.340 654 646 452 030\r\n1 Pack 6 pieces\r\n.i Gratia: Maillefer\r\nICN: 18-970-5828 PK","File, pulp canal, dental: Electro polished  K, 25 mm, ISO No.340 654 646 452 030\n1 Pack 6 pieces\n.i Gratia: Maillefer\n","pack"]
["RT296-03-102","Endodontic material","File, pulp canal, dental: Electro polished  K, 25 mm, ISO No.340 654 646 452 035\r\n1 Pack 6 pieces\r\n.i Gratia: Maillefer\r\nICN: 18-970-5829 PK","File, pulp canal, dental: Electro polished  K, 25 mm, ISO No.340 654 646 452 035\n1 Pack 6 pieces\n.i Gratia: Maillefer\n","pack"]
["RT296-03-103","Endodontic material","File, pulp canal, dental: Electro polished  K, 25 mm, ISO No.340 654 646 452 040\r\n1 Pack 6 pieces\r\n.i Gratia: Maillefer\r\nICN: 18-970-5830 PK","File, pulp canal, dental: Electro polished  K, 25 mm, ISO No.340 654 646 452 040\n1 Pack 6 pieces\n.i Gratia: Maillefer\n","pack"]
["RT296-03-104","Endodontic material","File, pulp canal, dental:  Electro polished  K, 25 mm, ISO No.340 654 646 452 045\r\n1 Pack 6 pieces\r\n.i Gratia: Maillefer\r\nICN: 18-970-7540 PK","File, pulp canal, dental:  Electro polished  K, 25 mm, ISO No.340 654 646 452 045\n1 Pack 6 pieces\n.i Gratia: Maillefer\n","pack"]
["RT296-03-105","Endodontic material","File, pulp canal, dental:  Electro polished  K, 25 mm, ISO No.340 654 646 452 050\r\n1 Pack 6 pieces\r\n.i Gratia: Maillefer\r\nICN: 18-970-7941 PK","File, pulp canal, dental:  Electro polished  K, 25 mm, ISO No.340 654 646 452 050\n1 Pack 6 pieces\n.i Gratia: Maillefer\n","pack"]
["RT296-03-106","Endodontic material","File, pulp canal, dental:  Electro polished  K, 25 mm, ISO No.340 654 646 452 055\r\n1 Pack 6 pieces\r\n.i Gratia: Maillefer\r\nICN: 18-970-7942 PK\r","File, pulp canal, dental:  Electro polished  K, 25 mm, ISO No.340 654 646 452 055\n1 Pack 6 pieces\n.i Gratia: Maillefer\n\n","pack"]
["RT296-03-107","Endodontic material","File, pulp canal, dental:  Electro polished  K, 25 mm, ISO No.340 654 646 452 060\r\n1 Pack 6 pieces\r\n.i Gratia: Mailefer\r\nICN: 18-970-7943 PK","File, pulp canal, dental:  Electro polished  K, 25 mm, ISO No.340 654 646 452 060\n1 Pack 6 pieces\n.i Gratia: Mailefer\n","pack"]
["RT296-03-108","Endodontic material","File, pulp canal, dental:  Electro polished  K, 25 mm, ISO No.340 654 646 452 070\r\n1 Pack 6 pieces\r\n.i Gratia: Maillefer\r\nICN: 18-970-7944 PK","File, pulp canal, dental:  Electro polished  K, 25 mm, ISO No.340 654 646 452 070\n1 Pack 6 pieces\n.i Gratia: Maillefer\n","pack"]
["RT296-03-109","Endodontic material","File, pulp canal, dental:  Electro polished  K, 25 mm, ISO No.340 654 646 452 080\r\n1 Pack 6 pieces\r\n.i Gratia: Maillefer\r\nICN: 18-970-7945 PK","File, pulp canal, dental:  Electro polished  K, 25 mm, ISO No.340 654 646 452 080\n1 Pack 6 pieces\n.i Gratia: Maillefer\n","pack"]
["RT296-03-110","Endodontic material","File, pulp canal, dental:  Electro polished  K, 25 mm, ISO No.340 654 646 452 090\r\n1 Pack 6 pieces\r\n.i Gratia: Maillefer\r\nICN: 18-970-7946 PK","File, pulp canal, dental:  Electro polished  K, 25 mm, ISO No.340 654 646 452 090\n1 Pack 6 pieces\n.i Gratia: Maillefer\n","pack"]
["RT296-03-111","Endodontic material","File, pulp canal, dental:  Electro polished  K, 25 mm, ISO No.340 654 646 452 100\r\n1 Pack 6 pieces\r\n.i Gratia: Mailefer\r\nICN: 18-970-7947 PK","File, pulp canal, dental:  Electro polished  K, 25 mm, ISO No.340 654 646 452 100\n1 Pack 6 pieces\n.i Gratia: Mailefer\n","pack"]
["RT296-03-112","Endodontic material","File, pulp canal, dental: Electro polished  K, 25 mm, ISO No.340 654 646 452 110\r\n1 Pack 6 pieces\r\n.i Gratia: Maillefer\r\nICN: 18-970-7948 PK","File, pulp canal, dental: Electro polished  K, 25 mm, ISO No.340 654 646 452 110\n1 Pack 6 pieces\n.i Gratia: Maillefer\n","pack"]
["RT296-03-113","Endodontic material","File, pulp canal, dental: Electro polished  K, 25 mm, ISO No.340 654 646 452 120\r\n1 Pack 6 pieces\r\n.i Gratia: Maillefer\r\nICN: 18-974-1273 PK","File, pulp canal, dental: Electro polished  K, 25 mm, ISO No.340 654 646 452 120\n1 Pack 6 pieces\n.i Gratia: Maillefer\n","pack"]
["RT296-03-114","Endodontic material","File, pulp canal, dental:  Electro polished  K, 25 mm, ISO No.340 654 646 452 130\r\n1 Pack 6 pieces\r\n.i Gratia: Maillefer\r\nICN: 18-974-1272 PK","File, pulp canal, dental:  Electro polished  K, 25 mm, ISO No.340 654 646 452 130\n1 Pack 6 pieces\n.i Gratia: Maillefer\n","pack"]
["RT296-03-115","Endodontic material","File, pulp canal, dental:  Electro polished  K, 25 mm, ISO No.340 654 646 452 140\r\n1 Pack 6 pieces\r\n.i Gratia: Maillefer\r\nICN: 18-974-1271 PK","File, pulp canal, dental:  Electro polished  K, 25 mm, ISO No.340 654 646 452 140\n1 Pack 6 pieces\n.i Gratia: Maillefer\n","pack"]
["RT296-03-116","Endodontic material","File set, pulp canal, dental: Electro polished  K, 31 mm, ISO No.340 654 648 452 Set (015-040)\n1 Pack 6 pieces\nitem RT296-03-114 to RT296-03-116 will be awarded as a series\n.i Gratia: Maillefer\nICN: 18-970-5833 PK\n","File set, pulp canal, dental: Electro polished  K, 31 mm, ISO No.340 654 648 452 Set (015-040)\n1 Pack 6 pieces\nitem RT296-03-116 to RT296-03-118 will be awarded as a series\n.i Gratia: Maillefer\n\n","Set"]
["RT296-03-117","Endodontic material","File set, pulp canal, dental:  Electro polished  K, 31 mm, ISO No.340 654 648 452 Set (045-080)\r\n1 Pack 6 pieces\r\n.i Gratia: Maillefer\r\nICN: 18-970-5834 PK\r","File set, pulp canal, dental:  Electro polished  K, 31 mm, ISO No.340 654 648 452 Set (045-080)\n1 Pack 6 pieces\n.i Gratia: Maillefer\n\n","Set"]
["RT296-03-118","Endodontic material","File set, pulp canal, dental:  Electro polished  K, 31 mm, ISO No.340 654 648 452 Set (090-140)\r\n1 Pack 6 pieces\r\n.i Gratia: Maillefer\r\nICN: 18-970-5835 PK\r","File set, pulp canal, dental:  Electro polished  K, 31 mm, ISO No.340 654 648 452 Set (090-140)\n1 Pack 6 pieces\n.i Gratia: Maillefer\n\n","Set"]
["RT296-03-119","Endodontic material","File, pulp canal, dental:  Flexofile with silicone handle 21 mm, Dia 015\n1 Pack 6 pieces\n.i Gratia: Maillefer Senseus\nICN: 18-015-7626 PK\n\nItem RT296-03-117 to RT296-03-122 will be awrded as a series.","File, pulp canal, dental:  Flexofile with silicone handle 21 mm, Dia 015\n1 Pack 6 pieces\n.i Gratia: Maillefer Senseus\nItem RT296-03-119 to RT296-03-124 will be awrded as a series.","pack"]
["RT296-03-120","Endodontic material","File, pulp canal, dental:  Flexofile with silicone handle  21 mm, Dia 020\r\n1 Pack 6 pieces\r\n.i Gratia: Maillefer Senseus\r\nICN: 18-015-7627 PK","File, pulp canal, dental:  Flexofile with silicone handle  21 mm, Dia 020\n1 Pack 6 pieces\n.i Gratia: Maillefer Senseus\n","pack"]
["RT296-03-121","Endodontic material","File, pulp canal, dental:  Flexofile with silicone handle, 21 mm, Dia 025\r\n1 Pack 6 pieces\r\n.i Gratia: Maillefer Senseus\r\nICN:18-015-7633 PK","File, pulp canal, dental:  Flexofile with silicone handle, 21 mm, Dia 025\n1 Pack 6 pieces\n.i Gratia: Maillefer Senseus\n","pack"]
["RT296-03-122","Endodontic material","File, pulp canal, dental:  Flexofile with silicone handle , 21 mm, Dia 030\r\n1 Pack 6 pieces\r\n.i Gratia: Maillefer Senseus\r\nICN:18-015-7635 PK","File, pulp canal, dental:  Flexofile with silicone handle , 21 mm, Dia 030\n1 Pack 6 pieces\n.i Gratia: Maillefer Senseus\n","pack"]
["RT296-03-123","Endodontic material","File, pulp canal, dental:  Flexofile with silicone handle , 21 mm, Dia 035\r\n1 Pack 6 pieces\r\n.i Gratia: Maillefer Senseus\r\nICN: 18-015-7637 PK","File, pulp canal, dental:  Flexofile with silicone handle , 21 mm, Dia 035\n1 Pack 6 pieces\n.i Gratia: Maillefer Senseus\n","pack"]
["RT296-03-124","Endodontic material","File, pulp canal, dental:  Flexofile with silicone handle , 21 mm, Dia 040\r\n1 Pack 6 pieces\r\n.i Gratia: Maillefer Senseus\r\nICN:18-015-7638 PK","File, pulp canal, dental:  Flexofile with silicone handle , 21 mm, Dia 040\n1 Pack 6 pieces\n.i Gratia: Maillefer Senseus\n","pack"]
["RT296-03-125","Endodontic material","File, pulp canal, dental:  Flexofile with silicone handle , 25 mm, Dia 015\n1 Pack 6 pieces\n.i Gratia: Maillefer Senseus\nICN:18-015-7639 PK\nitem RT296-03-123 to RT296-03-128 will be awarded as a series","File, pulp canal, dental:  Flexofile with silicone handle , 25 mm, Dia 015\n1 Pack 6 pieces\n.i Gratia: Maillefer Senseus\nICN:18-015-7639 PK\nitem RT296-03-125 to RT296-03-130 will be awarded as a series","pack"]
["RT296-03-126","Endodontic material","File, pulp canal, dental:  Flexofile with silicone handle , 25 mm, Dia 020\r\n1 Pack 6 pieces\r\n.i Gratia: Maillefer Senseus\r\nICN: 18-015-7640 PK","File, pulp canal, dental:  Flexofile with silicone handle , 25 mm, Dia 020\n1 Pack 6 pieces\n.i Gratia: Maillefer Senseus\n","pack"]
["RT296-03-127","Endodontic material","File, pulp canal, dental:  Flexofile with silicone handle , 25 mm, Dia 025\r\n1 Pack 6 pieces\r\n.i Gratia: Maillefer Senseus\r\nICN: 18-015-7643 PK","File, pulp canal, dental:  Flexofile with silicone handle , 25 mm, Dia 025\n1 Pack 6 pieces\n.i Gratia: Maillefer Senseus\n","pack"]
["RT296-03-128","Endodontic material","File, pulp canal, dental:  Flexofile with silicone handle , 25 mm, Dia 030\r\n1 Pack 6 pieces\r\n.i Gratia: Maillefer Senseus\r\nICN: 18-015-7644 PK","File, pulp canal, dental:  Flexofile with silicone handle , 25 mm, Dia 030\n1 Pack 6 pieces\n.i Gratia: Maillefer Senseus\n","pack"]
["RT296-03-129","Endodontic material","File, pulp canal, dental:  Flexofile with silicone handle , 25 mm, Dia 035\r\n1 Pack 6 pieces\r\n.i Gratia: Maillefer Senseus\r\nICN: 18-015-7645 PK","File, pulp canal, dental:  Flexofile with silicone handle , 25 mm, Dia 035\n1 Pack 6 pieces\n.i Gratia: Maillefer Senseus\n","pack"]
["RT296-03-130","Endodontic material","File, pulp canal, dental:  Flexofile, with silicone handle  25 mm, Dia 040\r\n1 Pack 6 pieces\r\n.i Gratia: Maillefer Senseus\r\nICN: 18-015-7651 PK","File, pulp canal, dental:  Flexofile, with silicone handle  25 mm, Dia 040\n1 Pack 6 pieces\n.i Gratia: Maillefer Senseus\n","pack"]
["RT296-03-131","Endodontic material","File, pulp canal, dental: Hedstroem with silicone handle , 25mm, ISO No. 340 654 651 453 008\n1 Pack 6 pieces\n.i Gratia: Maillefer Senseus\nICN: 18-037-0851 PK\nitem RT296-03-129 to RT296-03-148 will be awarded as a series","File, pulp canal, dental: Hedstroem with silicone handle , 25mm, ISO No. 340 654 651 453 008\n1 Pack 6 pieces\n.i Gratia: Maillefer Senseus\nICN: 18-037-0851 PK\nItem RT296-03-131 to RT296-03-150 will be awarded as a series","pack"]
["RT296-03-132","Endodontic material","File, pulp canal, dental: Hedstroem with silicone handle , 25mm, ISO No. 340 654 651 453 010\r\n1 Pack 6 pieces\r\n.i Gratia: Maillefer Senseus\r\nICN: 18-037-6676 PK","File, pulp canal, dental: Hedstroem with silicone handle , 25mm, ISO No. 340 654 651 453 010\n1 Pack 6 pieces\n.i Gratia: Maillefer Senseus\n","pack"]
["RT296-03-133","Endodontic material","File, pulp canal, dental: Hedstroem with silicone handle , 25mm, ISO No. 340 654 651 453 015\r\n1 Pack 6 pieces\r\n.i Gratia: Maillefer Senseus\r\nICN: 18-007-2763 PK","File, pulp canal, dental: Hedstroem with silicone handle , 25mm, ISO No. 340 654 651 453 015\n1 Pack 6 pieces\n.i Gratia: Maillefer Senseus\n","pack"]
["RT296-03-134","Endodontic material","File, pulp canal, dental: Hedstroem with silicone handle, 25mm, ISO No. 340 654 651 453 020\r\n1 Pack 6 pieces\r\n.i Gratia: Maillefer Senseus\r\nICN: 18-007-2765 PK","File, pulp canal, dental: Hedstroem with silicone handle, 25mm, ISO No. 340 654 651 453 020\n1 Pack 6 pieces\n.i Gratia: Maillefer Senseus\n","pack"]
["RT296-03-135","Endodontic material","File, pulp canal, dental: Hedstroem with silicone handle, 25mm, ISO No. 340 654 651 453 025\r\n1 Pack 6 pieces\r\n.i Gratia: Maillefer Senseus\r\nICN: 18-007-2766 PK","File, pulp canal, dental: Hedstroem with silicone handle, 25mm, ISO No. 340 654 651 453 025\n1 Pack 6 pieces\n.i Gratia: Maillefer Senseus\n","pack"]
["RT296-03-136","Endodontic material","File, pulp canal, dental: Hedstroem with silicone handle, 25mm, ISO No. 340 654 651 453 030\r\n1 Pack 6 pieces\r\n.i Gratia: Maillefer Senseus\r\nICN: 18-007-2768 PK","File, pulp canal, dental: Hedstroem with silicone handle, 25mm, ISO No. 340 654 651 453 030\n1 Pack 6 pieces\n.i Gratia: Maillefer Senseus\n","pack"]
["RT296-03-137","Endodontic material","File, pulp canal, dental: Hedstroem with silicone handle, 25mm, ISO No. 340 654 651 453 035\r\n1 Pack 6 pieces\r\n.i Gratia: Maillefer Senseus\r\nICN: 18-007-2770 PK","File, pulp canal, dental: Hedstroem with silicone handle, 25mm, ISO No. 340 654 651 453 035\n1 Pack 6 pieces\n.i Gratia: Maillefer Senseus\n","pack"]
["RT296-03-138","Endodontic material","File, pulp canal, dental: Hedstroem with silicone handle, 25mm, ISO No. 340 654 651 453 040\r\n1 Pack 6 pieces\r\n.i Gratia: Maillefer Senseus\r\nICN: 18-007-2772 PK","File, pulp canal, dental: Hedstroem with silicone handle, 25mm, ISO No. 340 654 651 453 040\n1 Pack 6 pieces\n.i Gratia: Maillefer Senseus\n","pack"]
["RT296-03-139","Endodontic material","File, pulp canal, dental: Hedstroem with silicone handle, 25mm, ISO No. 340 654 651 453 045\r\n1 Pack 6 pieces\r\n.i Gratia: Maillefer Senseus\r\nICN: 18-007-2774 PK","File, pulp canal, dental: Hedstroem with silicone handle, 25mm, ISO No. 340 654 651 453 045\n1 Pack 6 pieces\n.i Gratia: Maillefer Senseus\n","pack"]
["RT296-03-140","Endodontic material","File, pulp canal, dental: Hedstroem with silicone handle, 25mm, ISO No. 340 654 651 453 050\r\n1 Pack 6 pieces\r\n.i Gratia: Maillefer Senseus\r\nICN: 18-007-2775 PK","File, pulp canal, dental: Hedstroem with silicone handle, 25mm, ISO No. 340 654 651 453 050\n1 Pack 6 pieces\n.i Gratia: Maillefer Senseus\n","pack"]
["RT296-03-141","Endodontic material","File, pulp canal, dental: Hedstroem with silicone handle, 25mm, ISO No. 340 654 651 453 055\r\n1 Pack 6 pieces\r\n.i Gratia: Maillefer Senseus\r\nICN: 18-007-2777 PK","File, pulp canal, dental: Hedstroem with silicone handle, 25mm, ISO No. 340 654 651 453 055\n1 Pack 6 pieces\n.i Gratia: Maillefer Senseus\n","pack"]
["RT296-03-142","Endodontic material","File, pulp canal, dental: Hedstroem with silicone handle, 25mm, ISO No. 340 654 651 453 060\r\n1 Pack 6 pieces\r\n.i Gratia: Maillefer Senseus\r\nICN: 18-007-2778 PK","File, pulp canal, dental: Hedstroem with silicone handle, 25mm, ISO No. 340 654 651 453 060\n1 Pack 6 pieces\n.i Gratia: Maillefer Senseus\n","pack"]
["RT296-03-143","Endodontic material","File, pulp canal, dental: Hedstroem with silicone handle, 25mm, ISO No. 340 654 651 453 070\r\n1 Pack 6 pieces\r\n.i Gratia: Maillefer Senseus\r\nICN: 18-007-2780 PK","File, pulp canal, dental: Hedstroem with silicone handle, 25mm, ISO No. 340 654 651 453 070\n1 Pack 6 pieces\n.i Gratia: Maillefer Senseus\n","pack"]
["RT296-03-144","Endodontic material","File, pulp canal, dental: Hedstroem with silicone handle, 25mm, ISO No. 340 654 651 453 080\r\n1 Pack 6 pieces\r\n.i Gratia: Maillefer Senseus\r\nICN: 18-007-2783 PK","File, pulp canal, dental: Hedstroem with silicone handle, 25mm, ISO No. 340 654 651 453 080\n1 Pack 6 pieces\n.i Gratia: Maillefer Senseus\n","pack"]
["RT296-03-145","Endodontic material","File, pulp canal, dental: Hedstroem with silicone handle, 25mm, ISO No. 340 654 651 453 090\r\n1 Pack 6 pieces\r\n.i Gratia: Maillefer Senseus\r\nICN: 18-007-2784 PK","File, pulp canal, dental: Hedstroem with silicone handle, 25mm, ISO No. 340 654 651 453 090\n1 Pack 6 pieces\n.i Gratia: Maillefer Senseus\n","pack"]
["RT296-03-146","Endodontic material","File, pulp canal, dental: Hedstroem with silicone handle, 25mm, ISO No. 340 654 651 453 100\r\n1 Pack 6 pieces\r\n.i Gratia: Maillefer Senseus\r\nICN: 18-007-2787 PK","File, pulp canal, dental: Hedstroem with silicone handle, 25mm, ISO No. 340 654 651 453 100\n1 Pack 6 pieces\n.i Gratia: Maillefer Senseus\n","pack"]
["RT296-03-147","Endodontic material","File, pulp canal, dental: Hedstroem with silicone handle, 25mm, ISO No. 340 654 651 453 110\r\n1 Pack 6 pieces\r\n.i Gratia: Maillefer Senseus\r\nICN: 18-007-2789 PK","File, pulp canal, dental: Hedstroem with silicone handle, 25mm, ISO No. 340 654 651 453 110\n1 Pack 6 pieces\n.i Gratia: Maillefer Senseus\n","pack"]
["RT296-03-148","Endodontic material","File, pulp canal, dental: Hedstroem, 25mm, ISO No. 340 654 651 453 120\r\n1 Pack 6 pieces\r\n.i Gratia: Maillefer Senseus\r\nICN: 18-007-2805 PK","File, pulp canal, dental: Hedstroem, 25mm, ISO No. 340 654 651 453 120\n1 Pack 6 pieces\n.i Gratia: Maillefer Senseus\n","pack"]
["RT296-03-149","Endodontic material","File, pulp canal, dental: Hedstroem with silicone handle, 25mm, ISO No. 340 654 651 453 130\r\n1 Pack 6 pieces\r\n.i Gratia: Maillefer Senseus\r\nICN: 18-007-2807 PK","File, pulp canal, dental: Hedstroem with silicone handle, 25mm, ISO No. 340 654 651 453 130\n1 Pack 6 pieces\n.i Gratia: Maillefer Senseus\n","pack"]
["RT296-03-150","Endodontic material","File, pulp canal, dental: Hedstroem with silicone handle, 25mm, ISO No. 340 654 651 453 140\r\n1 Pack 6 pieces\r\n.i Gratia: Maillefer Senseus\r\nICN: 18-007-2808 PK","File, pulp canal, dental: Hedstroem with silicone handle, 25mm, ISO No. 340 654 651 453 140\n1 Pack 6 pieces\n.i Gratia: Maillefer Senseus\n","pack"]
["RT296-03-151","Endodontic material","File, pulp canal, dental: C plus File, 25mm, Dia 08-015 assorted \n1 Pack 6 pieces\n.i Gratia: Maillefer (A012X2590000)\nICN: 6520-18-187-6010 PK\nItem RT296-03-149ME to RT296-03-150ME will be awrded as a series.","File, pulp canal, dental: C plus File, 25mm, Dia 08-015 assorted \n1 Pack 6 pieces\n.i Gratia: Maillefer (A012X2590000)\nICN: 6520-18-187-6010 PK\nItem RT296-03-151 to RT296-03-152 will be awrded as a series.","pack"]
["RT296-03-152","Endodontic material","File, pulp canal, dental: C plus File, 21mm, Dia 08-015 assorted \r\n1 Pack 6 pieces\r\n.i Gratia: Maillefer (A012X2190000)\r\nICN 6520-18-187-6000 PK","File, pulp canal, dental: C plus File, 21mm, Dia 08-015 assorted \r\n1 Pack 6 pieces\r\n.i Gratia: Maillefer (A012X2190000)\r\nICN 6520-18-187-6000 PK","pack"]
["RT296-03-153","Endodontic material","File, pulp canal, dental: C File with silicone handle , 25mm, Dia 10-017 assorted \n1 Pack 6 pieces\n.i Gratia: Maillefer (A1013 02590000)\nICN: 6520-18-187-6005 PK\nItem RT296-03-151ME to RT296-03-152ME will be awrded as a series.","File, pulp canal, dental: C File with silicone handle , 25mm, Dia 10-017 assorted \n1 Pack 6 pieces\n.i Gratia: Maillefer (A1013 02590000)\nItem RT296-03-153 to RT296-03-154 will be awrded as a series.","pack"]
["RT296-03-154","Endodontic material","File, pulp canal, dental: C File with silicone handle , 21mm, Dia 10-017 assorted \r\n1 Pack 6 pieces\r\n.i Gratia: Maillefer (A1013 02190000)\r\nICN: 6520-18-187-6004 PK","File, pulp canal, dental: C File with silicone handle , 21mm, Dia 10-017 assorted \n1 Pack 6 pieces\n.i Gratia: Maillefer (A1013 02190000)\n","pack"]
["RT296-03-155","Endodontic material","File Set, Pulp  Canal, Dental: Multiple Taper for hand use with silicone handle, Starter Kit 21mm\n1 Pack 6 pieces\n.i Gratia: Maillefer (Ref A 0418) 21mm\nICN: 18-182-0664 PK\nItem RT296-03-153 to RT296-03-158ME will be awarded as a series.","File Set, Pulp  Canal, Dental: Multiple Taper for hand use with silicone handle, Starter Kit 21mm\n1 Pack 6 pieces\n.i Gratia: Maillefer (Ref A 0418) 21mm\nItem RT296-03-155 to RT296-03-160ME will be awarded as a series.","pack"]
["RT296-03-156","Endodontic material","File, pulp canal, dental: Multiple taper for hand use with silicone handle, F1, Dia 20/7% 21mm\r\n1 Pack 6 pieces\r\n.i Gratia: Mailllefer A047H21F1\r\nICN: 18-182-0650 PK\r","File, pulp canal, dental: Multiple taper for hand use with silicone handle, F1, Dia 20/7% 21mm\n1 Pack 6 pieces\n.i Gratia: Mailllefer A047H21F1\n\n","pack"]
["RT296-03-157","Endodontic material","File, pulp canal, dental: Multiple taper for hand use with silicone handle, F2, Dia 25/8% 21mm 1 pack 6 pieces\r\n.i Gratia: Maillefer (Ref A 0417H21F2)\r\nICN: 18-182-0651 PK","File, pulp canal, dental: Multiple taper for hand use with silicone handle, F2, Dia 25/8% 21mm 1 pack 6 pieces\n.i Gratia: Maillefer (Ref A 0417H21F2)\n","pack"]
["RT296-03-158","Endodontic material","File, pulp canal, dental: Multiple taper for hand use with silicone handle, F3, Dia 30/9% 21mm\r\n1 Pack 6 Pieces\r\n.i Gratia: Maillefer (Ref A 041TH21F3)\r\nICN: 18-182-0653 PK","File, pulp canal, dental: Multiple taper for hand use with silicone handle, F3, Dia 30/9% 21mm\n1 Pack 6 Pieces\n.i Gratia: Maillefer (Ref A 041TH21F3)\n","pack"]
["RT296-03-159","Endodontic material","File, pulp canal, dental: Multiple taper for hand use with silicone handle, S1, 21mm\r\n1 Pack 6 Pieces\r\n.i Gratia: Maillefer (Ref A 0416H21S1)\r\nICN: 18-182-0654 PK","File, pulp canal, dental: Multiple taper for hand use with silicone handle, S1, 21mm\n1 Pack 6 Pieces\n.i Gratia: Maillefer (Ref A 0416H21S1)\n","pack"]
["RT296-03-160","Endodontic material","File, pulp canal, dental: Multiple taper for hand use with silicone handle, S2, 21mm\r\n1 Pack 6 Pieces\r\n.i Gratia: Maillefer (Ref A 0416H21S2)\r\nICN: 18-182-0655 PK","File, pulp canal, dental: Multiple taper for hand use with silicone handle, S2, 21mm\n1 Pack 6 Pieces\n.i Gratia: Maillefer (Ref A 0416H21S2)\n","Pack"]
["RT296-03-161","Endodontic material","File, pulp canal, dental:  For hand use with silicon handle, S1-31mm tip size 18 SIZE .  Pack of 6                                                           \n.i Gratia:  Mailefer: (A041603110112)                                                                                                               ICN: \nItem RT296-03-159 to RT296-03-160","File, pulp canal, dental:  For hand use with silicon handle, S1-31mm tip size 18 SIZE .  Pack of 6                                                           \n.i Gratia:  Mailefer: (A041603110112)                                                                                                               \nItem RT296-03-161 to RT296-03-162","Pack"]
["RT296-03-162","Endodontic material","File, pulp canal, dental:  For hand use with silicon handle, S2-31mm tip size 20.  Pack of 6                                                           \n.i Gratia:  Mailefer: (A041603110112)                                                                                                               ICN: ","File, pulp canal, dental:  For hand use with silicon handle, S2-31mm tip size 20.  Pack of 6                                                           \n.i Gratia:  Mailefer: (A041603110112)                                                                                                               "]
["RT296-03-163","Endodontic material","File, pulp canal, dental: Multiple taper for hand use, SX with silicone handle, 19 mm\r\n1 Pack 6 Pieces\r\n.i Gratia: Maillefer (Ref A 0416H19SX)\r\nICN: 18-182-0657 PK","File, pulp canal, dental: Multiple taper for hand use, SX with silicone handle, 19 mm\n1 Pack 6 Pieces\n.i Gratia: Maillefer (Ref A 0416H19SX)\n","pack"]
["RT296-03-164","Endodontic material","Case, dental instruments: Maileffer sequence for hand use multiple taper files (8 Instruments)\r\nEach\r\n.i Gratia: Maillefer (Ref A 0413)\r\nICN: 6520-18-187-4055 PK","Case, dental instruments: Maileffer sequence for hand use multiple taper files (8 Instruments)\nEach\n.i Gratia: Maillefer (Ref A 0413)\n","each"]
["RT296-03-165","Endodontic material","File, pulp canal, dental:  For hand use with silicon handle, S1-25mm Tip size 18.  Pack of 6                                                          \n .i Gratia:  Mailefer: (A041602510112)                                                                                                               ICN: \nItem RT296-03-163 to RT296-03-176 will be awarded as a series","File, pulp canal, dental:  For hand use with silicon handle, S1-25mm Tip size 18.  Pack of 6                                                          \n.i Gratia:  Mailefer: (A041602510112)                                                                                                               \nItem RT296-03-165 to RT296-03-178 will be awarded as a series"]
["RT296-03-166","Endodontic material","File, pulp canal, dental:  For hand use with silicon handle, S2-25mm Tip size 20.  Pack of 6                                                          \n .i Gratia:  Mailefer: (A041602510112)                                                                                                               ICN: ","File, pulp canal, dental:  For hand use with silicon handle, S2-25mm Tip size 20.  Pack of 6                                                          \n .i Gratia:  Mailefer: (A041602510112)                                                                                                               ","Pack"]
["RT296-03-167","Endodontic material","File, pulp, canal, dental : Multiple taper for hand use with silicone handle , F1 Dia 20/7% 25mm \nPak of 6\n.i Gratia: Maillefer: (A0417H25F1)\nICN: 18-182-0610 PK\nItem RT 296-03-164 to RT296-03-167 will be awarded as a series.","File, pulp, canal, dental : Multiple taper for hand use with silicone handle , F1 Dia 20/7% 25mm \nPak of 6\n.i Gratia: Maillefer: (A0417H25F1)\n","pack"]
["RT296-03-168","Endodontic material","File, pulp, canal, dental : Multiple taper for hand use with silicone handle , F2 Dia 25/8% 25mm \r\nPak of 6\r\n.i Gratia: Maillefer: (A0417H25F2)\r\nICN: 18-182-0495 PK","File, pulp, canal, dental : Multiple taper for hand use with silicone handle , F2 Dia 25/8% 25mm \nPak of 6\n.i Gratia: Maillefer: (A0417H25F2)\n","pack"]
["RT296-03-169","Endodontic material","File, pulp, canal, dental : Multiple taper for hand use with silicone handle , F3 Dia 30/9% 25mm \r\nPak of 6\r\n.i Gratia: Maillefer: (A0417H25F3)\r\nICN: 18-182-0507 PK","File, pulp, canal, dental : Multiple taper for hand use with silicone handle , F3 Dia 30/9% 25mm \nPak of 6\n.i Gratia: Maillefer: (A0417H25F3)\n","pack"]
["RT296-03-170","Endodontic material","File, pulp canal, dental:  For hand use with silicon handle, F4 21mm.  Pack of 6                                                                                                   \n.i Gratia:  Mailefer:( A041702110412)                                                                                                                                            ICN: \nRT296-03-168 to RT296-03-1  will be awarded as a series","File, pulp canal, dental:  For hand use with silicon handle, F4 21mm.  Pack of 6                                                                                                   \n.i Gratia:  Mailefer:( A041702110412)                                                                                                                                            ","pack"]
["RT296-03-171","Endodontic material","File, pulp canal, dental:  For hand use with silicon handle, F5 21mm.  Pack of 6                                                                                                   \n.i Gratia:  Mailefer:( A041702510512)                                                                                                                                            ICN: ","File, pulp canal, dental:  For hand use with silicon handle, F5 21mm.  Pack of 6                                                                                                   \n.i Gratia:  Mailefer:( A041702510512)                                                                                                                                            ","pack"]
["RT296-03-172","Endodontic material","File, pulp canal, dental:  For hand use with silicon handle, F4 25mm.  Pack of 6                                                                                                  \n .i Gratia:  Mailefer:( A041702510412)                                                                                                                                            ICN: ","File, pulp canal, dental:  For hand use with silicon handle, F4 25mm.  Pack of 6                                                                                                  \n .i Gratia:  Mailefer:( A041702510412)                                                                                                                                             ","pack"]
["RT296-03-173","Endodontic material","File, pulp canal, dental:  For hand use with silicon handle, F5 25mm.  Pack of 6                                                                                                  \n .i Gratia:  Mailefer:( A041702510512)                                                                                                                                            ICN: ","File, pulp canal, dental:  For hand use with silicon handle, F5 25mm.  Pack of 6                                                                                                  \n .i Gratia:  Mailefer:( A041702510512)                                                                                                                                            ","pack"]
["RT296-03-174","Endodontic material","File, pulp canal, dental:  For hand use with silicon handle, F1 31mm.  Pack of 6                                                                                                  \n .i Gratia:  Mailefer:( A041703110112)                                                                                                                                            ICN: ","File, pulp canal, dental:  For hand use with silicon handle, F1 31mm.  Pack of 6                                                                                                  \n .i Gratia:  Mailefer:( A041703110112)                                                                                                                                            ","pack"]
["RT296-03-175","Endodontic material","File, pulp canal, dental:  For hand use with silicon handle, F2 31mm.  Pack of 6                                                                                                  \n .i Gratia:  Mailefer:( A041703110212)                                                                                                                                            ICN: ","File, pulp canal, dental:  For hand use with silicon handle, F2 31mm.  Pack of 6                                                                                                  \n .i Gratia:  Mailefer:( A041703110212)                                                                                                                                            ","pack"]
["RT296-03-176","Endodontic material","File, pulp canal, dental:  For hand use with silicon handle, F3 31mm.  Pack of 6                                                                                                   \n.i Gratia:  Mailefer:( A041703110312)                                                                                                                                            ICN: ","File, pulp canal, dental:  For hand use with silicon handle, F3 31mm.  Pack of 6                                                                                                   \n.i Gratia:  Mailefer:( A041703110312)                                                                                                                                            ","pack"]
["RT296-03-177","Endodontic material","File, pulp canal, dental:  For hand use with silicon handle, F4 31mm.  Pack of 6                                                                                                   \n.i Gratia:  Mailefer:( A041703110412)                                                                                                                                            ICN: ","File, pulp canal, dental:  For hand use with silicon handle, F4 31mm.  Pack of 6                                                                                                   \n.i Gratia:  Mailefer:( A041703110412)                                                                                                                                            ","pack"]
["RT296-03-178","Endodontic material","File, pulp canal, dental:  For hand use with silicon handle, F5 31mm.  Pack of 6                                                                                                   \n.i Gratia:  Mailefer:( A041703110512)                                                                                                                                            ICN: ","File, pulp canal, dental:  For hand use with silicon handle, F5 31mm.  Pack of 6                                                                                                   \n.i Gratia:  Mailefer:( A041703110512)                                                                                                                                            ","pack"]
["RT296-03-179","Endodontic material","File, pulp canal, dental: Multiple taper retreatment file 16 mm ISO 0030 -9% D1\n.i Gratia: Maillefer Pro Taper D1\nICN: 18-182-0464 PK\nItem RT296-03-177 to RT296-03-179 will be awarded as a series\n\n","File, pulp canal, dental: Multiple taper retreatment file 16 mm ISO 0030 -9% D1\n.i Gratia: Maillefer Pro Taper D1\nICN: 18-182-0464 PK\nItem RT296-03-179 to RT296-03-181 will be awarded as a series\n\n","pack"]
["RT296-03-180","Endodontic material","File, pulp canal, dental: Multiple taper retreatment file 18 mm ISO 0025 -8% D2\n.i Gratia: Maillefer Pro Taper D2\nICN: 18-182-0467 PK","File, pulp canal, dental: Multiple taper retreatment file 18 mm ISO 0025 -8% D2\n.i Gratia: Maillefer Pro Taper D2\n","pack"]
["RT296-03-181","Endodontic material","File, pulp canal, dental: Multiple taper retreatment file 22mm ISO 0020 -7% D3\r\n.i Gratia: Maillefer Pro Taper D3\r\nICN: 18-182-0469 PK\r","File, pulp canal, dental: Multiple taper retreatment file 22mm ISO 0020 -7% D3\n.i Gratia: Maillefer Pro Taper D3\n\n","pack"]
["RT296-03-182","Endodontic material","File set, pulp canal, Dental: multiple taper assorted Kit, 21mm\n1 Pack 6 Pieces\n.i Gratia: Maillefer (Ref A0418202190112)\nICN: 18-174-7271 PK\nItem RT296-03-180 to RT296-03-201 will be awrded as a series.\n","File set, pulp canal, Dental: multiple taper assorted Kit, 21mm\n1 Pack 6 Pieces\n.i Gratia: Maillefer (Ref A0418202190112)\nItem RT296-03-180 to RT296-03-203 will be awrded as a series.\n","Kit"]
["RT296-03-183","Endodontic material","File set, pulp canal, dental: Multiple taper assorted kit, 25mm\r\n1 Pack 6 Pieces\r\n.i Gratia: Maileffer (Ref A041802590112)\r\nICN: 18-174-7272 PK","File set, pulp canal, dental: Multiple taper assorted kit, 25mm\n1 Pack 6 Pieces\n.i Gratia: Maileffer (Ref A041802590112)\n","Kit"]
["RT296-03-184","Endodontic material","File, set  pulp canal, dental: Multipletaper assorted kit 31mm\r\n1 Pack 6 Pieces\r\n.i Gratia: Maillefer (Ref A041803190112)\r\nICN: 18-182-0671 PK\r","File, set  pulp canal, dental: Multipletaper assorted kit 31mm\n1 Pack 6 Pieces\n.i Gratia: Maillefer (Ref A041803190112)\n\n","Kit"]
["RT296-03-185","Endodontic material","File, pulp canal, dental: Multiple taper finishing files, 21mm, F1\r\n1 Pack 6 Pieces\r\n.i Gratia: Maillefer (Ref A 0411-21F1)\r\nICN: 18-174-7273 PK\r","File, pulp canal, dental: Multiple taper finishing files, 21mm, F1\n1 Pack 6 Pieces\n.i Gratia: Maillefer (Ref A 0411-21F1)\n\n","pack"]
["RT296-03-186","Endodontic material","File, pulp canal, dental: Protaper finishing files, 21mm, F2\r\n1 Pack 6 Pieces\r\n.i Gratia: Maillefer (Ref A 0411-21F2)\r\nICN: 18-174-7274 PK\r\n","File, pulp canal, dental: Protaper finishing files, 21mm, F2\n1 Pack 6 Pieces\n.i Gratia: Maillefer (Ref A 0411-21F2)\n\n","pack"]
["RT296-03-187","Endodontic material","File, pulp canal, dental: Multiple taper finishing files, 21mm, F3\r\n1 Pack 6 Pieces\r\n.i Gratia: Maillefer (Ref A 0411-21F3)\r\nICN: 18-174-7274 PK","File, pulp canal, dental: Multiple taper finishing files, 21mm, F3\n1 Pack 6 Pieces\n.i Gratia: Maillefer (Ref A 0411-21F3)\n","pack"]
["RT296-03-188","Endodontic material","File, pulp canal, dental: Multiple taper finishing files, 21mm, F4\r\n1 Pack 6 Pieces\r\n.i Gratia: Maillefer (Ref A 0411-21F4)\r\nICN: 18-182-0478 PK","File, pulp canal, dental: Multiple taper finishing files, 21mm, F4\n1 Pack 6 Pieces\n.i Gratia: Maillefer (Ref A 0411-21F4)\n","pack"]
["RT296-03-189","Endodontic material","File, pulp canal, dental: Multiple taper finishing files, 21mm, F5\r\n1 Pack 6 Pieces\r\n.i Gratia: Maillefer (Ref A 0411-21F5)\r\nICN: 18-182-0480 PK","File, pulp canal, dental: Multiple taper finishing files, 21mm, F5\n1 Pack 6 Pieces\n","pack"]
["RT296-03-190","Endodontic material","File, pulp canal, dental: Multiple taper finishing files, 25mm, F1\r\n1 Pack 6 Pieces\r\n.i Gratia: Maillefer (Ref A 0411-25F1)\r\nICN: 18-174-7277 PK","File, pulp canal, dental: Multiple taper finishing files, 25mm, F1\n1 Pack 6 Pieces\n.i Gratia: Maillefer (Ref A 0411-25F1)\n","Pack"]
["RT296-03-191","Endodontic material","File, pulp canal, Dental: Multiple taper finishing files, 25mm, F2\r\n1 Pack 6 Pieces\r\n.i Gratia: Maillefer (Ref A 0411-25F2)\r\nICN: 18-174-7278 PK","File, pulp canal, Dental: Multiple taper finishing files, 25mm, F2\n1 Pack 6 Pieces\n.i Gratia: Maillefer (Ref A 0411-25F2)\n","pack"]
["RT296-03-192","Endodontic material","File, pulp canal, dental: Multiple taper finishing files, 25mm, F3\r\n1 Pack 6 Pieces\r\n.i Gratia: Maillefer (Ref A 0411-25F3)\r\nICN: 18-174-7279 PK","File, pulp canal, dental: Multiple taper finishing files, 25mm, F3\n1 Pack 6 Pieces\n.i Gratia: Maillefer (Ref A 0411-25F3)\n","Pack"]
["RT296-03-193","Endodontic material","File, pulp canal, dental: Multiple taper finishing file  25mm, F4\r\n1 Pack 6 Pieces\r\n.i Gratia: Maillefer (Ref A 041125F4)\r\nICN: 18-182-0486 PK\r","File, pulp canal, dental: Multiple taper finishing file  25mm, F4\n1 Pack 6 Pieces\n.i Gratia: Maillefer (Ref A 041125F4)\n\n","pack"]
["RT296-03-194","Endodontic material","File, pulp canal, dental: Multiple taper finishing file  25mm, F5\r\n1 Pack 6 Pieces\r\n.i Gratia: Maillefer (Ref A 041125F5)\r\nICN: 18-182-0488 PK","File, pulp canal, dental: Multiple taper finishing file  25mm, F5\n1 Pack 6 Pieces\n.i Gratia: Maillefer (Ref A 041125F5)\n","Pack"]
["RT296-03-195","Endodontic material","File, pulp canal, dental:  Multiple Taper Finishing File, F1 , 31mm.  Pack of 6                                                                                                   .i Gratia:  Mailefer:( AA041023110112)                                                                                                                                            ICN: To be determined","File, pulp canal, dental:  Multiple Taper Finishing File, F1 , 31mm.  Pack of 6                                                                                                   .i Gratia:  Mailefer:( AA041023110112)                                                                                                                                            ","pack"]
["RT296-03-196","Endodontic material","File, pulp canal, dental:  Multiple Taper Finishing File F2, 31mm.  Pack of 6                                                                                                   .i Gratia:  Mailefer:( A041123110212)                                                                                                                                            ICN: To be determined","File, pulp canal, dental:  Multiple Taper Finishing File F2, 31mm.  Pack of 6                                                                                                   .i Gratia:  Mailefer:( A041123110212)                                                                                                                                            ","pack"]
["RT296-03-197","Endodontic material","File, pulp canal, dental: Multiple taper shaping  files, 19mm, SX\r\n1 Pack 6 Pieces\r\n.i Gratia: Maillefer (Ref A 0410-19SX)\r\nICN: 18-174-7282 PK","File, pulp canal, dental: Multiple taper shaping  files, 19mm, SX\n1 Pack 6 Pieces\n.i Gratia: Maillefer (Ref A 0410-19SX)\n","pack"]
["RT296-03-198","Endodontic material","File, pulp canal, dental: Multiple taper shaping  files, 21mm, S1\r\n1 Pack 6 Pieces\r\n.i Gratia: Maillefer (Ref A 0410-21S1)\r\nICN:18-174-7283 PK","File, pulp canal, dental: Multiple taper shaping  files, 21mm, S1\n1 Pack 6 Pieces\n.i Gratia: Maillefer (Ref A 0410-21S1)\n","pack"]
["RT296-03-199","Endodontic material","File, pulp canal, dental: Multiple taper shaping  files, 21mm, S2\r\n1 Pack 6 Pieces\r\n.i Gratia: Maillefer (Ref A 0410-21S2)\r\nICN: 18-174-7285 PK","File, pulp canal, dental: Multiple taper shaping  files, 21mm, S2\n1 Pack 6 Pieces\n.i Gratia: Maillefer (Ref A 0410-21S2)\n","pack"]
["RT296-03-200","Endodontic material","File, pulp canal, dental: Multiple taper shaping  files, 25mm, S1\r\n1 Pack 6 Pieces\r\n.i Gratia: Maillefer (Ref A 0410-25S1)\r\nICN: 18-174-7286 PK","File, pulp canal, dental: Multiple taper shaping  files, 25mm, S1\n1 Pack 6 Pieces\n.i Gratia: Maillefer (Ref A 0410-25S1)\n","pack"]
["RT296-03-201","Endodontic material","File, pulp canal, dental: Multiple taper shaping  files, 25mm, S2\r\n1 Pack 6 Pieces\r\n.i Gratia: Maillefer (Ref A 0410-25S2)\r\nICN: 18-174-7287 PK","File, pulp canal, dental: Multiple taper shaping  files, 25mm, S2\n1 Pack 6 Pieces\n.i Gratia: Maillefer (Ref A 0410-25S2)\n","Pack"]
["RT296-03-202","Endodontic material","File, pulp canal, dental:  Multiple Taper Shaping FileS1, 31mm.  Pack of 6                                                                                                   .i Gratia:  Mailefer:( A041023110112)                                                                                                                                            ICN:","File, pulp canal, dental:  Multiple Taper Shaping FileS1, 31mm.  Pack of 6                                                                                                   .i Gratia:  Mailefer:( A041023110112)                                                                                                                                            ","pack"]
["RT296-03-203","Endodontic material","File, pulp canal, dental:  Multiple Taper Shaping FileS2, 31mm.  Pack of 6                                                                                                   .i Gratia:  Mailefer:( A041023110212)                                                                                                                                            ICN: ","File, pulp canal, dental:  Multiple Taper Shaping FileS2, 31mm.  Pack of 6                                                                                                   .i Gratia:  Mailefer:( A041023110212)                                                                                                                                            ","pack"]
["RT296-03-204","Endodontic material","File, pulp canal, dental:  ReciprocaTing  File , Small 21mm.  Pack of 6                                                                                                   .i Gratia:  Mailefer Wave one Gold :( A0756221G0S03)                                                                                                                                            ICN:     \nRT296-03-202 to RT296-03-212 will be awarded as a series                                                                                                                                                             ","File, pulp canal, dental:  ReciprocaTing  File , Small 21mm.  Pack of 6                                                                                                   .i Gratia:  Mailefer Wave one Gold :( A0756221G0S03)                                                                                                                                              \nItem RT296-03-204 to RT296-03-214 will be awarded as a series                                                                                                                                                             ","pack"]
["RT296-03-205","Endodontic material","File, pulp canal, dental:  ReciprocaTing  File , Small 25mm.  Pack of 6                                                                                                   .i Gratia:  Mailefer Wave one Gold :( A0756225G0S03)                                                                                                                                            ICN: ","File, pulp canal, dental:  ReciprocaTing  File , Small 25mm.  Pack of 6                                                                                                   .i Gratia:  Mailefer Wave one Gold :( A0756225G0S03)                                                                                                                                            ","pack"]
["RT296-03-206","Endodontic material","File, pulp canal, dental:  ReciprocaTing  File , Primary 21mm.  Pack of 6                                                                                                   .i Gratia:  Mailefer Wave one Gold :( A076221G0P03)                                                                                                                                            ICN: ","File, pulp canal, dental:  ReciprocaTing  File , Primary 21mm.  Pack of 6                                                                                                   .i Gratia:  Mailefer Wave one Gold :( A076221G0P03)                                                                                                                                            ","pack"]
["RT296-03-207","Endodontic material","File, pulp canal, dental:  ReciprocaTing  File , Primary 25mm.  Pack of 6                                                                                                   .i Gratia:  Mailefer Wave one Gold :( A076225G0P03)                                                                                                                                            ICN: ","File, pulp canal, dental:  ReciprocaTing  File , Primary 25mm.  Pack of 6                                                                                                   .i Gratia:  Mailefer Wave one Gold :( A076225G0P03)                                                                                                                                            ","pack"]
["RT296-03-208","Endodontic material","File, pulp canal, dental:  ReciprocaTing  File , Primary 31mm.  Pack of 6                                                                                                   .i Gratia:  Mailefer Wave one Gold :( A076231G0P03)                                                                                                                                            ICN: ","File, pulp canal, dental:  ReciprocaTing  File , Primary 31mm.  Pack of 6                                                                                                   .i Gratia:  Mailefer Wave one Gold :( A076231G0P03)                                                                                                                                            ","pack"]
["RT296-03-209","Endodontic material","File, pulp canal, dental:  ReciprocaTing  File , Medium 21mm.  Pack of 6                                                                                                   .i Gratia:  Mailefer Wave one Gold :( A0756221GOMP03)                                                                                                                                            ICN: ","File, pulp canal, dental:  ReciprocaTing  File , Medium 21mm.  Pack of 6                                                                                                   .i Gratia:  Mailefer Wave one Gold :( A0756221GOMP03)                                                                                                                                            ","pack"]
["RT296-03-210","Endodontic material","File, pulp canal, dental:  ReciprocaTing  File , Medium 25mm.  Pack of 6                                                                                                   .i Gratia:  Mailefer Wave one Gold :( A0756225GOM03)                                                                                                                                            ICN: ","File, pulp canal, dental:  ReciprocaTing  File , Medium 25mm.  Pack of 6                                                                                                   .i Gratia:  Mailefer Wave one Gold :( A0756225GOM03)                                                                                                                                            ","pack"]
["RT296-03-211","Endodontic material","File, pulp canal, dental:  ReciprocaTing  File , Medium 31mm.  Pack of 6                                                                                                   .i Gratia:  Mailefer Wave one Gold :( A075231GOM03)                                                                                                                                            ICN: ","File, pulp canal, dental:  ReciprocaTing  File , Medium 31mm.  Pack of 6                                                                                                   .i Gratia:  Mailefer Wave one Gold :( A075231GOM03)                                                                                                                                             ","pack"]
["RT296-03-212","Endodontic material","File, pulp canal, dental:  ReciprocaTing  File , Large 21mm.  Pack of 6                                                                                                   .i Gratia:  Mailefer Wave one Gold :( A075221GOL03)                                                                                                                                            ICN: ","File, pulp canal, dental:  ReciprocaTing  File , Large 21mm.  Pack of 6                                                                                                   .i Gratia:  Mailefer Wave one Gold :( A075221GOL03)                                                                                                                                            ","pack"]
["RT296-03-213","Endodontic material","File, pulp canal, dental:  ReciprocaTing  File , Large 25mm.  Pack of 6                                                                                                   .i Gratia:  Mailefer Wave one Gold :( A075225GOL03)                                                                                                                                            ICN: ","File, pulp canal, dental:  ReciprocaTing  File , Large 25mm.  Pack of 6                                                                                                   .i Gratia:  Mailefer Wave one Gold :( A075225GOL03)                                                                                                                                            ","pack"]
["RT296-03-214","Endodontic material","File, pulp canal, dental:  ReciprocaTing  File , Large 30mm.  Pack of 6                                                                                                   .i Gratia:  Mailefer Wave one Gold :( A075231GOL03)                                                                                                                                            ICN: ","File, pulp canal, dental:  ReciprocaTing  File , Large 30mm.  Pack of 6                                                                                                   .i Gratia:  Mailefer Wave one Gold :( A075231GOL03)                                                                                                                                            ","pack"]
["RT296-03-215","Endodontic material","New item","Paperpoints,dental: endodontic,small,180 per pack, compatible with WaveOne Gold ","Pack"]
["RT296-03-216","Endodontic material","New item","Paperpoints,dental: endodontic,Primary,180 per pack, compatible with WaveOne Gold ","Pack"]
["RT296-03-217","Endodontic material","New item","Paperpoints,dental: endodontic,medium,180 per pack, compatible with WaveOne Gold ","Pack"]
["RT296-03-218","Endodontic material","New item","Paperpoints,dental: endodontic,medium,180 per pack, compatible with WaveOne Gold ","Pack"]
["RT296-03-219","Endodontic material","New item","Point. endodontic: Gutta Percha: for WaveOneGold Conform size Primary.  \nPack of 60                                                                                                                   .i Gratia:  Mailefer WaveOne :( A024X00000500)                                                                                                                                                                                                                                                                                Must be compatible with WaveOneGold                    ","Pack"]
["RT296-03-220","Endodontic material","New item","Point. endodontic: Gutta Percha: for WaveOneGold Conform size Small.  \nPack of 60                                                                                                                   .i Gratia:  Mailefer WaveOne :( A024X00000500)   ","Pack"]
["RT296-03-221","Endodontic material","New item","Point. endodontic: Gutta Percha: for WaveOneGold Conform size Medium.  \nPack of 60                                                                                                                   .i Gratia:  Mailefer WaveOne :( A024X00000500)                                                                                                                                                                                                                                                                                     Must be compatible with WaveOneGold                    ","Pack"]
["RT296-03-222","Endodontic material","New item","Point. endodontic: Gutta Percha: for WaveOneGold Conform size Large.  \nPack of 60                                                                                                                   .i Gratia:  Mailefer WaveOne :( A024X00000500)                                                                                                                                                                                                                                                                                     Must be compatible with WaveOneGold   ","Pack"]
["RT296-03-223","Endodontic material","New item","Glider, shaping root canal, dental: sterile 21mm, reciprocaTing motion, size: 015, 02 variable taper, 3 length waveone, gold glider, 6-files","Pack"]
["RT296-03-224","Endodontic material","New item","Glider, shaping root canal, dental: sterile 25mm, reciprocaTing motion, size: 015, 02 variable taper, 3 length waveone, gold glider, 6-files","Pack"]
["RT296-03-225","Endodontic material","New item","Glider, shaping root canal, dental: sterile 31mm, reciprocaTing motion, size: 015, 02 variable taper, 3 length waveone, gold glider, 6-files","Pack"]
["RT296-03-226","Endodontic material","File, pulp canal, dental:  NiTi  File, off-centered rectangular cross section, 21mm.  Pack of 6                                                                                                   .i Gratia:  Mailefer Pro Taper Next X1  :( A080022100103)                                                                                                                                            ICN:    \nItem RT296-03-213 to RT296-03-250 will be awarded as a series                                                                                                                                   Must be compatible with Paperpoints, GP points and obturators                    ","File, pulp canal, dental:  NiTi  File, off-centered rectangular cross section, 21mm.  Pack of 6                                                                                                  \n.i Gratia:  Mailefer Pro Taper Next X1  :( A080022100103)                                                                                                                                                                                                                                                                             Must be compatible with Paperpoints, GP points and obturators  \nItem RT296-03-226 to RT296-03-263 will be awarded as a series                  ","pack"]
["RT296-03-227","Endodontic material","File, pulp canal, dental:  NiTi  File, off-centered rectangular cross section, 25mm.  Pack of 6                                                                                                   .i Gratia:  Mailefer Pro Taper Next X1  :( A080022500103)                                                                                                                                            ICN:                                                                                                                                               Must be compatible with Paperpoints, GP points and obturators                    ","File, pulp canal, dental:  NiTi  File, off-centered rectangular cross section, 25mm.  Pack of 6                                                                                                  \n .i Gratia:  Mailefer Pro Taper Next X1  :( A080022500103)                                                                                                                                                                                                                                                                                      Must be compatible with Paperpoints, GP points and obturators                    ","pack"]
["RT296-03-228","Endodontic material","File, pulp canal, dental:  NiTi  File, off-centered rectangular cross section, 31mm.  Pack of 6                                                                                                   .i Gratia:  Mailefer Pro Taper Next X1  :( A080023100103)                                                                                                                                            ICN:                                                                                                                                              Must be compatible with Paperpoints, GP points and obturators                    ","File, pulp canal, dental:  NiTi  File, off-centered rectangular cross section, 31mm.  Pack of 6                                                                                                   \n.i Gratia:  Mailefer Pro Taper Next X1  :( A080023100103)                                                                                                                                                                                                                                                                           Must be compatible with Paperpoints, GP points and obturators                    ","pack"]
["RT296-03-229","Endodontic material","File, pulp canal, dental:  NiTi  File, off-centered rectangular cross section, 21mm.  Pack of 6                                                                                                   .i Gratia:  Mailefer Pro Taper Next X2  :( A080022100203)                                                                                                                                            ICN:                                                                                                                                           Must be compatible with Paperpoints, GP points and obturators                    ","File, pulp canal, dental:  NiTi  File, off-centered rectangular cross section, 21mm.  Pack of 6                                                                                                   \n.i Gratia:  Mailefer Pro Taper Next X2  :( A080022100203)                                                                                                                                                                                                                                                              Must be compatible with Paperpoints, GP points and obturators                    ","pack"]
["RT296-03-230","Endodontic material","File, pulp canal, dental:  NiTi  File, off-centered rectangular cross section, 25mm.  Pack of 6                                                                                                   .i Gratia:  Mailefer Pro Taper Next X2  :( A080022500203)                                                                                                                                            ICN:                                                                                                                                            Must be compatible with Paperpoints, GP points and obturators                    ","File, pulp canal, dental:  NiTi  File, off-centered rectangular cross section, 25mm.  Pack of 6                                                                                                   \n.i Gratia:  Mailefer Pro Taper Next X2  :( A080022500203)                                                                                                                                                                                                                                                                                 Must be compatible with Paperpoints, GP points and obturators                    ","pack"]
["RT296-03-231","Endodontic material","File, pulp canal, dental:  NiTi  File, off-centered rectangular cross section, 31mm.  Pack of 6                                                                                                   .i Gratia:  Mailefer Pro Taper Next X2  :( A080023100203)                                                                                                                                            ICN: To be determined                                                                                                                                              Must be compatible with Paperpoints, GP points and obturators                    ","File, pulp canal, dental:  NiTi  File, off-centered rectangular cross section, 31mm.  Pack of 6                                                                                                   \n.i Gratia:  Mailefer Pro Taper Next X2  :( A080023100203)                                                                                                                                                                                                                                                                                      Must be compatible with Paperpoints, GP points and obturators                    ","pack"]
["RT296-03-232","Endodontic material","File, pulp canal, dental:  NiTi  File, off-centered rectangular cross section, 21mm.  Pack of 6                                                                                                   .i Gratia:  Mailefer Pro Taper Next X31  :( A080022100103)                                                                                                                                            ICN:                                                                                                                                            Must be compatible with Paperpoints, GP points and obturators                    ","File, pulp canal, dental:  NiTi  File, off-centered rectangular cross section, 21mm.  Pack of 6                                                                                                  \n.i Gratia:  Mailefer Pro Taper Next X31  :( A080022100103)                                                                                                                                                                                                                                                                          Must be compatible with Paperpoints, GP points and obturators                    ","pack"]
["RT296-03-233","Endodontic material","File, pulp canal, dental:  NiTi  File, off-centered rectangular cross section, 25mm.  Pack of 6                                                                                                   .i Gratia:  Mailefer Pro Taper Next X3  :( A080022500303)                                                                                                                                            ICN:                                                                                                                                          Must be compatible with Paperpoints, GP points and obturators                    ","File, pulp canal, dental:  NiTi  File, off-centered rectangular cross section, 25mm.  Pack of 6                                                                                                   \n.i Gratia:  Mailefer Pro Taper Next X3  :( A080022500303)                                                                                                                                                                                                                                                                       Must be compatible with Paperpoints, GP points and obturators                    ","pack"]
["RT296-03-234","Endodontic material","File, pulp canal, dental:  NiTi  File, off-centered rectangular cross section, 31mm.  Pack of 6                                                                                                   .i Gratia:  Mailefer Pro Taper Next X3  :( A080023100303)                                                                                                                                            ICN:                                                                                                                                          Must be compatible with Paperpoints, GP points and obturators                    ","File, pulp canal, dental:  NiTi  File, off-centered rectangular cross section, 31mm.  Pack of 6                                                                                                   \n.i Gratia:  Mailefer Pro Taper Next X3  :( A080023100303)                                                                                                                                                                                                                                                                         Must be compatible with Paperpoints, GP points and obturators                    ","pack"]
["RT296-03-235","Endodontic material","File, pulp canal, dental:  NiTi  File, off-centered rectangular cross section, 21mm.  Pack of 6                                                                                                   .i Gratia:  Mailefer Pro Taper Next X4  :( A080022100403)                                                                                                                                            ICN:                                                                                                                                             Must be compatible with Paperpoints, GP points and obturators                    ","File, pulp canal, dental:  NiTi  File, off-centered rectangular cross section, 21mm.  Pack of 6                                                                                                   \n.i Gratia:  Mailefer Pro Taper Next X4  :( A080022100403)                                                                                                                                                                                                                                                                                    Must be compatible with Paperpoints, GP points and obturators                    ","pack"]
["RT296-03-236","Endodontic material","File, pulp canal, dental:  NiTi  File, off-centered rectangular cross section, 25mm.  Pack of 6                                                                                                   .i Gratia:  Mailefer Pro Taper Next X4  :( A0800225100403)                                                                                                                                            ICN:                                                                                                                                              Must be compatible with Paperpoints, GP points and obturators                    ","File, pulp canal, dental:  NiTi  File, off-centered rectangular cross section, 25mm.  Pack of 6                                                                                                   \n.i Gratia:  Mailefer Pro Taper Next X4  :( A0800225100403)                                                                                                                                                                                                                                                                                  Must be compatible with Paperpoints, GP points and obturators                    ","pack"]
["RT296-03-237","Endodontic material","File, pulp canal, dental:  NiTi  File, off-centered rectangular cross section, 31mm.  Pack of 6                                                                                                   .i Gratia:  Mailefer Pro Taper Next X 4  :( A080023100403)                                                                                                                                            ICN:                                                                                                                                             Must be compatible with Paperpoints, GP points and obturators                    ","File, pulp canal, dental:  NiTi  File, off-centered rectangular cross section, 31mm.  Pack of 6                                                                                                   \n.i Gratia:  Mailefer Pro Taper Next X 4  :( A080023100403)                                                                                                                                                                                                                                                                              Must be compatible with Paperpoints, GP points and obturators                    ","pack"]
["RT296-03-238","Endodontic material","File, pulp canal, dental:  NiTi  File, off-centered rectangular cross section, 21mm.  Pack of 6                                                                                                   .i Gratia:  Mailefer Pro Taper Next X5  :( A080022100503)                                                                                                                                            ICN:                                                                                                                                            Must be compatible with Paperpoints, GP points and obturators                    ","File, pulp canal, dental:  NiTi  File, off-centered rectangular cross section, 21mm.  Pack of 6                                                                                                   \n.i Gratia:  Mailefer Pro Taper Next X5  :( A080022100503)                                                                                                                                                                                                                                                                               Must be compatible with Paperpoints, GP points and obturators                    ","pack"]
["RT296-03-239","Endodontic material","File, pulp canal, dental:  NiTi  File, off-centered rectangular cross section, 25mm.  Pack of 6                                                                                                   .i Gratia:  Mailefer Pro Taper Next X5  :( A080022500503)                                                                                                                                            ICN:                                                                                                                                            Must be compatible with Paperpoints, GP points and obturators                    ","File, pulp canal, dental:  NiTi  File, off-centered rectangular cross section, 25mm.  Pack of 6                                                                                                   \n.i Gratia:  Mailefer Pro Taper Next X5  :( A080022500503)                                                                                                                                                                                                                                                                                      Must be compatible with Paperpoints, GP points and obturators                    ","pack"]
["RT296-03-240","Endodontic material","File, pulp canal, dental:  NiTi  File, off-centered rectangular cross section, 31mm.  Pack of 6                                                                                                   .i Gratia:  Mailefer Pro Taper Next X5  :( A080023100503)                                                                                                                                            ICN:                                                                                                                                              Must be compatible with Paperpoints, GP points and obturators                    ","File, pulp canal, dental:  NiTi  File, off-centered rectangular cross section, 31mm.  Pack of 6                                                                                                  \n.i Gratia:  Mailefer Pro Taper Next X5  :( A080023100503)                                                                                                                                                                                                                                                                                    Must be compatible with Paperpoints, GP points and obturators                    ","pack"]
["RT296-03-241","Endodontic material","File, pulp canal, dental:  NiTi  File, off-centered rectangular cross section, 19mm.  Pack of 6                                                                                                   .i Gratia:  Mailefer Pro Taper Next XA  :( A080021900A03)                                                                                                                                            ICN:                                                                                                                                               Must be compatible with Paperpoints, GP points and obturators                    ","File, pulp canal, dental:  NiTi  File, off-centered rectangular cross section, 19mm.  Pack of 6                                                                                                  \n.i Gratia:                                                                                                                                            Must be compatible with Paperpoints, GP points and obturators                    ","pack"]
["RT296-03-242","Endodontic material","File, pulp canal, dental:  NiTi  File, off-centered rectangular cross section Glide path, 21mm.  Pack of 6                                                                                                   .i Gratia:  Mailefer ProGlider :( A092622100103)                                                                                                                                            ICN:                                                                                                                                             Must be compatible with Paperpoints, GP points and obturators                    ","File, pulp canal, dental:  NiTi  File, off-centered rectangular cross section Glide path, 21mm.  Pack of 6                                                                                                   .i Gratia:  Mailefer ProGlider :( A092622100103)                                                                                                                                                                                                                                                                                     Must be compatible with Paperpoints, GP points and obturators                    ","pack"]
["RT296-03-243","Endodontic material","File, pulp canal, dental:  NiTi  File, off-centered rectangular cross section, 25mm.  Pack of 6                                                                                                   .i Gratia:  Mailefer ProGlider :( A092622100103)                                                                                                                                            ICN:                                                                                                                                           Must be compatible with Paperpoints, GP points and obturators                    ","File, pulp canal, dental:  NiTi  File, off-centered rectangular cross section, 25mm.  Pack of 6                                                                                                   \n.i Gratia:  Mailefer ProGlider :( A092622100103)                                                                                                                                                                                                                                                                  Must be compatible with Paperpoints, GP points and obturators                    ","pack"]
["RT296-03-244","Endodontic material","File, pulp canal, dental:  NiTi  File, off-centered rectangular cross section, 31mm.  Pack of 6                                                                                                   .i Gratia:  Mailefer ProGlider :( A092623100103)                                                                                                                                            ICN:                                                                                                                                           Must be compatible with Paperpoints, GP points and obturators                    ","File, pulp canal, dental:  NiTi  File, off-centered rectangular cross section, 31mm.  Pack of 6                                                                                                   \n.i Gratia:  Mailefer ProGlider :( A092623100103)                                                                                                                                                                                                                                                                                      Must be compatible with Paperpoints, GP points and obturators                    ","pack"]
["RT296-03-245","Endodontic material","File, pulp canal, dental:  NiTi  File, manual adapters Assorted colors.  Pack of 6                                                                                                   .i Gratia:  Mailefer Manual adapters  :( A1001552101600)                                                                                                                                           ICN:                                                                                                                                              Must be compatible with Paperpoints, GP points and obturators                    ","File, pulp canal, dental:  NiTi  File, manual adapters Assorted colors.  Pack of 6                                                                                                   .i Gratia:  Mailefer Manual adapters  :( A1001552101600)                                                                                                                                                                                                                                                                              Must be compatible with Paperpoints, GP points and obturators                    ","pack"]
["RT296-03-246","Endodontic material","File, pulp canal, dental:  NiTi  File, Path file. 21mm tip size 013   Pack of 6                                                                                                   .i Gratia:  Mailefer Path file :( A001522101300)                                                                                                                                            ICN:                                                                                                                                              Must be compatible with Paperpoints, GP points and obturators                    ","File, pulp canal, dental:  NiTi  File, Path file. 21mm tip size 013   Pack of 6                                                                                                   .i Gratia:  Mailefer Path file :( A001522101300)                                                                                                                                                                                                                                                                                  Must be compatible with Paperpoints, GP points and obturators                    ","pack"]
["RT296-03-247","Endodontic material","File, pulp canal, dental:  NiTi  File, Path file. 21mm tip size 016   Pack of 6                                                                                                   .i Gratia:  Mailefer Path file :( A001522101300)                                                                                                                                            ICN:                                                                                                                                            Must be compatible with Paperpoints, GP points and obturators                    ","File, pulp canal, dental:  NiTi  File, Path file. 21mm tip size 016   Pack of 6                                                                                                   .i Gratia:  Mailefer Path file :( A001522101300)                                                                                                                                                                                                                                                                              Must be compatible with Paperpoints, GP points and obturators                    ","pack"]
["RT296-03-248","Endodontic material","File, pulp canal, dental:  NiTi  File, Path file. 21mm tip size 019   Pack of 6                                                                                                   .i Gratia:  Mailefer Path file :( A001522101900)                                                                                                                                            ICN:                                                                                                                                              Must be compatible with Paperpoints, GP points and obturators                    ","File, pulp canal, dental:  NiTi  File, Path file. 21mm tip size 019   Pack of 6                                                                                                   .i Gratia:  Mailefer Path file :( A001522101900)                                                                                                                                                                                                                                                                                       Must be compatible with Paperpoints, GP points and obturators                    ","pack"]
["RT296-03-249","Endodontic material","File, pulp canal, dental:  NiTi  File, Path file. 25mm tip size 013   Pack of 6                                                                                                   .i Gratia:  Mailefer Path file :( A001522501300)                                                                                                                                            ICN:                                                                                                                                             Must be compatible with Paperpoints, GP points and obturators                    ","File, pulp canal, dental:  NiTi  File, Path file. 25mm tip size 013   Pack of 6                                                                                                   .i Gratia:  Mailefer Path file :( A001522501300)                                                                                                                                                                                                                                                                                       Must be compatible with Paperpoints, GP points and obturators                    ","pack"]
["RT296-03-250","Endodontic material","File, pulp canal, dental:  NiTi  File, Path file. 25mm tip size 016   Pack of 6                                                                                                   .i Gratia:  Mailefer Path file :( A001522501600)                                                                                                                                            ICN:                                                                                                                                              Must be compatible with Paperpoints, GP points and obturators                    ","File, pulp canal, dental:  NiTi  File, Path file. 25mm tip size 016   Pack of 6                                                                                                   .i Gratia:  Mailefer Path file :( A001522501600)                                                                                                                                                                                                                                                                                     Must be compatible with Paperpoints, GP points and obturators                    ","pack"]
["RT296-03-251","Endodontic material","File, pulp canal, dental:  NiTi  File, Path file. 31mm tip size 019   Pack of 6                                                                                                   .i Gratia:  Mailefer Path file :( A001523101900)                                                                                                                                            ICN:                                                                                                                                              Must be compatible with Paperpoints, GP points and obturators                    ","File, pulp canal, dental:  NiTi  File, Path file. 31mm tip size 019   Pack of 6                                                                                                   .i Gratia:  Mailefer Path file :( A001523101900)                                                                                                                                                                                                                                                                                   Must be compatible with Paperpoints, GP points and obturators                    ","pack"]
["RT296-03-252","Endodontic material","File, pulp canal, dental:  NiTi  File, Thermafil verifier, tip size 20  25mm.  Pack of 6                                                                                                   \n.i Gratia:  Mailefer termafil verifier :( A017502502000)                                                                                                                                            ICN:                                                                                                                                            Must be compatible with Paperpoints, GP points and obturators                    ","File, pulp canal, dental:  NiTi  File, Thermafil verifier, tip size 20  25mm.  Pack of 6                                                                                                   \n.i Gratia:  Mailefer termafil verifier :( A017502502000)                                                                                                                                                                                                                                                                               Must be compatible with Paperpoints, GP points and obturators                    ","pack"]
["RT296-03-253","Endodontic material","File, pulp canal, dental:  NiTi  File, Thermafil verifier, tip size 25  25mm.  Pack of 6                                                                                                   \n.i Gratia:  Mailefer termafil verifier :( A017502502500)                                                                                                                                            ICN:                                                                                                                                               Must be compatible with Paperpoints, GP points and obturators                    ","File, pulp canal, dental:  NiTi  File, Thermafil verifier, tip size 25  25mm.  Pack of 6                                                                                                   \n.i Gratia:  Mailefer termafil verifier :( A017502502500)                                                                                                                                                                                                                                                                                      Must be compatible with Paperpoints, GP points and obturators                    ","pack"]
["RT296-03-254","Endodontic material","File, pulp canal, dental:  NiTi  File, Thermafil verifier, tip size 30  25mm.  Pack of 6                                                                                                  \n .i Gratia:  Mailefer termafil verifier :( A017502503000)                                                                                                                                            ICN:                                                                                                                                           Must be compatible with Paperpoints, GP points and obturators                    ","File, pulp canal, dental:  NiTi  File, Thermafil verifier, tip size 30  25mm.  Pack of 6                                                                                                  \n .i Gratia:  Mailefer termafil verifier :( A017502503000)                                                                                                                                                                                                                                                                                    Must be compatible with Paperpoints, GP points and obturators                    ","pack"]
["RT296-03-255","Endodontic material","File, pulp canal, dental:  NiTi  File, Thermafil verifier, tip size 35  25mm.  Pack of 6                                                                                                   \n.i Gratia:  Mailefer termafil verifier :( A017502503500)                                                                                                                                            ICN:                                                                                                                                            Must be compatible with Paperpoints, GP points and obturators                    ","File, pulp canal, dental:  NiTi  File, Thermafil verifier, tip size 35  25mm.  Pack of 6                                                                                                   \n.i Gratia:  Mailefer termafil verifier :( A017502503500)                                                                                                                                                                                                                                                                                   Must be compatible with Paperpoints, GP points and obturators                    ","pack"]
["RT296-03-256","Endodontic material","File, pulp canal, dental:  NiTi  File, Thermafil verifier, tip size 40  25mm.  Pack of 6                                                                                                   \n.i Gratia:  Mailefer termafil verifier :( A017502504000)                                                                                                                                            ICN:                                                                                                                                              Must be compatible with Paperpoints, GP points and obturators                    ","File, pulp canal, dental:  NiTi  File, Thermafil verifier, tip size 40  25mm.  Pack of 6                                                                                                   \n.i Gratia:  Mailefer termafil verifier :( A017502504000)                                                                                                                                                                                                                                                                                   Must be compatible with Paperpoints, GP points and obturators                    ","pack"]
["RT296-03-257","Endodontic material","File, pulp canal, dental:  NiTi  File, Thermafil verifier, tip size 45  25mm.  Pack of 6                                                                                                   \n.i Gratia:  Mailefer termafil verifier :( A017502504500)                                                                                                                                            ICN:                                                                                                                                            Must be compatible with Paperpoints, GP points and obturators                    ","File, pulp canal, dental:  NiTi  File, Thermafil verifier, tip size 45  25mm.  Pack of 6                                                                                                   \n.i Gratia:  Mailefer termafil verifier :( A017502504500)                                                                                                                                                                                                                                                                                     Must be compatible with Paperpoints, GP points and obturators                    ","pack"]
["RT296-03-258","Endodontic material","File, pulp canal, dental:  NiTi  File, Thermafil verifier, tip size 50  25mm.  Pack of 6                                                                                                   \n.i Gratia:  Mailefer termafil verifier :( A017502505000)                                                                                                                                            ICN:                                                                                                                                             Must be compatible with Paperpoints, GP points and obturators                    ","File, pulp canal, dental:  NiTi  File, Thermafil verifier, tip size 50  25mm.  Pack of 6                                                                                                   \n.i Gratia:  Mailefer termafil verifier :( A017502505000)                                                                                                                                                                                                                                                                                  Must be compatible with Paperpoints, GP points and obturators                    ","pack"]
["RT296-03-259","Endodontic material","File, pulp canal, dental:  NiTi  File, Thermafil verifier, tip size 55  25mm.  Pack of 6                                                                                                   \n.i Gratia:  Mailefer termafil verifier :( A017502505500)                                                                                                                                            ICN:                                                                                                                                             Must be compatible with Paperpoints, GP points and obturators                    ","File, pulp canal, dental:  NiTi  File, Thermafil verifier, tip size 55  25mm.  Pack of 6                                                                                                   \n.i Gratia:  Mailefer termafil verifier :( A017502505500)                                                                                                                                                                                                                                                                                     Must be compatible with Paperpoints, GP points and obturators                    ","pack"]
["RT296-03-260","Endodontic material","File, pulp canal, dental:  NiTi  File, Thermafil verifier, tip size 60  25mm.  Pack of 6                                                                                                   \n.i Gratia:  Mailefer termafil verifier :( A017502506000)                                                                                                                                            ICN:                                                                                                                                              Must be compatible with Paperpoints, GP points and obturators                    ","File, pulp canal, dental:  NiTi  File, Thermafil verifier, tip size 60  25mm.  Pack of 6                                                                                                   \n.i Gratia:  Mailefer termafil verifier :( A017502506000)                                                                                                                                                                                                                                                                               Must be compatible with Paperpoints, GP points and obturators                    ","pack"]
["RT296-03-261","Endodontic material","File, pulp canal, dental:  NiTi  File, Thermafil verifier, tip size 70  25mm.  Pack of 6                                                                                                   \n.i Gratia:  Mailefer termafil verifier :( A017502507000)                                                                                                                                            ICN:                                                                                                                                           Must be compatible with Paperpoints, GP points and obturators                    ","File, pulp canal, dental:  NiTi  File, Thermafil verifier, tip size 70  25mm.  Pack of 6                                                                                                   \n.i Gratia:  Mailefer termafil verifier :( A017502507000)                                                                                                                                                                                                                                                                          Must be compatible with Paperpoints, GP points and obturators                    ","pack"]
["RT296-03-262","Endodontic material","File, pulp canal, dental:  NiTi  File, Thermafil verifier, tip size 80  25mm.  Pack of 6                                                                                                   \n.i Gratia:  Mailefer termafil verifier :( A017502508000)                                                                                                                                            ICN:                                                                                                                                          Must be compatible with Paperpoints, GP points and obturators                    ","File, pulp canal, dental:  NiTi  File, Thermafil verifier, tip size 80  25mm.  Pack of 6                                                                                                   \n.i Gratia:  Mailefer termafil verifier :( A017502508000)                                                                                                                                                                                                                                                                                Must be compatible with Paperpoints, GP points and obturators                    ","pack"]
["RT296-03-263","Endodontic material","File, pulp canal, dental:  NiTi  File, Thermafil verifier, tip size 90  25mm.  Pack of 6                                                                                                   \n.i Gratia:  Mailefer termafil verifier :( A017502509000)                                                                                                                                            ICN:                                                                                                                                             Must be compatible with Paperpoints, GP points and obturators                    ","File, pulp canal, dental:  NiTi  File, Thermafil verifier, tip size 90  25mm.  Pack of 6                                                                                                   \n.i Gratia:  Mailefer termafil verifier :( A017502509000)                                                                                                                                                                                                                                                                              Must be compatible with Paperpoints, GP points and obturators                    ","pack"]
["RT296-03-264","Endodontic material","New item","Absorbent Paper Point F1,180 points in a pack, .e Gratia:+B15:D42i Maillefer Protaper Ultimate F1 Paper Points","Pack"]
["RT296-03-265","Endodontic material","New item","Absorbent Paper Point F2,180 points in a pack, .e Gratia:+B15:D42i Maillefer Protaper Ultimate F1 Paper Points","Pack"]
["RT296-03-266","Endodontic material","New item","Absorbent Paper Point F3,180 points in a pack, .e Gratia:+B15:D42i Maillefer Protaper Ultimate F1 Paper Points","Pack"]
["RT296-03-267","Endodontic material","New item","Absorbent Paper Point F4,180 points in a pack, .e Gratia:+B15:D42i Maillefer Protaper Ultimate F1 Paper Points","Pack"]
["RT296-03-268","Endodontic material","New item","Absorbent Paper Point F5,180 points in a pack, .e Gratia:+B15:D42i Maillefer Protaper Ultimate F1 Paper Points","Pack"]
["RT296-03-269","Endodontic material","New item","Absorbent Paper Point F1-F5,180 points in a pack, .e Gratia:+B15:D42i Maillefer Protaper Ultimate F1_F5 Paper Points","Set"]
["RT296-03-270","Endodontic material","New item","Conform Fit Gutta-Percha Points F1-F5.i Gratia Maillefer, 60 per pack ProTaper Ultimate F1-F5 GP Point","Set"]
["RT296-03-271","Endodontic material","New item","Conform Fit Gutta-Percha Points F2 .i Gratia Maillefer, 60 per pack ProTaper Ultimate F1 GP Point","Pack"]
["RT296-03-272","Endodontic material","New item","Conform Fit Gutta-Percha Points F4 .i Gratia Maillefer, 60 per pack ProTaper Ultimate F1 GP Point","Pack"]
["RT296-03-273","Endodontic material","New item","Conform Fit Gutta-Percha Points F5 .i Gratia Maillefer, 60 per pack ProTaper Ultimate F1 GP Point","Pack"]
["RT296-03-274","Endodontic material","New item","Conform Fit Gutta-Percha Points F1 .i Gratia Maillefer, 60 per pack ProTaper Ultimate F1 GP Point","Pack"]
["RT296-03-275","Endodontic material","New item","Conform Fit Gutta-Percha Points F1 .i Gratia Maillefer, 60 per pack ProTaper Ultimate F1 GP Point","Pack"]
["RT296-03-276","Endodontic material","New item","Conform Fit Gutta-Percha Points F1 .i Gratia Maillefer, 60 per pack ProTaper Ultimate F1 GP Point","Pack"]
["RT296-03-277","Endodontic material","New item","Conform Fit Gutta-Percha Points F1 .i Gratia Maillefer, 60 per pack ProTaper Ultimate F1 GP Point","Pack"]
["RT296-03-278","Endodontic material","New item","Conform Fit Gutta-Percha Points F1 .i Gratia Maillefer, 60 per pack ProTaper Ultimate F1 GP Point","Pack"]
["RT296-03-279","Endodontic material","New item","Conform Fit Gutta-Percha Points F1 .i Gratia Maillefer, 60 per pack ProTaper Ultimate F1 GP Point","Pack"]
["RT296-03-280","Endodontic material","New item","File, pulp canal, dental:1* SX File, 1*slider,1* shaper,1*F1,1*F2,1*F3,1*FX,1*FXL, 21mm\n.i Gratia Maillefer ProTaper Ultimate shaper","Set"]
["RT296-03-281","Endodontic material","New item","File, pulp canal, dental:1* SX File, 1*slider,1* shaper,1*F1,1*F2,1*F3,1*FX,1*FXL, 25mm\n.i Gratia Maillefer ProTaper Ultimate shaper","Set"]
["RT296-03-282","Endodontic material","New item","File, pulp canal, dental:1* SX File, 1*slider,1* shaper,1*F1,1*F2,1*F3,1*FX,1*FXL, 31mm\n.i Gratia Maillefer ProTaper Ultimate shaper","Set"]
["RT296-03-283","Endodontic material","New item","File, pulp canal, dental:slider, upto 1mm M Wire, Changing cross section from rhomboid to parallelogram  and progressive taper File Slider 31mm, per pack  .i Gratia Maillefer ProTaper Ultimate shaper","Pack"]
["RT296-03-284","Endodontic material","New item","File, pulp canal, dental:slider, upto 1mm M Wire, Changing cross section from rhomboid to parallelogram  and progressive taper File Slider 25mm,6 per pack  .i Gratia Maillefer ProTaper Ultimate shaper","Pack"]
["RT296-03-285","Endodontic material","New item","File, pulp canal, dental:slider, upto 1mm M Wire, Changing cross section from rhomboid to parallelogram  and progressive taper File Slider 21mm,6 per pack  .i Gratia Maillefer ProTaper Ultimate shaper","Pack"]
["RT296-03-286","Endodontic material","New item","File, pulp canal, dental:shaper, upto 1mm Gold Wire, Changing cross section from rhomboid to parallelogram  and progressive taper File Shaper 21mm,6 per pack  .i Gratia Maillefer ProTaper Ultimate shaper","Pack"]
["RT296-03-287","Endodontic material","New item","File, pulp canal, dental:shaper, upto 1mm Gold Wire, Changing cross section from rhomboid to parallelogram  and progressive taper File Shaper 25mm,6 per pack  .i Gratia Maillefer ProTaper Ultimate shaper","Pack"]
["RT296-03-288","Endodontic material","New item","File, pulp canal, dental:shaper, upto 1mm Gold Wire, Changing cross section from rhomboid to parallelogram  and progressive taper File Shaper 31mm,6 per pack  .i Gratia Maillefer ProTaper Ultimate shaper","Pack"]
["RT296-03-289","Endodontic material","New item","File, pulp canal, dental:Finisher, upto 1 mm Gold Wire,  rhomboid cross section, fixed apical third taper and regressive taper File , F1 21mm, 6 per pack .i Gratia Maillefer ProTaper Ultimate Finisher F1","Pack"]
["RT296-03-290","Endodontic material","New item","File, pulp canal, dental:Finisher, upto 1 mm Gold Wire,  rhomboid cross section, fixed apical third taper and regressive taper File , F1 25mm, 6 per pack .i Gratia Maillefer ProTaper Ultimate Finisher F1","Pack"]
["RT296-03-291","Endodontic material","New item","File, pulp canal, dental:Finisher, upto 1 mm Gold Wire,  rhomboid cross section, fixed apical third taper and regressive taper File , F1 31mm, 6 per pack .i Gratia Maillefer ProTaper Ultimate Finisher F1","Pack"]
["RT296-03-292","Endodontic material","New item","File, pulp canal, dental:Finisher, upto 1 mm Gold Wire,  rhomboid cross section, fixed apical third taper and regressive taper File , F2 21mm, 6 per pack .i Gratia Maillefer ProTaper Ultimate Finisher F2"]
["RT296-03-293","Endodontic material","New item","File, pulp canal, dental:Finisher, upto 1 mm Gold Wire,  rhomboid cross section, fixed apical third taper and regressive taper File , F2 25mm, 6 per pack .i Gratia Maillefer ProTaper Ultimate Finisher F2"]
["RT296-03-294","Endodontic material","New item","File, pulp canal, dental:Finisher, upto 1 mm Gold Wire,  rhomboid cross section, fixed apical third taper and regressive taper File , F2 31mm, 6 per pack .i Gratia Maillefer ProTaper Ultimate Finisher F2","Pack"]
["RT296-03-295","Endodontic material","New item","File, pulp canal, dental:upto 1mm Gold Wire,  rhomboid cross section, fixed apical third taper and regressive taper File , F3 21mm,6 per pack  .i Gratia Maillefer ProTaper Ultimate Finisher F3","Pack"]
["RT296-03-296","Endodontic material","New item","File, pulp canal, dental: upto 1mm Gold Wire,  rhomboid cross section, fixed apical third taper and regressive taper File , F3 25mm,6 per pack .i Gratia Maillefer ProTaper Ultimate Finisher F3","Pack"]
["RT296-03-297","Endodontic material","New item","File, pulp canal, dental: upto 1mm Gold Wire,  rhomboid cross section, fixed apical third taper and regressive taper File , F3 31mm,6 per pack  .i Gratia Maillefer ProTaper Ultimate Finisher F3","Pack"]
["RT296-03-298","Endodontic material","New item","File, pulp canal, dental: 1.2 mm blue Wire,  rhomboid cross section, fixed apical 12% taper and  then regressive taper File ,Small Auxillary FX 21mm,3 per pack .i Gratia Maillefer ProTaper Ultimate Auxillary Finisher FX","Pack"]
["RT296-03-299","Endodontic material","New item"," File, pulp canal, dental: 1.2 mm Blue Wire,  rhomboid cross section,  fixed apical 12% taper and  then regressive  taper File ,Small Auxillary FX 25mm,3 per pack  .i Gratia Maillefer ProTaper Ultimate  Auxillary Finisher FX","Pack"]
["RT296-03-300","Endodontic material","New item","File, pulp canal, dental: 1.2 mm Blue Wire,  rhomboid cross section, fixed apical 12% taper and  then regressive taper File ,Small Auxillary FX 31mm,6 per pack  .i Gratia Maillefer ProTaper Ultimate  Auxillary Finisher FX","Pack"]
["RT296-03-301","Endodontic material","New item","File, pulp canal, dental: 1.2 mm Blue Wire,  rhomboid cross section, fixed apical 10% taper and  then regressive taper File , Large Auxillary FXL 21mm,6 per pack  .i Gratia Maillefer ProTaper Ultimate Large Auxillary Finisher FXL","Pack"]
["RT296-03-302","Endodontic material","New item","File, pulp canal, dental: 1.2 mm Blue Wire,  rhomboid cross section, fixed apical 10% taper and  then regressive taper File , Large Auxillary FXL 25mm,6 per pack  .i Gratia Maillefer ProTaper Ultimate Large Auxillary Finisher FXL","Pack"]
["RT296-03-303","Endodontic material","New item","File, pulp canal, dental: 1.2 mm Blue Wire,  rhomboid cross section, fixed apical 10% taper and  then regressive taper File , Large Auxillary FXL 31mm,6 per pack  .i Gratia Maillefer ProTaper Ultimate Large Auxillary Finisher FXL","Pack"]
["RT296-03-304","Endodontic material","Bur, dental, excavaTing: ISO No. 500 205 001 001 014, Tungsten Carbide, RA Long, Round, Plain Cut, Dia 1,4mm\r\n.i Gratia: Komet (Fig.H1)\r\nICN: 18-970-5812 EA\r\n","Bur, dental, excavaTing: ISO No. 500 205 001 001 014, Tungsten Carbide, RA Long, Round, Plain Cut, Dia 1,4mm\n.i Gratia: Komet (Fig.H1)\n\n","each"]
["RT296-03-305","Endodontic material","Bur, dental, excavaTing: ISO No. 500 205 001 001 018, Tungsten Carbide, RA Long, Round, Plain Cut, Dia 1,8mm\r\n.i Gratia: Komet (Fig.H1)\r\nICN: 18-970-5813 EA","Bur, dental, excavaTing: ISO No. 500 205 001 001 018, Tungsten Carbide, RA Long, Round, Plain Cut, Dia 1,8mm\n.i Gratia: Komet (Fig.H1)\n","each"]
["RT296-03-306","Endodontic material","Bur, dental, excavaTing: ISO No. 500 316 001 001 016, Tungsten Carbide, FGX- Long, Round, Plain Cut, Dia 1,6mm\r\n.i Gratia: Komet (Fig.H1)\r\nICN: 18-970-7934 EA","Bur, dental, excavaTing: ISO No. 500 316 001 001 016, Tungsten Carbide, FGX- Long, Round, Plain Cut, Dia 1,6mm\n.i Gratia: Komet (Fig.H1)\n","each"]
["RT296-03-307","Endodontic material","Drill, endodontic: Tungsten Carbide, FG Std, Tapered X-Long (9,0mm), Endo-Z, Dia 0,9mm\nEach\n.i Gratia: Maillefer\nICN: 18-970-9862 EA","Drill, endodontic: Tungsten Carbide, FG Std, Tapered X-Long (9,0mm), Endo-Z, Dia 0,9mm\nEach\n.i Gratia: Maillefer\n","each"]
["RT296-03-308","Endodontic material","Drill, endondotic: Steel, RA Std, Round, Long Neck, Post Removal, Dia 0.6mm\r\n1 Pack 6 Pieces\r\n.i Gratia: Maillefer\r\nICN:18-970-9861 EA","Drill, endondotic: Steel, RA Std, Round, Long Neck, Post Removal, Dia 0.6mm\n1 Pack 6 Pieces\n.i Gratia: Maillefer\n","pack"]
["RT296-03-309","Endodontic material","Drill, endondotic: Diamond, FG, Diamendo, Maillefer Ref 165\r\n1 Pack 6 Pieces\r\n.i Gratia: Maillefer\r\nICN: 18-174-7291 EA","Drill, endondotic: Diamond, FG, Diamendo, Maillefer Ref 165\n1 Pack 6 Pieces\n.i Gratia: Maillefer\n","each"]
["RT296-03-310","Endodontic material","Drill, endodontic: Diamond, FG, Endo Access Bur, Maillefer Ref 164\r\n1 Pack 6 Pieces\r\n.i Gratia: Maileffer\r\nICN: 18-174-7290 EA","Drill, endodontic: Diamond, FG, Endo Access Bur, Maillefer Ref 164\n1 Pack 6 Pieces\n.i Gratia: Maileffer\n","each"]
["RT296-03-311","Endodontic material","Drill, endodontic: Post space bur, 25mm, ISO 005 Dia\r\nEach\r\n.i Gratia: Maillefer\r\nICN: 18-095-5324 EA\r\n","Drill, endodontic: Post space bur, 25mm, ISO 005 Dia\nEach\n.i Gratia: Maillefer\n\n","each"]
["RT296-03-312","Endodontic material","Drill, endodontic: Post space bur, 25mm, ISO 007 Dia\r\nEach\r\n.i Gratia: Maillefer\r\nICN: 18-095-5323 EA","Drill, endodontic: Post space bur, 25mm, ISO 007 Dia\nEach\n.i Gratia: Maillefer\n","each"]
["RT296-03-313","Endodontic material","Drill, endodontic: Post space bur, 31mm, ISO 005 Dia\r\nEach\r\n.i Gratia: Maillefer\r\nICN: 18-095-5321 EA","Drill, endodontic: Post space bur, 31mm, ISO 005 Dia\nEach\n.i Gratia: Maillefer\n","each"]
["RT296-03-314","Endodontic material","Drill, endodontic: Post space bur, 31mm, ISO 007 Dia\r\nEach\r\n.i Gratia: Maillefer\r\nICN: 18-095-5322 EA","Drill, endodontic: Post space bur, 31mm, ISO 007 Dia\nEach\n.i Gratia: Maillefer\n","each"]
["RT296-03-315","Endodontic material","Drill, endodontic: Therma-cut, assorted - Dia 012, 014 & 016\r\nAssortment of 6 (2 x 012, 2 x 014, 2 x 016)\r\n.i Gratia: Maillefer\r\nICN: 18-095-5320 SE","Drill, endodontic: Therma-cut, assorted - Dia 012, 014 & 016\nAssortment of 6 (2 x 012, 2 x 014, 2 x 016)\n.i Gratia: Maillefer\n","set"]
["RT296-03-316","Endodontic material","Reamer set, pulp canal, dental: Gates Glidden Type G, ISO No. 310 204 679 336 Set (005-015)\n1 Pack 6 Pieces\n.i Gratia: Maillefer\nICN: 18-970-5809 SE\nRT296-03-262 to RT296-03-275 will be awarded as a series\n","Reamer set, pulp canal, dental: Gates Glidden Type G, ISO No. 310 204 679 336 Set (005-015)\n1 Pack 6 Pieces\n.i Gratia: Maillefer\nItem RT296-03-316 to RT296-03-329 will be awarded as a series\n","pack"]
["RT296-03-317","Endodontic material","Reamer, Pulp Canal, Dental: Gates Glidden Type G, ISO No. 310 204 679 336 005\r\n1 Pack 6 Pieces\r\n.i Gratia: Maillefer\r\nICN: 18-970-9822 PK","Reamer, Pulp Canal, Dental: Gates Glidden Type G, ISO No. 310 204 679 336 005\n1 Pack 6 Pieces\n.i Gratia: Maillefer\n","pack"]
["RT296-03-318","Endodontic material","Reamer, Pulp Canal, Dental: Gates Glidden Type G, ISO No. 310 204 679 336 007\r\n1 Pack 6 Pieces\r\n.i Gratia: Maillefer\r\nICN: 18-970-9823 PK","Reamer, Pulp Canal, Dental: Gates Glidden Type G, ISO No. 310 204 679 336 007\n1 Pack 6 Pieces\n.i Gratia: Maillefer\n","pack"]
["RT296-03-319","Endodontic material","Reamer, Pulp Canal, Dental: Gates Glidden Type G, ISO No. 310 204 679 336 009\r\n1 Pack 6 Pieces\r\n.i Gratia: Maillefer\r\nICN: 18-970-9824 PK","Reamer, Pulp Canal, Dental: Gates Glidden Type G, ISO No. 310 204 679 336 009\n1 Pack 6 Pieces\n.i Gratia: Maillefer\n","pack"]
["RT296-03-320","Endodontic material","Reamer, Pulp Canal, Dental: Gates Glidden Type G, ISO No. 310 204 679 336 011\r\n1 Pack 6 Pieces\r\n.i Gratia: Maillefer\r\nICN: 18-970-9821 PK","Reamer, Pulp Canal, Dental: Gates Glidden Type G, ISO No. 310 204 679 336 011\n1 Pack 6 Pieces\n.i Gratia: Maillefer\n","pack"]
["RT296-03-321","Endodontic material","Reamer, Pulp Canal, Dental: Gates Glidden Type G, ISO No. 310 204 679 336 013\r\n1 Pack 6 Pieces\r\n.i Gratia: Maillefer\r\nICN: 18-970-9820 PK","Reamer, Pulp Canal, Dental: Gates Glidden Type G, ISO No. 310 204 679 336 013\n1 Pack 6 Pieces\n.i Gratia: Maillefer\n","pack"]
["RT296-03-322","Endodontic material","Reamer, Pulp Canal, Dental: Gates Glidden Type G, ISO No. 310 204 679 336 015\r\n1 Pack 6 Pieces\r\n.i Gratia: Maillefer\r\nICN: 18-970-9819 PK","Reamer, Pulp Canal, Dental: Gates Glidden Type G, ISO No. 310 204 679 336 015\n1 Pack 6 Pieces\n.i Gratia: Maillefer\n","pack"]
["RT296-03-323","Endodontic material","Reamer Set, Pulp Canal, Dental: Type P, ISO No. 310 204 682 336 Set (007-017)\r\n1 Pack 6 Pieces\r\n.i Gratia: Maillefer\r\nICN: 18-970-7593 PK\r\nItem RT296-03-201ME to Rt 296-03-207ME will be awarded as a series. ","Reamer Set, Pulp Canal, Dental: Type P, ISO No. 310 204 682 336 Set (007-017)\n1 Pack 6 Pieces\n.i Gratia: Maillefer\n","pack"]
["RT296-03-324","Endodontic material","Reamer, Pulp Canal, Dental: Type P, ISO No. 310 204 682 336 007\r\n1 Pack 6 Pieces\r\n.i Gratia: Maillefer\r\nICN: 18-970-9826 PK","Reamer, Pulp Canal, Dental: Type P, ISO No. 310 204 682 336 007\n1 Pack 6 Pieces\n.i Gratia: Maillefer\n","pack"]
["RT296-03-325","Endodontic material","Reamer, Pulp Canal, Dental: Type P, ISO No. 310 204 682 336 009\r\n1 Pack 6 Pieces\r\n.i Gratia: Maillefer\r\nICN: 18-970-9830 PK","Reamer, Pulp Canal, Dental: Type P, ISO No. 310 204 682 336 009\n1 Pack 6 Pieces\n.i Gratia: Maillefer\n","pack"]
["RT296-03-326","Endodontic material","Reamer, Pulp Canal, Dental: Type P, ISO No. 310 204 682 336 011\r\n1 Pack 6 Pieces\r\n.i Gratia: Maillefer\r\nICN: 18-970-9829 PK","Reamer, Pulp Canal, Dental: Type P, ISO No. 310 204 682 336 011\n1 Pack 6 Pieces\n.i Gratia: Maillefer\n","pack"]
["RT296-03-327","Endodontic material","Reamer, Pulp Canal, Dental: Type P, ISO No. 310 204 682 336 013\r\n1 Pack 6 Pieces\r\n.i Gratia: Maillefer\r\nICN: 18-970-9825 PK","Reamer, Pulp Canal, Dental: Type P, ISO No. 310 204 682 336 013\n1 Pack 6 Pieces\n.i Gratia: Maillefer\n","pack"]
["RT296-03-328","Endodontic material","Reamer, Pulp Canal, Dental: Type P, ISO No. 310 204 682 336 015\r\n1 Pack 6 Pieces\r\n.i Gratia: Maillefer\r\nICN: 18-970-9827 PK","Reamer, Pulp Canal, Dental: Type P, ISO No. 310 204 682 336 015\n1 Pack 6 Pieces\n.i Gratia: Maillefer\n","pack"]
["RT296-03-329","Endodontic material","Reamer, Pulp Canal, Dental: Type P, ISO No. 310 204 682 336 017\r\n1 Pack 6 Pieces\r\n.i Gratia: Maillefer\r\nICN: 18-970-9828 PK","Reamer, Pulp Canal, Dental: Type P, ISO No. 310 204 682 336 017\n1 Pack 6 Pieces\n.i Gratia: Maillefer\n","pack"]
["RT296-03-330","Endodontic material","Point, Endodontic: GP, Master Cones, ISO No.010\n1 Vial 20 Pieces\n.i Gratia: Maillefer\nICN: 18-970-7531 VI\nRT296-03-276 to RT296-03-294 will be awarded as a series\n","Point, Endodontic: GP, Master Cones, ISO No.010\n1 Vial 20 Pieces\n.i Gratia: Maillefer\nICN: 18-970-7531 VI\nItem RT296-03-330 to RT296-03-348 will be awarded as a series\n","Vial"]
["RT296-03-331","Endodontic material","Point, Endodontic: GP, Master Cones, ISO No.015\r\n1 Vial 20 Pieces\r\n.i Gratia: Maillefer\r\nICN: 18-970-7532 VI","Point, Endodontic: GP, Master Cones, ISO No.015\n1 Vial 20 Pieces\n.i Gratia: Maillefer\n","Vial"]
["RT296-03-332","Endodontic material","Point, Endodontic: GP, Master Cones, ISO No.020\r\n1 Vial 20 Pieces\r\n.i Gratia: Maillefer\r\nICN: 18-970-7534 VI","Point, Endodontic: GP, Master Cones, ISO No.020\n1 Vial 20 Pieces\n.i Gratia: Maillefer\n","Vial"]
["RT296-03-333","Endodontic material","Point, Endodontic: GP, Master Cones, ISO No.025\r\n1 Vial 20 Pieces\r\n.i Gratia: Maillefer\r\nICN: 18-970-7535  VI","Point, Endodontic: GP, Master Cones, ISO No.025\n1 Vial 20 Pieces\n.i Gratia: Maillefer\n","Vial"]
["RT296-03-334","Endodontic material","Point, Endodontic: GP, Master Cones, ISO No.030\r\n1 Vial 20 Pieces\r\n.i Gratia: Maillefer\r\nICN: 18-970-7047 VI","Point, Endodontic: GP, Master Cones, ISO No.030\n1 Vial 20 Pieces\n.i Gratia: Maillefer\n","Vial"]
["RT296-03-335","Endodontic material","Point, Endodontic: GP, Master Cones, ISO No.035\r\n1 Vial 20 Pieces\r\n.i Gratia: Maillefer\r\nICN: 18-970-7048 VI","Point, Endodontic: GP, Master Cones, ISO No.035\n1 Vial 20 Pieces\n.i Gratia: Maillefer\n","Vial"]
["RT296-03-336","Endodontic material","Point, Endodontic: GP, Master Cones, ISO No.040\r\n1 Vial 20 Pieces\r\n.i Gratia: Maillefer\r\nICN: 18-970-7049 VI","Point, Endodontic: GP, Master Cones, ISO No.040\n1 Vial 20 Pieces\n.i Gratia: Maillefer\n","Vial"]
["RT296-03-337","Endodontic material","Point, Endodontic: GP, Master Cones, ISO No.045\r\n1 Vial 20 Pieces\r\n.i Gratia: Maillefer\r\nICN: 18-970-7050 VI","Point, Endodontic: GP, Master Cones, ISO No.045\n1 Vial 20 Pieces\n.i Gratia: Maillefer\n","Vial"]
["RT296-03-338","Endodontic material","Point, Endodontic: GP, Master Cones, ISO No.050\r\n1 Vial 20 Pieces\r\n.i Gratia: Maillefer\r\nICN: 18-970-7051 VI","Point, Endodontic: GP, Master Cones, ISO No.050\n1 Vial 20 Pieces\n.i Gratia: Maillefer\n","Vial"]
["RT296-03-339","Endodontic material","Point, Endodontic: GP, Master Cones, ISO No.055\r\n1 Vial 20 Pieces\r\n.i Gratia: Maillefer\r\nICN: 18-970-7052 VI","Point, Endodontic: GP, Master Cones, ISO No.055\n1 Vial 20 Pieces\n.i Gratia: Maillefer\n","Vial"]
["RT296-03-340","Endodontic material","Point, Endodontic: GP, Master Cones, ISO No.060\r\n1 Vial 20 Pieces\r\n.i Gratia: Maillefer\r\nICN: 18-970-7053 VI","Point, Endodontic: GP, Master Cones, ISO No.060\n1 Vial 20 Pieces\n.i Gratia: Maillefer\n","Vial"]
["RT296-03-341","Endodontic material","Point, Endodontic: GP, Master Cones, ISO No.070\r\n1 Vial 20 Pieces\r\n.i Gratia: Maillefer\r\nICN: 18-970-7054 VI","Point, Endodontic: GP, Master Cones, ISO No.070\n1 Vial 20 Pieces\n.i Gratia: Maillefer\n","Vial"]
["RT296-03-342","Endodontic material","Point, Endodontic: GP, Master Cones, ISO No.080\r\n1 Vial 20 Pieces\r\n.i Gratia: Maillefer\r\nICN: 18-970-7055 VI","Point, Endodontic: GP, Master Cones, ISO No.080\n1 Vial 20 Pieces\n.i Gratia: Maillefer\n","Vial"]
["RT296-03-343","Endodontic material","Point, Endodontic: GP, Master Cones, ISO No.090\r\n1 Vial 10 Pieces\r\n.i Gratia: Maillefer\r\nICN: 18-970-7056 VI","Point, Endodontic: GP, Master Cones, ISO No.090\n1 Vial 10 Pieces\n.i Gratia: Maillefer\n","Vial"]
["RT296-03-344","Endodontic material","Point, Endodontic: GP, Master Cones, ISO No.100\r\n1 Vial 10 Pieces\r\n.i Gratia: Maillefer\r\nICN: 18-970-7057 VI","Point, Endodontic: GP, Master Cones, ISO No.100\n1 Vial 10 Pieces\n.i Gratia: Maillefer\n","Vial"]
["RT296-03-345","Endodontic material","Point, Endodontic: GP, Master Cones, ISO No.110\r\n1 Vial 10 Pieces\r\n.i Gratia: Maillefer\r\nICN: 18-970-7058 VI","Point, Endodontic: GP, Master Cones, ISO No.110\n1 Vial 10 Pieces\n.i Gratia: Maillefer\n","Vial"]
["RT296-03-346","Endodontic material","Point, Endodontic: GP, Master Cones, ISO No.120\r\n1 Vial 10 Pieces\r\n.i Gratia: Maillefer\r\nICN: 18-970-7059 VI","Point, Endodontic: GP, Master Cones, ISO No.120\n1 Vial 10 Pieces\n.i Gratia: Maillefer\n","Vial"]
["RT296-03-347","Endodontic material","Point, Endodontic: GP, Master Cones, ISO No.130\r\n1 Vial 10 Pieces\r\n.i Gratia: Maillefer\r\nICN: 18-970-7060 VI","Point, Endodontic: GP, Master Cones, ISO No.130\n1 Vial 10 Pieces\n.i Gratia: Maillefer\n","Vial"]
["RT296-03-348","Endodontic material","Point, Endodontic: GP, Master Cones, ISO No.140\r\n1 Vial 10 Pieces\r\n.i Gratia: Maillefer\r\nICN: 18-970-7061 VI","Point, Endodontic: GP, Master Cones, ISO No.140\n1 Vial 10 Pieces\n.i Gratia: Maillefer\n","Vial"]
["RT296-03-349","Endodontic material","Point, Endodontic: GP, Secondary Cones, Fine-Fine\n1 Vial 20 Pieces\n.i Gratia: Maillefer\nICN: 18-970-5083 VI\nItem RT296-03-295 to RT296-03-296 will be awarded as series","Point, Endodontic: GP, Secondary Cones, Fine-Fine\n1 Vial 20 Pieces\n.i Gratia: Maillefer\nItem RT296-03-349 to RT296-03-350 will be awarded as series","Vial"]
["RT296-03-350","Endodontic material","Point, Endodontic: GP, Secondary Cones, Medium-Fine\r\n1 Vial 20 Pieces\r\n.i Gratia: Maillefer\r\nICN: 18-970-5804 VI","Point, Endodontic: GP, Secondary Cones, Medium-Fine\n1 Vial 20 Pieces\n.i Gratia: Maillefer\n","Vial"]
["RT296-03-351","Endodontic material","Point, Endodontic: Gutta-Percha, Auxilliary, Assortment Sizes A,B,C and D\n1 Box of 4 Tubes, Total of 120 Pieces\n.i Gratia: Maillefer\nICN: 18-007-2748 BX\nRT296-03-297 to RT296-03-301 will be awarded as a series\n ","Point, Endodontic: Gutta-Percha, Auxilliary, Assortment Sizes A,B,C and D\n1 Box of 4 Tubes, Total of 120 Pieces\n.i Gratia: Maillefer\nItem RT296-03-351 to RT296-03-355 will be awarded as a series\n ","kit"]
["RT296-03-352","Endodontic material","Point, Endodontic: Gutta-Percha, Auxilliary, Size A\r\n1 Box of 4 Tubes, Total of 120 Pieces\r\n.i Gratia: Maillefer\r\nICN: 18-007-2750 BX","Point, Endodontic: Gutta-Percha, Auxilliary, Size A\n1 Box of 4 Tubes, Total of 120 Pieces\n.i Gratia: Maillefer\n","box"]
["RT296-03-353","Endodontic material","Point, Endodontic: Gutta-Percha, Auxilliary, Size B\r\n1 Box of 4 Tubes, Total of 120 Pieces\r\n.i Gratia: Maillefer\r\nICN: 18-007-2753 BX","Point, Endodontic: Gutta-Percha, Auxilliary, Size B\n1 Box of 4 Tubes, Total of 120 Pieces\n.i Gratia: Maillefer\n","box"]
["RT296-03-354","Endodontic material","Point, Endodontic: Gutta-Percha, Auxilliary, Size C\r\n1 Box of 4 Tubes, Total of 120 Pieces\r\n.i Gratia: Maillefer\r\nICN: 18-007-2754 BX","Point, Endodontic: Gutta-Percha, Auxilliary, Size C\n1 Box of 4 Tubes, Total of 120 Pieces\n.i Gratia: Maillefer\n","box"]
["RT296-03-355","Endodontic material","Point, Endodontic: Gutta-Percha, Auxilliary, Size D\r\n1 Box of 4 Tubes, Total of 120 Pieces\r\n.i Gratia: Maillefer\r\nICN: 18-007-2755 BX","Point, Endodontic: Gutta-Percha, Auxilliary, Size D\n1 Box of 4 Tubes, Total of 120 Pieces\n.i Gratia: Maillefer\n","box"]
["RT296-03-356","Endodontic material","Point Endodontic: GP Point F1, 020, Matching Multiple Taper files \n1 box 60 pieces\n.i Gratia:  Maillefer Pro Taper GP F1 20 (A022X020)\n ICN: 18-182-0441 BX\nRT296-03-302 to RT296-03-306\n","Point Endodontic: GP Point F1, 020, Matching Multiple Taper files \n1 box 60 pieces\n.i Gratia:  Maillefer Pro Taper GP F1 20 (A022X020)\nItem RT296-03-356 to RT296-03-360 will be awarded as a series\n","box"]
["RT296-03-357","Endodontic material","Point Endodontic: GP Point F2, 025, Matching Multiple Taper files \r\n1 box 60 pieces\r\n.i Gratia:  Maillefer Pro Taper GP F2 25 (A022X025)\r\nICN: 18-182-0442 BX","Point Endodontic: GP Point F2, 025, Matching Multiple Taper files \n1 box 60 pieces\n.i Gratia:  Maillefer Pro Taper GP F2 25 (A022X025)\n","box"]
["RT296-03-358","Endodontic material","Point Endodontic: GP Point F3, 030, Matching Multiple Taper files \r\n1 box 60 pieces\r\n.i Gratia:  Maillefer Pro Taper GP F3 30 (A022X030)\r\nICN: RT-296-0103 BX","Point Endodontic: GP Point F3, 030, Matching Multiple Taper files \n1 box 60 pieces\n.i Gratia:  Maillefer Pro Taper GP F3 30 (A022X030)\n","box"]
["RT296-03-359","Endodontic material","Point Endodontic: GP Point F1-F3, Assorted, Matching Multiple Taper files \r\n1 box 60 pieces\r\n.i Gratia:  Maillefer Pro Taper GP F1-F3  (A022X20-30)\r\nICN: 18-182-0429 BX","Point Endodontic: GP Point F1-F3, Assorted, Matching Multiple Taper files \n1 box 60 pieces\n.i Gratia:  Maillefer Pro Taper GP F1-F3  (A022X20-30)\n","box"]
["RT296-03-360","Endodontic material","Point Endodontic: GP Point F4-F5, Assorted, Matching Multiple Taper files \r\n1 box 60 pieces\r\n.i Gratia:  Maillefer Pro Taper GP F4-F5  (A022X40-50)\r\nICN: 18-182-0437 BX","Point Endodontic: GP Point F4-F5, Assorted, Matching Multiple Taper files \n1 box 60 pieces\n.i Gratia:  Maillefer Pro Taper GP F4-F5  (A022X40-50)\n","box"]
["RT296-03-361","Endodontic material","Point, Endodontic: Obturator, 25mm, ISO No.020, Matching multiple taper files\n1 Pack 6 Pieces\n.i Gratia: MailleferThermafill 020\nICN: 18-032-0377 PK\nItem RT296-03-307 to RT296-03-328 will be awrded as a series.","Point, Endodontic: Obturator, 25mm, ISO No.020, Matching multiple taper files\n1 Pack 6 Pieces\n.i Gratia: MailleferThermafill 020\nItem RT296-03-361 to RT296-03-382 will be awrded as a series.","pack"]
["RT296-03-362","Endodontic material","Point, Endodontic: Obturator, 25mm, ISO No.025, Matching multiple taper files\r\n1 Pack 6 Pieces\r\n.i Gratia: MailleferThermafill 025\r\nICN: 18-032-0379 PK","Point, Endodontic: Obturator, 25mm, ISO No.025, Matching multiple taper files\n1 Pack 6 Pieces\n.i Gratia: MailleferThermafill 025\n","pack"]
["RT296-03-363","Endodontic material","Point, Endodontic: Obturator, 25mm, ISO No.030, Matching multiple taper files\r\n1 Pack 6 Pieces\r\n.i Gratia: MailleferThermafill 030\r\nICN: 18-032-0383 PK","Point, Endodontic: Obturator, 25mm, ISO No.030, Matching multiple taper files\n1 Pack 6 Pieces\n.i Gratia: MailleferThermafill 030\n","pack"]
["RT296-03-364","Endodontic material","Point, Endodontic: Obturator, 25mm, ISO No.035, Matching multiple taper files\r\n1 Pack 6 Pieces\r\n.i Gratia: MailleferThermafill 035\r\nICN: 18-032-0385 PK","Point, Endodontic: Obturator, 25mm, ISO No.035, Matching multiple taper files\n1 Pack 6 Pieces\n.i Gratia: MailleferThermafill 035\n","pack"]
["RT296-03-365","Endodontic material","Point, Endodontic: Obturator, 25mm, ISO No.040, Matching multiple taper files\r\n1 Pack 6 Pieces\r\n.i Gratia: MailleferThermafill 040\r\nICN: 18-032-0386 PK","Point, Endodontic: Obturator, 25mm, ISO No.040, Matching multiple taper files\n1 Pack 6 Pieces\n.i Gratia: MailleferThermafill 040\n","pack"]
["RT296-03-366","Endodontic material","Point, Endodontic: Obturator, 25mm, ISO No.045, Matching multiple taper files\r\n1 Pack 6 Pieces\r\n.i Gratia: MailleferThermafill 045\r\nICN: 18-032-0389 PK","Point, Endodontic: Obturator, 25mm, ISO No.045, Matching multiple taper files\n1 Pack 6 Pieces\n.i Gratia: MailleferThermafill 045\n","pack"]
["RT296-03-367","Endodontic material","Point, Endodontic: Obturator, 25mm, ISO No.050, Matching multiple taper files\r\n1 Pack 6 Pieces\r\n.i Gratia: MailleferThermafill 050\r\nICN: 18-032-0395 PK","Point, Endodontic: Obturator, 25mm, ISO No.050, Matching multiple taper files\n1 Pack 6 Pieces\n.i Gratia: MailleferThermafill 050\n","pack"]
["RT296-03-368","Endodontic material","Point, Endodontic: Obturator, 25mm, ISO No.055, Matching multiple taper files\r\n1 Pack of 6 Pieces\r\n.i Gratia: MailleferThermafill 055\r\nICN: 18-032-0399 PK","Point, Endodontic: Obturator, 25mm, ISO No.055, Matching multiple taper files\n1 Pack of 6 Pieces\n.i Gratia: MailleferThermafill 055\n","pack"]
["RT296-03-369","Endodontic material","Point, Endodontic: Obturator, 25mm, ISO No.060, Matching multiple taper files\r\n1 Pack of 6 Pieces\r\n.i Gratia: MailleferThermafill 060\r\nICN: 18-032-0401 PK","Point, Endodontic: Obturator, 25mm, ISO No.060, Matching multiple taper files\n1 Pack of 6 Pieces\n.i Gratia: MailleferThermafill 060\n","pack"]
["RT296-03-370","Endodontic material","Point, Endodontic: Obturator, 25mm, ISO No.070, Matching multiple taper files\r\n1 Pack of 6 Pieces\r\n.i Gratia: MailleferThermafill 070\r\nICN: 18-032-0403 PK","Point, Endodontic: Obturator, 25mm, ISO No.070, Matching multiple taper files\n1 Pack of 6 Pieces\n.i Gratia: MailleferThermafill 070\n","pack"]
["RT296-03-371","Endodontic material","Point, Endodontic: Obturator, 25mm, ISO No.080, Matching multiple taper files\r\n1 Pack of 6 Pieces\r\n.i Gratia: MailleferThermafill 080\r\nICN: 18-032-0405PK","Point, Endodontic: Obturator, 25mm, ISO No.080, Matching multiple taper files\n1 Pack of 6 Pieces\n.i Gratia: MailleferThermafill 080\n","pack"]
["RT296-03-372","Endodontic material","Point, Endodontic: Obturator, 25mm, ISO No.090, Matching multiple taper files\r\n1 Pack of  6 Pieces\r\n.i Gratia: MailleferThermafill 090\r\nICN: 18-032-0408 PK","Point, Endodontic: Obturator, 25mm, ISO No.090, Matching multiple taper files\n1 Pack of  6 Pieces\n.i Gratia: MailleferThermafill 090\n","pack"]
["RT296-03-373","Endodontic material","Point, Endodontic: Obturator, 25mm, ISO No.100, Matching multiple taper files\r\n1 Pack of 6 Pieces\r\n.i Gratia: MailleferThermafill 100\r\nICN:18-032-0410 PK","Point, Endodontic: Obturator, 25mm, ISO No.100, Matching multiple taper files\n1 Pack of 6 Pieces\n.i Gratia: MailleferThermafill 100\n","pack"]
["RT296-03-374","Endodontic material","Point, Endodontic: Obturator, 25mm, ISO No.110, Matching multiple taper files\r\n1 Pack of 6 Pieces\r\n.i Gratia: MailleferThermafill 110\r\nICN: 18-032-0412 PK","Point, Endodontic: Obturator, 25mm, ISO No.110, Matching multiple taper files\n1 Pack of 6 Pieces\n.i Gratia: MailleferThermafill 110\n","pack"]
["RT296-03-375","Endodontic material","Point, Endodontic: Obturator, 25mm, ISO No.120, Matching multiple taper files\r\n1 Pack of 6 Pieces\r\n.i Gratia: MailleferThermafill 120\r\nICN: 18-032-0414 PK","Point, Endodontic: Obturator, 25mm, ISO No.120, Matching multiple taper files\n1 Pack of 6 Pieces\n.i Gratia: MailleferThermafill 120\n","pack"]
["RT296-03-376","Endodontic material","Point, Endodontic: Obturator, 25mm, ISO No.130, Matching multiple taper files\r\n1 Pack of 6 Pieces\r\n.i Gratia: MailleferThermafill 130\r\nICN: 18-032-0416 PK","Point, Endodontic: Obturator, 25mm, ISO No.130, Matching multiple taper files\n1 Pack of 6 Pieces\n.i Gratia: MailleferThermafill 130\n","pack"]
["RT296-03-377","Endodontic material","Point, Endodontic: Obturator, 25mm, ISO No.140, Matching multiple taper files\r\n1 Pack of 6 Pieces\r\n.i Gratia: MailleferThermafill 140\r\nICN: 18-032-0418 PK","Point, Endodontic: Obturator, 25mm, ISO No.140, Matching multiple taper files\n1 Pack of 6 Pieces\n.i Gratia: MailleferThermafill 140\n","pack"]
["RT296-03-378","Endodontic material","Point, Endodontic: Obturator, 25mm, F1 Matching multiple taper files\n1 Pack of 6 Pieces\n.i Gratia: MailleferThermafill : Pro taper Oburator F1 (A1411F1)\nICN: 18-182-0410 PK","Point, Endodontic: Obturator, 25mm, F1 Matching multiple taper files\n1 Pack of 6 Pieces\n.i Gratia: MailleferThermafill : Pro taper Oburator F1 (A1411F1)\n","pack"]
["RT296-03-379","Endodontic material","Point, Endodontic: Obturator, 25mm, F2 Matching multiple taper files\n1 Pack of 6 Pieces\n.i Gratia: MailleferThermafill : Pro taper Oburator F2 (A1411F2)\nICN: 18-182-0412 PK","Point, Endodontic: Obturator, 25mm, F2 Matching multiple taper files\n1 Pack of 6 Pieces\n.i Gratia: MailleferThermafill : Pro taper Oburator F2 (A1411F2)\n","pack"]
["RT296-03-380","Endodontic material","Point, Endodontic: Obturator, 25mm, F3 Mashing multiple taper files\n1 Pack of 6 Pieces\n.i Gratia: MailleferThermafill : Pro taper Oburator F3 (A1411F3)\nICN: 18-182-0414 PK","Point, Endodontic: Obturator, 25mm, F3 Mashing multiple taper files\n1 Pack of 6 Pieces\n.i Gratia: MailleferThermafill : Pro taper Oburator F3 (A1411F3)\n","pack"]
["RT296-03-381","Endodontic material","Point, Endodontic: Obturator, 25mm, F4 Mashing multiple taper files\n1 Pack of 6 Pieces\n.i Gratia: MailleferThermafill : Pro taper Oburator F4 (A1411F4)\nICN: 18-182-0415 PK","Point, Endodontic: Obturator, 25mm, F4 Mashing multiple taper files\n1 Pack of 6 Pieces\n.i Gratia: MailleferThermafill : Pro taper Oburator F4 (A1411F4)\n","pack"]
["RT296-03-382","Endodontic material","Point, Endodontic: Obturator, 25mm, F5 Matching multiple taper files\n1 Pack of 6 Pieces\n.i Gratia: MailleferThermafill : Pro taper Oburator F5 (A1411F5)\nICN: 18-182-0423 PK","Point, Endodontic: Obturator, 25mm, F5 Matching multiple taper files\n1 Pack of 6 Pieces\n.i Gratia: MailleferThermafill : Pro taper Oburator F5 (A1411F5)\n","pack"]
["RT296-03-383","Endodontic material","Point. endodontic: Obturator pulp canal: for Protaper next  size X 2.  Pack of 6                                                                                                   .i Gratia:  Mailefer PTN X2 :( A1803B0042500)                                                                                                                                            ICN:                                                                                                                                          Must be compatible with Protaper Next, GP points and obturators  \nRT296-03-329 to RT296-03-335 will be awarded as a series                 ","Point. endodontic: Obturator pulp canal: for Protaper next  size X 2.  Pack of 6                                                                                                   .i Gratia:  Mailefer PTN X2 :( A1803B0042500)                                                                                                                                            ICN:                                                                                                                                          Must be compatible with Protaper Next, GP points and obturators  \nItem RT296-03-383 to RT296-03-389 will be awarded as a series                 ","pack"]
["RT296-03-384","Endodontic material","Point. endodontic: Obturator pulp canal: for Protaper next  size X 3.  Pack of 6                                                                                                   .i Gratia:  Mailefer PTN X 3 :( A1803B0043000)                                                                                                                                            ICN:                                                                                                                                          Must be compatible with Protaper Next, GP points and obturators                    ","Point. endodontic: Obturator pulp canal: for Protaper next  size X 3.  Pack of 6                                                                                                   .i Gratia:  Mailefer PTN X 3 :( A1803B0043000)                                                                                                                                                                                                                                                                               Must be compatible with Protaper Next, GP points and obturators                    ","pack"]
["RT296-03-385","Endodontic material","Point. endodontic: Obturator pulp canal: for Protaper next  size X 4.  Pack of 6                                                                                                   .i Gratia:  Mailefer PTN X 4 :( A1803B0044000)                                                                                                                                            ICN:                                                                                                                                             Must be compatible with Protaper Next, GP points and obturators                    ","Point. endodontic: Obturator pulp canal: for Protaper next  size X 4.  Pack of 6                                                                                                   .i Gratia:  Mailefer PTN X 4 :( A1803B0044000)                                                                                                                                                                                                                                                                                       Must be compatible with Protaper Next, GP points and obturators                    ","pack"]
["RT296-03-386","Endodontic material","Point. endodontic: Obturator pulp canal: for Protaper next  size X 5.  Pack of 6                                                                                                   .i Gratia:  Mailefer PTN X5 :( A1803B0045000)                                                                                                                                            ICN:                                                                                                                                          Must be compatible with Protaper Next, GP points and obturators                    ","Point. endodontic: Obturator pulp canal: for Protaper next  size X 5.  Pack of 6                                                                                                   .i Gratia:  Mailefer PTN X5 :( A1803B0045000)                                                                                                                                                                                                                                                                                  Must be compatible with Protaper Next, GP points and obturators                    ","pack"]
["RT296-03-387","Endodontic material","Point. endodontic: Gutta Percha points: for Protataper next  size X2.  Pack of 60                                                                                                   \n.i Gratia:  Mailefer GP Points for next system 2 :( A02200000200)                                                                                                                                            ICN:                                                                                                                                            Must be compatible with Protaper Next, GP points and obturators \n                   ","Point. endodontic: Gutta Percha points: for Protataper next  size X2.  Pack of 60                                                                                                   \n.i Gratia:  Mailefer GP Points for next system 2 :( A02200000200)                                                                                                                                                                                                                                                                          Must be compatible with Protaper Next, GP points and obturators \n                   ","pack"]
["RT296-03-388","Endodontic material","Point. endodontic: Gutta Percha points: for Protataper next  size X 3.  Pack of 60                                                                                                   \n.i Gratia:  Mailefer GP Points for next system X 3 :( A02200000300)                                                                                                                                            ICN:                                                                                                                                              Must be compatible with Protaper Next, GP points and obturators                    ","Point. endodontic: Gutta Percha points: for Protataper next  size X 3.  Pack of 60                                                                                                   \n.i Gratia:  Mailefer GP Points for next system X 3 :( A02200000300)                                                                                                                                                                                                                                                                              Must be compatible with Protaper Next, GP points and obturators                    ","pack"]
["RT296-03-389","Endodontic material","Point. endodontic: Gutta Percha points: for Protataper next  size X 4 and X5.  Pack of 30X4 and 30X5                                                                                                   .i Gratia:  Mailefer GP Points for next system X 4 and X5 :( A02200090100)                                                                                                                                            ICN:                                                                                                                                            Must be compatible with Protaper Next, GP points and obturators                    ","Point. endodontic: Gutta Percha points: for Protataper next  size X 4 and X5.  Pack of 30X4 and 30X5                                                                                                   .i Gratia:  Mailefer GP Points for next system X 4 and X5 :( A02200090100)                                                                                                                                                                                                                                                                               Must be compatible with Protaper Next, GP points and obturators                    ","pack"]
["RT296-03-390","Endodontic material","Point. endodontic: Gutta Percha points: for Protataper Gold  size F1.  Pack of 60                                                                                                   \n.i Gratia:  Mailefer GP Points for Protaper |Gold  :( A241X00000100)                                                                                                                                            ICN:                                                                                                                                               Must be compatible with Protaper Gold, GP points and obturators        \nRT296-03-336 to RT296-03-345 will be awarded as a series            ","Point. endodontic: Gutta Percha points: for Protataper Gold  size F1.  Pack of 60                                                                                                   \n.i Gratia:  Mailefer GP Points for Protaper |Gold  :( A241X00000100)                                                                                                                                                                                                                                                                               Must be compatible with Protaper Gold, GP points and obturators        \nItem RT296-03-390 to RT296-03-399 will be awarded as a series            ","pack"]
["RT296-03-391","Endodontic material","Point. endodontic: Gutta Percha points: for Protataper Gold  size F2  Pack of 60                                                                                                   \n.i Gratia:  Mailefer GP Points for Protaper |Gold  :( A241X00000200)                                                                                                                                            ICN:                                                                                                                                           Must be compatible with Protaper Gold, GP points and obturators                    ","Point. endodontic: Gutta Percha points: for Protataper Gold  size F2  Pack of 60                                                                                                   \n.i Gratia:  Mailefer GP Points for Protaper |Gold  :( A241X00000200)                                                                                                                                                                                                                                                                                 Must be compatible with Protaper Gold, GP points and obturators                    ","pack"]
["RT296-03-392","Endodontic material","Point. endodontic: Gutta Percha points: for Protataper Gold  size F3.  Pack of 60                                                                                                   \n.i Gratia:  Mailefer GP Points fo Protaper |Gold  :( A241X00000300)                                                                                                                                            ICN:                                                                                                                                              Must be compatible with Protaper Gold, GP points and obturators                    ","Point. endodontic: Gutta Percha points: for Protataper Gold  size F3.  Pack of 60                                                                                                   \n.i Gratia:  Mailefer GP Points fo Protaper |Gold  :( A241X00000300)                                                                                                                                                                                                                                                                                   Must be compatible with Protaper Gold, GP points and obturators                    ","pack"]
["RT296-03-393","Endodontic material","Point. endodontic: Gutta Percha points: for Protataper Gold  size F4.  Pack of 60                                                                                                   \n.i Gratia:  Mailefer GP Points for Protaper |Gold  :( A241X00000400)                                                                                                                                            ICN:                                                                                                                                             Must be compatible with Protaper Gold, GP points and obturators                    ","Point. endodontic: Gutta Percha points: for Protataper Gold  size F4.  Pack of 60                                                                                                   \n.i Gratia:  Mailefer GP Points for Protaper |Gold  :( A241X00000400)                                                                                                                                                                                                                                                                          Must be compatible with Protaper Gold, GP points and obturators                    ","pack"]
["RT296-03-394","Endodontic material","Point. endodontic: Gutta Percha points: for Protataper Gold  size F5.  Pack of 60                                                                                                   \n.i Gratia:  Mailefer GP Points for Protaper |Gold  :( A241X00000500)                                                                                                                                            ICN:                                                                                                                                             Must be compatible with Protaper Gold, GP points and obturators                    ","Point. endodontic: Gutta Percha points: for Protataper Gold  size F5.  Pack of 60                                                                                                   \n.i Gratia:  Mailefer GP Points for Protaper |Gold  :( A241X00000500)                                                                                                                                                                                                                                                                              Must be compatible with Protaper Gold, GP points and obturators                    ","pack"]
["RT296-03-395","Endodontic material","Point. endodontic: Theramafill: for Protataper Gold  size F1.  Pack of 6                                                                                                   .i Gratia:  Mailefer Termafill for Protaper Gold  :( A1411B0000100)                                                                                                                                            ICN:                                                                                                                                           Must be compatible with Protaper Next, GP points and obturators                    ","Point. endodontic: Theramafill: for Protataper Gold  size F1.  Pack of 6                                                                                                   .i Gratia:  Mailefer Termafill for Protaper Gold  :( A1411B0000100)                                                                                                                                                                                                                                                                             Must be compatible with Protaper Next, GP points and obturators                    ","pack"]
["RT296-03-396","Endodontic material","Point. endodontic: Theramafill: for Protataper Gold  size F2.  Pack of 6                                                                                                   .i Gratia:  Mailefer Termafill for Protaper Gold  :( A1411B0000200)                                                                                                                                            ICN:                                                                                                                                         Must be compatible with Protaper Gold, GP points and obturators                    ","Point. endodontic: Theramafill: for Protataper Gold  size F2.  Pack of 6                                                                                                   .i Gratia:  Mailefer Termafill for Protaper Gold  :( A1411B0000200)                                                                                                                                                                                                                                                                                Must be compatible with Protaper Gold, GP points and obturators                    ","pack"]
["RT296-03-397","Endodontic material","Point. endodontic: Theramafill: for Protataper Gold  size F3.  Pack of 6                                                                                                   .i Gratia:  Mailefer Termafill for Protaper Gold  :( A1411B0000300)                                                                                                                                            ICN:                                                                                                                                               Must be compatible with Protaper Gold GP points and obturators                    ","Point. endodontic: Theramafill: for Protataper Gold  size F3.  Pack of 6                                                                                                   .i Gratia:  Mailefer Termafill for Protaper Gold  :( A1411B0000300)                                                                                                                                                                                                                                                                                Must be compatible with Protaper Gold GP points and obturators                    ","pack"]
["RT296-03-398","Endodontic material","Point. endodontic: Theramafill: for Protataper Gold  size F4.  Pack of 6                                                                                                   .i Gratia:  Mailefer Termafill for Protaper Gold  :( A1411B0000500)                                                                                                                                            ICN:                                                                                                                                             Must be compatible with Protaper Gold, GP points and obturators                    ","Point. endodontic: Theramafill: for Protataper Gold  size F4.  Pack of 6                                                                                                   .i Gratia:  Mailefer Termafill for Protaper Gold  :( A1411B0000500)                                                                                                                                                                                                                                                                                Must be compatible with Protaper Gold, GP points and obturators                    ","pack"]
["RT296-03-399","Endodontic material","Point. endodontic: Theramafill: for Protataper Gold  size F5.  Pack of 6                                                                                                   .i Gratia:  Mailefer Termafill for Protaper Gold  :( A1411B0000100)                                                                                                                                            ICN:                                                                                                                                              Must be compatible with Protaper Next, GP points and obturators                    ","Point. endodontic: Theramafill: for Protataper Gold  size F5.  Pack of 6                                                                                                   .i Gratia:  Mailefer Termafill for Protaper Gold  :( A1411B0000100)                                                                                                                                                                                                                                                                                Must be compatible with Protaper Next, GP points and obturators                    ","pack"]
["RT296-03-400","Endodontic material","Obturator  endodontic: Calamus GP cartridges 20G  Pack of 10                                                                                                  .i Gratia:  Mailefer Calamus for Calamus machine: (A12100000000)                                                                                                                                            ICN:                                                                                                                                               \nRT296-03-346 to RT296-03-347 will be awarded as a series\n\n                    ","Obturator  endodontic: Calamus GP cartridges 20G  Pack of 10                                                                                                  .i Gratia:  Mailefer Calamus for Calamus machine: (A12100000000)                                                                                                                                                                                                                                                                             \nRT296-03-400 to RT296-03-401 will be awarded as a series\n\n                    ","pack"]
["RT296-03-401","Endodontic material","Obturator  endodontic: Calamus GP cartridges 230G  Pack of 10                                                                                                  .i Gratia:  Mailefer Calamus for Calamus machine: (A12200000000)                                                                                                                                            ICN:                                                                                                                                                                ","Obturator  endodontic: Calamus GP cartridges 230G  Pack of 10                                                                                                  .i Gratia:  Mailefer Calamus for Calamus machine: (A12200000000)                                                                                                                                                                                                                                                                                                    ","pack"]
["RT296-03-402","Endodontic material","Point. endodontic: Gutta Percha: for WaveOne size Small.  Pack of 60                                                                                                   .i Gratia:  Mailefer WaveOne :( A024X00000500)                                                                                                                                            ICN:                                                                                                                                              Must be compatible with WaveOne, GP points and obturators                    ","Point. endodontic: Gutta Percha: for WaveOne size Small.  Pack of 60                                                                                                   .i Gratia:  Mailefer WaveOne :( A024X00000500)                                                                                                                                                                                                                                                                                 Must be compatible with WaveOne, GP points and obturators                    ","pack"]
["RT296-03-403","Endodontic material","Point. endodontic: Gutta Percha: for WaveOne size Primary.  Pack of 60                                                                                                   .i Gratia:  Mailefer WaveOne :( A024X00000P00)                                                                                                                                            ICN:                                                                                                                                          Must be compatible with WaveOne, GP points and obturators                    ","Point. endodontic: Gutta Percha: for WaveOne size Primary.  Pack of 60                                                                                                   .i Gratia:  Mailefer WaveOne :( A024X00000P00)                                                                                                                                                                                                                                                                                 Must be compatible with WaveOne, GP points and obturators                    ","pack"]
["RT296-03-404","Endodontic material","Point. endodontic: Gutta Percha: for WaveOne size Large.  Pack of 60                                                                                                   .i Gratia:  Mailefer WaveOne :( A024X00000L00)                                                                                                                                            ICN:                                                                                                                                              Must be compatible with WaveOne, GP points and obturators                    ","Point. endodontic: Gutta Percha: for WaveOne size Large.  Pack of 60                                                                                                   .i Gratia:  Mailefer WaveOne :( A024X00000L00)                                                                                                                                                                                                                                                                                 Must be compatible with WaveOne, GP points and obturators                    ","pack"]
["RT296-03-405","Endodontic material","Point. endodontic: Gutta Percha: for WaveOne size Assorted. Pack of 60                                                                                                   .i Gratia:  Mailefer WaveOne :( A024X00009000)                                                                                                                                            ICN:                                                                                                                                               Must be compatible with WaveOne, GP points and obturators                    ","Point. endodontic: Gutta Percha: for WaveOne size Assorted. Pack of 60                                                                                                   .i Gratia:  Mailefer WaveOne :( A024X00009000)                                                                                                                                                                                                                                                                                      Must be compatible with WaveOne, GP points and obturators                    ","pack"]
["RT296-03-406","Endodontic material","Point. endodontic: Termafill Obturator: for WaveOne size Small.  Pack of 6                                                                                                   .i Gratia:  Mailefer WaveOne :( A1700000010500)                                                                                                                                            ICN:                                                                                                                                              Must be compatible with WaveOne, GP points and obturators                    ","Point. endodontic: Termafill Obturator: for WaveOne size Small.  Pack of 6                                                                                                   .i Gratia:  Mailefer WaveOne :( A1700000010500)                                                                                                                                                                                                                                                                                    Must be compatible with WaveOne, GP points and obturators                    ","pack"]
["RT296-03-407","Endodontic material","Point. endodontic: Termafill Obturator: for WaveOne size Primary  Pack of 6                                                                                                   .i Gratia:  Mailefer WaveOne :( A1700000010P00)                                                                                                                                            ICN:                                                                                                                                              Must be compatible with WaveOne, GP points and obturators                    ","Point. endodontic: Termafill Obturator: for WaveOne size Primary  Pack of 6                                                                                                   .i Gratia:  Mailefer WaveOne :( A1700000010P00)                                                                                                                                                                                                                                                                                     Must be compatible with WaveOne, GP points and obturators                    ","pack"]
["RT296-03-408","Endodontic material","Point. endodontic: Termafill Obturator: for WaveOne size Large  Pack of 6                                                                                                   .i Gratia:  Mailefer WaveOne :( A1700000010L00)                                                                                                                                            ICN:                                                                                                                                              Must be compatible with WaveOne, GP points and obturators                    ","Point. endodontic: Termafill Obturator: for WaveOne size Large  Pack of 6                                                                                                   .i Gratia:  Mailefer WaveOne :( A1700000010L00)                                                                                                                                                                                                                                                                                        Must be compatible with WaveOne, GP points and obturators                    ","pack"]
["RT296-03-409","Endodontic material","Chlorhexidene Gluconate 2%, dental, root canal antiseptic solution\n4 x 1.2ml Syringes\n20 x Dento infuser tips\n20 x Mini brush tips\n.i Gratia: Ultradent Concepsis Kit (#490)\n","Chlorhexidene Gluconate 2%, dental, root canal antiseptic solution\n4 x 1.2ml Syringes\n20 x Dento infuser tips\n20 x Mini brush tips\n.i Gratia: Ultradent Concepsis Kit (#490)\n","Kit"]
["RT296-03-410","Endodontic material","Antiseptic, pulp canal, dental, calcium hydroxide paste\n4 x 1.2ml Syringes\n20 x tips\n.i Gratia: Ultradent UltraCal  XS (#1027)","Antiseptic, pulp canal, dental, calcium hydroxide paste\n4 x 1.2ml Syringes\n20 x tips\n.i Gratia: Ultradent UltraCal  XS (#1027)","Kit"]
["RT296-03-411","Endodontic material","Spray dental, pulp vitality tester, tetrafluorane\nTin with 200 grams\n.i Gratia: Septodont Pulpofluorane spray","Spray dental, pulp vitality tester, tetrafluorane\nTin with 200 grams\n.i Gratia: Septodont Pulpofluorane spray","Tin"]
["RT296-03-412","Endodontic material","Solvent root canal, eucoliptical liquid for removing Gutta Percha\n10ml bottle\n.i Gratia: Guttasolv Septodont","Solvent root canal, eucoliptical liquid for removing Gutta Percha\n10ml bottle\n.i Gratia: Guttasolv Septodont","bottle"]
["RT296-03-413","Endodontic material","Solvent root canal, Tetreachlorosthylene liquid for removing Eugenol based root canal sealers\n10ml bottle\n\n.i Gratia: Endosolv Septodont","Solvent root canal, Tetreachlorosthylene liquid for removing Eugenol based root canal sealers\n10ml bottle\n.i Gratia: Endosolv Septodont","bottle"]
["RT296-03-414","Endodontic material","Solvent root canal, Formamid amd Phenylethylic alcohol liquid for removing Gutta Percha and resin based root canal sealers\n10ml bottle\n.i Gratia: Endosolv Septodont","Solvent root canal, Formamid amd Phenylethylic alcohol liquid for removing Gutta Percha and resin based root canal sealers\n10ml bottle\n.i Gratia: Endosolv Septodont","bottle"]
["RT296-03-415","Endodontic material","Reamer, pulp canal dental, Gates Glidden type, X-Gates\n.i Gratia: X gates (A 0008)","Reamer, pulp canal dental, Gates Glidden type, X-Gates\n.i Gratia: X gates (A 0008)","pack"]
["RT296-03-416","Endodontic material","File pulp canal, dental, minimal variable taper for root canal catheterization, size 010\nPck of 6 pieces\nItem RT296-03-362 to RT296-03-364 will be awarded as a series.\n.i Gratia: Mailefer Profinder 010 (A 1013)\n","File pulp canal, dental, minimal variable taper for root canal catheterization, size 010\nPck of 6 pieces\n.i Gratia: Mailefer Profinder 010 (A 1013)\nItem RT296-03-416 to RT296-03-418 will be awarded as a series.\n\n","pack"]
["RT296-03-417","Endodontic material","File pulp canal, dental, minimal variable taper for root canal catheterization, size 013\r\nPack of 6 pieces\r\n\r\n.i Gratia: Mailefer Profinder 013 (A 1013)","File pulp canal, dental, minimal variable taper for root canal catheterization, size 013\nPack of 6 pieces\n.i Gratia: Mailefer Profinder 013 (A 1013)","pack"]
["RT296-03-418","Endodontic material","File pulp canal, dental, minimal variable taper for root canal catheterization, size 017\nPack of 6 pieces\n.i Gratia: Mailefer Profinder 017 (A 1013)","File pulp canal, dental, minimal variable taper for root canal catheterization, size 017\nPack of 6 pieces\n.i Gratia: Mailefer Profinder 017 (A 1013)","pack"]
["RT296-03-419","Endodontic material","File Pulp Canal, dental ; Mulitple taper Shaping Files 31mm, S1 , Pack 6 Pieces  .i Gratia Maillefer (ref A 0410-31S1)  \r","File Pulp Canal, dental ; Mulitple taper Shaping Files 31mm, S1 , Pack 6 Pieces  .i Gratia Maillefer (ref A 0410-31S1)  \r","pack"]
["RT296-03-420","Endodontic material","File Pulp Canal, dental ; Mulitple taper Shaping Files 31mm, S2 Pack 6 Pieces,  .i Gratia Maillefer (ref A 0410-31S2)  \n","File Pulp Canal, dental ; Mulitple taper Shaping Files 31mm, S2 Pack 6 Pieces,  .i Gratia Maillefer (ref A 0410-31S2)  \n","pack"]
["RT296-03-421","Endodontic material","File Pulp Canal, dental:  Mulitple taper Shaping Files 31mm, F1 Pack 6 Pieces,  .i Gratia Maillefer (ref A 0410-31F1)  \r","File Pulp Canal, dental:  Mulitple taper Shaping Files 31mm, F1 Pack 6 Pieces,  .i Gratia Maillefer (ref A 0410-31F1)  \r","pack"]
["RT296-03-422","Endodontic material","File Pulp Canal, dental: Mulitple taper Shaping Files 31mm, F2 Pack 6 Pieces,  .i Gratia Maillefer (ref A 0410-31F2)  ","File Pulp Canal, dental: Mulitple taper Shaping Files 31mm, F2 Pack 6 Pieces,  .i Gratia Maillefer (ref A 0410-31F2)  ","Pack"]
["RT296-03-423","Endodontic material","File Pulp Canal, dental: Mulitple taper Shaping Files 31mm, F3 Pack 6 Pieces,  .i Gratia Maillefer (ref A 0410-31F3)  \r","File Pulp Canal, dental: Mulitple taper Shaping Files 31mm, F3 Pack 6 Pieces,  .i Gratia Maillefer (ref A 0410-31F3)  \r","pack"]
["RT296-03-424","Endodontic material","File Pulp Canal, dental: Mulitple taper Shaping Files 31mm, F4 Pack 6 Pieces,  .i Gratia Maillefer (ref A 0410-31F4)  \r","File Pulp Canal, dental: Mulitple taper Shaping Files 31mm, F4 Pack 6 Pieces,  .i Gratia Maillefer (ref A 0410-31F4)  \r","pack"]
["RT296-03-425","Endodontic material","File Pulp Canal, dental: Mulitple taper Shaping Files 31mm, F5 Pack 6 Pieces,  .i Gratia Maillefer (ref A 0410-31F5)  \r","File Pulp Canal, dental: Mulitple taper Shaping Files 31mm, F5 Pack 6 Pieces,  .i Gratia Maillefer (ref A 0410-31F5)  \r","pack"]
["RT296-03-426","Restorative accessory","Rubber Dam: non latex: Individual sheets, powder free blue, size 150mm x150mm x 0,5mm thick .  Pack of 30 pieces with template. (.i Gratia;  Roeko Flexi Dam non latex 390033), \r","Rubber Dam: non latex: Individual sheets, powder free blue, size 150mm x150mm x 0,5mm thick .  Pack of 30 pieces with template. (.i Gratia;  Roeko Flexi Dam non latex 390033), \r","pack"]
["RT296-03-427","Endodontic material","Sodium Hypochlorite solution  for endodontic disinfection.  3% sodium hypochlorite syringe, .i Gratia Ultradent  ChloriCid V 30ml syringe (#1467)\r","Sodium Hypochlorite solution  for endodontic disinfection.  3% sodium hypochlorite syringe, .i Gratia Ultradent  ChloriCid V 30ml syringe (#1467)\r","Syringe"]
["RT296-03-428","Endodontic material","Sodium Hypochlorite solution  for endodontic disinfection.  6% sodium hypochlorite syringe, .i Gratia Ultradent  ChloriCid V 30ml syringe ","Sodium Hypochlorite solution  for endodontic disinfection.  6% sodium hypochlorite syringe, .i Gratia Ultradent  ChloriCid V 30ml syringe ","Each"]
["RT296-04-001","Impression material","Impression material, dental: Thermoplastic, Green Stick, Type1\r\n1 Box 113g\r\n.i Gratia: Kerr - Green (60064)\r\nICN: 18-970-6954 BX","Impression material, dental: Thermoplastic, Green Stick, Type1\n1 Box 113g\n.i Gratia: Kerr - Green (60064)\n","box"]
["RT296-04-002","Impression material","Impression material, dental: Thermoplastic, Red Cakes\r\n1 Pack of 8\r\n.i Gratia: Kerr - Red (60059)\r\n\r\nICN: 18-179-2154 BX","Impression material, dental: Thermoplastic, Red Cakes\n1 Pack of 8\n.i Gratia: Kerr - Red (60059)\n\n","box"]
["RT296-04-003","Impression material","Impression material, dental: Zinc-Oxide with Eugenol, Paste For Final Impression, Set\r\nSet - 60g Hardener, 60g Base, 2 Tube Keys, 1 Mixing Pad\r\n.i Gratia: Kelly`s Impression Paste (ZOE)\r\nICN: 18-037-3848 SE","Impression material, dental: Zinc-Oxide with Eugenol, Paste For Final Impression, Set\nSet - 60g Hardener, 60g Base, 2 Tube Keys, 1 Mixing Pad\n.i Gratia: Kelly`s Impression Paste (ZOE)\n","set"]
["RT296-04-004","Impression material","Impression Material, Dental: Zinc-Oxide with Eugenol, Paste For Final Impression, Type 2, Soft, Set\r\nSet - 1 Tube Base - White Zinc-Oxide Paste 150g, 1 Tube Catalyst - Red Eugenol Paste 60g, 1 Mixing Pad\r\n.i Gratia: SS White\r\nICN: 18-970-6943 SE","Impression Material, Dental: Zinc-Oxide with Eugenol, Paste For Final Impression, Type 2, Soft, Set\nSet - 1 Tube Base - White Zinc-Oxide Paste 150g, 1 Tube Catalyst - Red Eugenol Paste 60g, 1 Mixing Pad\n.i Gratia: SS White\n","set"]
["RT296-04-005","Impression material","Cleaning compound, dental tray: Solvent for Zinc-Oxide Eugenol Cement and Paste, Citric Acid Based, 1 bottle, 240ml","Cleaning compound, dental tray: Solvent for Zinc-Oxide Eugenol Cement and Paste, Citric Acid Based, 1 bottle, 240ml","bottle"]
["RT296-04-006","Impression material","Plaster, Orthopedic and Dental: Impression, Low Expandion, Type 1\r\n1 Bucket 5 kg\r\n.i Gratia: Calspar\r\nICN: 18-970-2471 ","Plaster, Orthopedic and Dental: Impression, Low Expandion, Type 1\n1 Bucket 5 kg\n.i Gratia: Calspar\n","container"]
["RT296-04-007","Impression material","Impression material, dental: Alginate, Dust-Free, Rapid Set, Lead Free, Germicidal, Three Colour Timed, Bucket\r\n1 Bucket 600g\r\nExempli Gratia: Wright Dental - Kromogel\r\nICN: 18-008-3363 CN","Impression material, dental: Alginate, Dust-Free, Rapid Set, Lead Free, Germicidal, Three Colour Timed, Bucket\n1 Bucket 600g\nExempli Gratia: Wright Dental - Kromogel\n","container"]
["RT296-04-008","Impression material","Impression material, dental: Alginate, Dust-Free, Lead free, Thixotropic Rapid Set, Refill\r\n1 Bag 500g\r\n.i Gratia: Dentsply - Blueprint TM\r\nICN: 18-970-9860 BG","Impression material, dental: Alginate, Dust-Free, Lead free, Thixotropic Rapid Set, Refill\r\n1 Bag 500g\r\n.i Gratia: Dentsply - Blueprint TM\r\nICN: 18-970-9860 BG","bag"]
["RT296-04-009","Impression material","Impression material, dental: Alginate, Dust-Free, Lead free, Thixotropic Regular Set, Refill\r\n1 Bag 500g\r\n.i Gratia: Dentsply - Blueprint TM\r\nICN: 18-970-7606 BG","Impression material, dental: Alginate, Dust-Free, Lead free, Thixotropic Regular Set, Refill\r\n1 Bag 500g\r\n.i Gratia: Dentsply - Blueprint TM\r\nICN: 18-970-7606 BG","bag"]
["RT296-04-010","Impression material","Adhesive, Alginate, Dental: Aerosol, Alginate Impression Material\r\n1 Tin 200ml\r\n.i Gratia: Hold\r\nICN: 18-970-3582 TI","Adhesive, Alginate, Dental: Aerosol, Alginate Impression Material\n1 Tin 200ml\n.i Gratia: Hold\n","Tin"]
["RT296-04-011","Impression material","Cleaning Compound, Dental Tray: Aerosol, Alginate Impression Material Adhesives\r\n1 Tin 160ml\r\n.i Gratia: Hold-Off\r\nICN: 18-970-7086 TI","Cleaning Compound, Dental Tray: Aerosol, Alginate Impression Material Adhesives\n1 Tin 160ml\n.i Gratia: Hold-Off\n","Tin"]
["RT296-04-012","Impression material","Impression material, dental: Polyether Rubber, Two Paste System, Penta System, Refill, 2 base paste, 300ml each, 2 catalyst 60ml each\r\n.i Gratia: Impregum Penta (31644)\r\nICN: RT-296-0112 SE","Impression material, dental: Polyether Rubber, Two Paste System, Penta System, Refill, 2 base paste, 300ml each, 2 catalyst 60ml each\n.i Gratia: Impregum Penta (31644)\n","set"]
["RT296-04-013","Impression material","Tip syringe dental impression material: Polyether RubberMixing Tip for Penta Machine.\r\n.i Gratia: Impregum Penta \r\nICN: RT-296-0113 BX","Tip syringe dental impression material: Polyether RubberMixing Tip for Penta Machine.\n.i Gratia: Impregum Penta \n","box"]
["RT296-04-014","Impression material","Impression material, dental: Polyether Rubber, Two Paste System, Set\r\nSet - 2 Tubes Base 130g each (120ml), 2 Tubes Catalyst 20g each (120ml), 1 Mixing Pad\r\n.i Gratia: Espe - Impregum-soft.\r\n\r\nICN: 18-970-2427 SE\r\n","Impression material, dental: Polyether Rubber, Two Paste System, Set\nSet - 2 Tubes Base 130g each (120ml), 2 Tubes Catalyst 20g each (120ml), 1 Mixing Pad\n.i Gratia: Espe - Impregum-soft.\n\n\n","set"]
["RT296-04-015","Impression material","Adhesive, impression material, Dental: Polyether Rubber Impression Material\r\n1 Bottle 17ml\r\n.i Gratia: Espe - Impregum - Soft\r\nICN: 18-970-7087 BT","Adhesive, impression material, Dental: Polyether Rubber Impression Material\n1 Bottle 17ml\n.i Gratia: Espe - Impregum - Soft\n","bottle"]
["RT296-04-016","Impression material","Bite registration material, dental: Addition-Cured Silicone Rubber (Vinyl Polysiloxane),  micro system Jet Bite\r\nSingle Pack - 4 Cartridge Jet Bite 25ml each, 20 microMixing Tips neutral, 20 microSpreader Tips\r\n.i Gratia: Colténe - President microSystem (6440)\r\nICN: 18-026-7893 BX","Bite registration material, dental: Addition-Cured Silicone Rubber (Vinyl Polysiloxane),  micro system Jet Bite\nSingle Pack - 4 Cartridge Jet Bite 25ml each, 20 microMixing Tips neutral, 20 microSpreader Tips\n.i Gratia: Colténe - President microSystem (6440)\n","box"]
["RT296-04-017","Impression material","Tip, syringe, dental impression material: micromixing Tips Light Body, Colour Green\n1 Pack 40 Pieces\n.i Gratia: Colténe - President microSystem (6202)\nICN: 18-026-7895 BX\nRT296-04-017 to RT296-04-021 will be awarded as a series\n","Tip, syringe, dental impression material: micromixing Tips Light Body, Colour Green\n1 Pack 40 Pieces\n.i Gratia: Colténe - President microSystem (6202)\nICN: 18-026-7895 BX\nItem RT296-04-017 to RT296-04-021 will be awarded as a series\n","box"]
["RT296-04-018","Impression material","Tip, syringe, dental impression material: micromixing Tips Regular body, Colour Neutral\r\n1 Pack 40 Pieces\r\n.i Gratia: Colténe - President microSystem (6214)\r\nICN: 18-026-7898 BX","Tip, syringe, dental impression material: micromixing Tips Regular body, Colour Neutral\n1 Pack 40 Pieces\n.i Gratia: Colténe - President microSystem (6214)\n","pack"]
["RT296-04-019","Impression material","Tip, Syringe, Dental Impression Material: microOral Tips\r\n1 Pack 100 Pieces\r\n.i Gratia: Colténe - President microSystem (6210)\r\nICN: 18-026-7899 BX","Tip, Syringe, Dental Impression Material: microOral Tips\r\n1 Pack 100 Pieces\r\n.i Gratia: Colténe - President microSystem (6210)\r\nICN: 18-026-7899 BX","pack"]
["RT296-04-020","Impression material","Tip, syringe, dental impression material: micromixing Tips (colour neutral) and microSpreader Tips\r\n1 Pack 40 Pieces\r\n.i Gratia: Colténe - President microSystem (6223)\r\nICN: 18-026-7901","Tip, syringe, dental impression material: micromixing Tips (colour neutral) and microSpreader Tips\n1 Pack 40 Pieces\n.i Gratia: Colténe - President microSystem (6223)\n","pack"]
["RT296-04-021","Impression material","Dispenser, impression material, dental: microsystem Dispenser\r\nEach\r\n.i Gratia: Colténe - President microSystem (6270)\r\nICN: 18-026-7902 EA","Dispenser, impression material, dental: microsystem Dispenser\nEach\n.i Gratia: Colténe - President microSystem (6270)\n","each"]
["RT296-04-022","Impression material","Pressure indicaTing compound, dental: A-Silicone for checking pressure Spots and accuracy of fit of fixed prosthesis\r\n50g Base, 65g Catalyst, Accessories\r\n.i Gratia: GC Fit Checker II (00441)\r\nICN: 18-179-2172 BX\r\n","Pressure indicaTing compound, dental: A-Silicone for checking pressure Spots and accuracy of fit of fixed prosthesis\n50g Base, 65g Catalyst, Accessories\n.i Gratia: GC Fit Checker II (00441)\n","box"]
["RT296-04-023","Impression material","Pressure indicationg compound, dental: C-Silicone for checking pressure Spots and accuracy of fit of dentures, white\r\n80g Base, 20g Catalyst, Accessories\r\n.i Gratia: GC Fit Checker White 00273\r\nICN: RT296-0114 BX\r","Pressure indicationg compound, dental: C-Silicone for checking pressure Spots and accuracy of fit of dentures, white\n80g Base, 20g Catalyst, Accessories\n.i Gratia: GC Fit Checker White 00273\n\n","box"]
["RT296-04-024","Impression material","Impression material, dental: Elastomeric Monophase, vinyl polysiloxane Hydrophylic (three-dimensional polymer web chemistry)\r\n1 Tube Base 90 ml, 1 Tube Catalyst 90ml, 1 Bottle Tray Adhesive 14 ml\r\n.i Gratia: Dentsply - Aquasil monophase (605.78.143)\r\nICN: 18-015-7652 KT\r\n","Impression material, dental: Elastomeric Monophase, vinyl polysiloxane Hydrophylic (three-dimensional polymer web chemistry)\n1 Tube Base 90 ml, 1 Tube Catalyst 90ml, 1 Bottle Tray Adhesive 14 ml\n.i Gratia: Dentsply - Aquasil monophase (605.78.143)\n","Kit"]
["RT296-04-025","Impression material","Adhesive, impression material, dental: Elastomeric Monophase, Hydrophylic (three-dimensional polymer web chemistry)\r\n1 Bottle Tray Adhesive 14 ml\r\n.i Gratia: Dentsply - Aquasil (626155)\r\nICN: 18-015-7655 BT","Adhesive, impression material, dental: Elastomeric Monophase, Hydrophylic (three-dimensional polymer web chemistry)\n1 Bottle Tray Adhesive 14 ml\n.i Gratia: Dentsply - Aquasil (626155)\n","bottle"]
["RT296-04-026","Impression material","Impression material, dental: Elastomeric Monophase, Hydrophylic (three-dimensional polymer web chemistry) Light Body Introductory Kit\r\nIntroductory Kit - 1 Cartridge LV 25ml, 1 Cartridge ULV 25ml, Cartridge Gun and Accessories\r\n.i Gratia: Dentsply - (DeTrey) - Aquasil (605.78.120)\r\n\r\nICN: 18-026-9971 KT","Impression material, dental: Elastomeric Monophase, Hydrophylic (three-dimensional polymer web chemistry) Light Body Introductory Kit\r\nIntroductory Kit - 1 Cartridge LV 25ml, 1 Cartridge ULV 25ml, Cartridge Gun and Accessories\r\n.i Gratia: Dentsply - (DeTrey) - Aquasil (605.78.120)\r\n\r\nICN: 18-026-9971 KT","Kit"]
["RT296-04-027","Impression material","Impression material, dental: Elastomeric Monophase, Hydrophylic (three-dimensional polymer web chemistry) LV Standard\r\nStandard Package - 4 Cartridges 50ml each\r\n.i Gratia: Dentsply - (DeTrey) - Aquasil (678779)\r\nICN: 18-026-9972 BX","Impression material, dental: Elastomeric Monophase, Hydrophylic (three-dimensional polymer web chemistry) LV Standard\nStandard Package - 4 Cartridges 50ml each\n.i Gratia: Dentsply - (DeTrey) - Aquasil (678779)\n","box"]
["RT296-04-028","Impression material","Impression material, dental: Elastomeric Monophase, Hydrophylic (three-dimensional polymer web chemistry); ULV Standard\r\nStandard Package - 4 Cartridges 50ml each\r\n.i Gratia: Dentsply (DeTrey) - Aquasil (678781)\r\nICN: 18-026-9973 BX","Impression material, dental: Elastomeric Monophase, Hydrophylic (three-dimensional polymer web chemistry); ULV Standard\nStandard Package - 4 Cartridges 50ml each\n.i Gratia: Dentsply (DeTrey) - Aquasil (678781)\n","box"]
["RT296-04-029","Impression material","Impression material, dental:  Elastomeric Monophase, Hydrophylic (tree-dimensional polymer web chemistry); Soft Putty, fast set\r\n De1 Tub Base 450g, 1 Tub Catalyst 450g\r\n.i Gratia: Dentsply (DeTrey) - Aquasil (60578320)\r\nICN: 18-026-9974 SE\r\n\r","Impression material, dental:  Elastomeric Monophase, Hydrophylic (tree-dimensional polymer web chemistry); Soft Putty, fast set\n De1 Tub Base 450g, 1 Tub Catalyst 450g\n.i Gratia: Dentsply (DeTrey) - Aquasil (60578320)\n\n\n","set"]
["RT296-04-030","Impression material","Tip, dental material dispenser: Intra Oral Tips for use with LV and ULV\n1 Pack 100 Pieces\n.i Gratia: Dentsply (DeTrey) - Aquasil (626383)\nICN:18-026-9976 BX\nMust be compatable monophase","Tip, dental material dispenser: Intra Oral Tips for use with LV and ULV\n1 Pack 100 Pieces\n.i Gratia: Dentsply (DeTrey) - Aquasil (626383)\nMust be compatable monophase","pack"]
["RT296-04-031","Impression material","Tip, dental material dispenser: Mixing Tips for use with LV and ULV\n1 Pack 48 Pieces\n.i Gratia: Dentsply (DeTrey) - Aquasil (678212)\nICN: 18-026-9975 BX\nMust be compatable monophase","Tip, dental material dispenser: Mixing Tips for use with LV and ULV\n1 Pack 48 Pieces\n.i Gratia: Dentsply (DeTrey) - Aquasil (678212)\nMust be compatable monophase","pack"]
["RT296-04-032","Impression material","Dispenser, impression materials, dental: Auto Mix 50 Gun for use with LV and ULV\r\nEach\r\n.i Gratia: Dentsply (DeTrey) - Aquasil (678351)\r\nICN: 18-026-9977 EA","Dispenser, impression materials, dental: Auto Mix 50 Gun for use with LV and ULV\r\nEach\r\n.i Gratia: Dentsply (DeTrey) - Aquasil (678351)\r\nICN: 18-026-9977 EA","each"]
["RT296-04-033","Impression material","Chlorohexidene Gluconate 2%, dental slurry, for removing temporary cement and cleaning and disinfecTing prep areas\r\n4 x 1.2ml Syringes\r\n2 x ICB brushes\r\n20 x White Mac tips\r\n\r\n.i Gratia: Ultradent Concepsis Scrub Kit (#730)","Chlorohexidene Gluconate 2%, dental slurry, for removing temporary cement and cleaning and disinfecTing prep areas\r\n4 x 1.2ml Syringes\r\n2 x ICB brushes\r\n20 x White Mac tips\r\n\r\n.i Gratia: Ultradent Concepsis Scrub Kit (#730)","Kit"]
["RT296-04-034","Impression material","Impression material, dental: Addition cured Silicone rubber, Cartridge system refills; Monophase fast set .i Gratia Provil automix cartridge refills (6600 6470 ) Box with 6 x (2 x 50ml) monophase fast set and 6 x 6 Mixing tips green (1:1)\r\nRT296-04-046ME to RT296-04-061ME will be awarded as a series","Impression material, dental: Addition cured Silicone rubber, Cartridge system refills; Monophase fast set .i Gratia Provil automix cartridge refills (6600 6470 ) Box with 6 x (2 x 50ml) monophase fast set and 6 x 6 Mixing tips green (1:1)\r\nRT296-04-046ME to RT296-04-061ME will be awarded as a series","box"]
["RT296-04-035","Impression material","Impression material, dental: Addition cured Silicone rubber, Cartridge system refills; Monophase regular set .i Gratia Provil automix cartridge refills (6600 6471 ) Box with 6 x (2 x 50ml) monophase regular set and 6 x 6 Mixing tips green (1:1)\r","Impression material, dental: Addition cured Silicone rubber, Cartridge system refills; Monophase regular set .i Gratia Provil automix cartridge refills (6600 6471 ) Box with 6 x (2 x 50ml) monophase regular set and 6 x 6 Mixing tips green (1:1)\r","box"]
["RT296-04-036","Impression material","Impression material, dental: Addition cured Silicone rubber, Cartridge system refills; Monophase  medium fast set .i Gratia Provil automix cartridge refills (6600 6468 ) Box with 6 x (2 x 50ml) monophase medium fast set and 6 x 6 Mixing tips yellow (1:1)\r\n","Impression material, dental: Addition cured Silicone rubber, Cartridge system refills; Monophase  medium fast set .i Gratia Provil automix cartridge refills (6600 6468 ) Box with 6 x (2 x 50ml) monophase medium fast set and 6 x 6 Mixing tips yellow (1:1)\r\n","box"]
["RT296-04-037","Impression material","Impression material, dental: Addition cured Silicone rubber, Cartridge system refills; Monophase medium regular set .i Gratia Provil automix cartridge refills (6600 6469 ) Box with 6 x (2 x 50ml) monophase medium regular set and 6 x 6 Mixing tips yellow (1:1)\r","Impression material, dental: Addition cured Silicone rubber, Cartridge system refills; Monophase medium regular set .i Gratia Provil automix cartridge refills (6600 6469 ) Box with 6 x (2 x 50ml) monophase medium regular set and 6 x 6 Mixing tips yellow (1:1)\r","box"]
["RT296-04-038","Impression material","Impression material, dental: Addition cured Silicone rubber, Cartridge system refills; Monophase light fast set .i Gratia Provil automix cartridge refills (6600 6466 ) Box with 6 x (2 x 50ml) monophase light fast set and 6 x 6 Mixing tips yellow (1:1)\r","Impression material, dental: Addition cured Silicone rubber, Cartridge system refills; Monophase light fast set .i Gratia Provil automix cartridge refills (6600 6466 ) Box with 6 x (2 x 50ml) monophase light fast set and 6 x 6 Mixing tips yellow (1:1)\r","box"]
["RT296-04-039","Impression material","Impression material, dental: Addition cured Silicone rubber, Cartridge system refills; Monophase light regular set .i Gratia Provil automix cartridge refills (6600 6467 ) Box with 6 x (2 x 50ml) monophase light regular set and 6 x 6 Mixing tips yellow (1:1)\r","Impression material, dental: Addition cured Silicone rubber, Cartridge system refills; Monophase light regular set .i Gratia Provil automix cartridge refills (6600 6467 ) Box with 6 x (2 x 50ml) monophase light regular set and 6 x 6 Mixing tips yellow (1:1)\r","box"]
["RT296-04-040","Impression material","Impression material, dental: Addition cured Silicone rubber, Dispensing gun for 50ml automix cartridges for light body\nRT296-04-040 to RT296-04-053 will be awarded as a series","Impression material, dental: Addition cured Silicone rubber, Dispensing gun for 50ml automix cartridges for light body\nItem RT296-04-040 to RT296-04-050 will be awarded as a series","each"]
["RT296-04-041","Impression material","Impression material, dental: Addition cured Silicone rubber, Dynamix Cartridge system refills; .i Gratia Provil Dynamix putty refills (6603 5994 ) Box with  (2 x 380ml) Dynamix putty, 1 Dynamix Mixing tips and 1 Dynamix fixation ring\nRT296-04-041 to RT296-04-049 will be awarded as a series\n","Impression material, dental: Addition cured Silicone rubber, Dynamix Cartridge system refills; .i Gratia Provil Dynamix putty refills (6603 5994 ) Box with  (2 x 380ml) Dynamix putty, 1 Dynamix Mixing tips and 1 Dynamix fixation ring\n","box"]
["RT296-04-042","Impression material","Impression material, dental: Addition cured Silicone rubber, Dynamix Speed Cartridge Accessories .i Gratia Provil Dynamix Speed (6603 5999 ) Box with 1 x 50 Dynamix mixing tips and 1 Dynamix fixation ring\n","Impression material, dental: Addition cured Silicone rubber, Dynamix Speed Cartridge Accessories .i Gratia Provil Dynamix Speed (6603 5999 ) Box with 1 x 50 Dynamix mixing tips and 1 Dynamix fixation ring\n","box"]
["RT296-04-043","Impression material","Impression material, dental: Addition cured Silicone rubber, Hand mix system ; Putty fast set .i Gratia Provil Hand mix  (6522 0717 ) Set with 2 x 50ml (wash) putty fast set (2 x 500 ml each of base and catalyst)\n","Impression material, dental: Addition cured Silicone rubber, Hand mix system ; Putty fast set .i Gratia Provil Hand mix  (6522 0717 ) Set with 2 x 50ml (wash) putty fast set (2 x 500 ml each of base and catalyst)\n","set"]
["RT296-04-044","Impression material","Impression material, dental: Addition cured Silicone rubber, Hand mix system ; Putty soft fast set .i Gratia Provil Hand mix  (6521 0096) Set with 2 x 50ml (wash) putty soft fast set (2 x 500 ml each of base and catalyst)\n","Impression material, dental: Addition cured Silicone rubber, Hand mix system ; Putty soft fast set .i Gratia Provil Hand mix  (6521 0096) Set with 2 x 50ml (wash) putty soft fast set (2 x 500 ml each of base and catalyst)\n","set"]
["RT296-04-045","Impression material","Impression material, dental: Addition cured Silicone rubber, Hand mix system ; Putty regular set .i Gratia Provil Hand mix  (6522 0733 ) Set with 2 x50ml (wash) putty regular set (2 x 500 ml each of base and catalyst)\n","Impression material, dental: Addition cured Silicone rubber, Hand mix system ; Putty regular set .i Gratia Provil Hand mix  (6522 0733 ) Set with 2 x50ml (wash) putty regular set (2 x 500 ml each of base and catalyst)\n","set"]
["RT296-04-046","Impression material","Impression material, dental: Addition cured Silicone rubber, Hand mix system ; Putty soft regular set .i Gratia Provil Hand mix  (6521 9417 ) Set with 2x50ml (wash) putty soft regular set (2 x 500 ml each of base and catalyst)\n","Impression material, dental: Addition cured Silicone rubber, Hand mix system ; Putty soft regular set .i Gratia Provil Hand mix  (6521 9417 ) Set with 2x50ml (wash) putty soft regular set (2 x 500 ml each of base and catalyst)\n","set"]
["RT296-04-047","Impression material","Impression material, dental: Addition cured Silicone rubber, Automix wash heavy body .i Gratia Affinis containing 2 x 50ml catridges.\n","Impression material, dental: Addition cured Silicone rubber, Automix wash heavy body .i Gratia Affinis containing 2 x 50ml catridges.\n","Catridge"]
["RT296-04-048","Impression material","Impression material, dental: Addition cured Silicone rubber,  Automix wash; Medium viscosity .i Gratia Affinis 2 x 50ml catridges\n","Impression material, dental: Addition cured Silicone rubber,  Automix wash; Medium viscosity .i Gratia Affinis 2 x 50ml catridges\n","Catridge"]
["RT296-04-049","Impression material","Impression material, dental: Addition cured Silicone rubber, Automix wash; Light body .i Gratia Affinis 2 x 50ml catridges","Impression material, dental: Addition cured Silicone rubber, Automix wash; Light body .i Gratia Affinis 2 x 50ml catridges","Catridge"]
["RT296-04-050","Impression material","Impression material, dental:  Elastomeric Monophase, Hydrophylic (tree-dimensional polymer web chemistry); Soft Putty, Regular set\r\nDe1 Tub Base 450g, 1 Tub Catalyst 450g\r\n.i Gratia: Dentsply (DeTrey) - Aquasil \r","Impression material, dental:  Elastomeric Monophase, Hydrophylic (tree-dimensional polymer web chemistry); Soft Putty, Regular set\r\nDe1 Tub Base 450g, 1 Tub Catalyst 450g\r\n.i Gratia: Dentsply (DeTrey) - Aquasil \r","set"]
["RT296-04-051","Impression material","New item","Dispenser, additional cure silicone impression materials, dental: Auto Mix gun/garant compatabile with material supplied in series \nEach\nItem  RT296-04-51 to RT296-05-54 will be awarded as a series","Each "]
["RT296-04-052","Impression material","New item","Tip, dental material dispenser:  Mixing Tip for use with additional cured silicone\n1 Packet 50 tips supplied in series                                 ","pack"]
["RT296-04-053","Impression material","New item","Tip, dental material dispenser: Intra Oral Tips for use with LV and ULV\n1 Pack 100 Pieces                                          \n\n","pack"]
["RT296-04-054","Impression material","New item","Adhesive, impression material, Dental: aditional cured silicone impression material, 1 Bottle \n","Bottle"]
["RT296-05-001","Preventive material","Fluoride, topical application, dental: Amine Flouride Liquid\r\n1 Bottle 50ml\r\n.i Gratia: Elmex\r\nICN: 18-975-4147 BT","Fluoride, topical application, dental: Amine Flouride Liquid\n1 Bottle 50ml\n.i Gratia: Elmex\n","bottle"]
["RT296-05-002","Preventive material","Fluoride, topical application, dental: APF Flouride Gel\r\n1 Bottle\r\n.i Gratia: Dentsply All Solutions\r\nICN: 18-974-1260 BT","Fluoride, topical application, dental: APF Flouride Gel\n1 Bottle\n.i Gratia: Dentsply All Solutions\n","bottle"]
["RT296-05-003","Preventive material","Sodium Fluoride Oral Solution, USP: Dental, Topical Applcation, Neutral, 2,0 %\r\n1 Bottle \r\n.i Gratia: Dentsply- ALLSolutions\r\nICN: 18-974-0698 BT","Sodium Fluoride Oral Solution, USP: Dental, Topical Applcation, Neutral, 2,0 %\n1 Bottle \n.i Gratia: Dentsply- ALLSolutions\n","bottle"]
["RT296-05-004","Preventive material","Sodium Fluoride GEL: Dental, Topical Applcation, Varnish, 50 mg Sodium Fluoride per ml\r\nFluoride Varnish\r\n1 Tube 10ml\r\n.i Gratia: Woelm Pharma - Duraphat\r\nICN: 18-970-5101 TU","Sodium Fluoride GEL: Dental, Topical Applcation, Varnish, 50 mg Sodium Fluoride per ml\nFluoride Varnish\n1 Tube 10ml\n.i Gratia: Woelm Pharma - Duraphat\n","tube"]
["RT296-05-005","Preventive material","Fluoride Treatment Kit: Topical Application, Silane Fluoride; 0.1% Concentration\r\n25 Ampoules Fluor Protector ml each; 1 Rubber Base; 1 Brushholder; 50 Disposable Brushes; 1 Ampoule Breaker\r\n.i Gratia: Vivadent - Fluor Protector\r\nICN: 18-015-7623 KT","Fluoride Treatment Kit: Topical Application, Silane Fluoride; 0.1% Concentration\n25 Ampoules Fluor Protector ml each; 1 Rubber Base; 1 Brushholder; 50 Disposable Brushes; 1 Ampoule Breaker\n.i Gratia: Vivadent - Fluor Protector\n","Kit"]
["RT296-05-006","Preventive material","Flouride Application Tray, Dental: Disposable, Large double arch\n1 Pack 100 Pieces\n.i Gratia: Dentsply NU Pro\nICN:18-970-5712 PK\nItem RT296-05-006 to RT296-05-008 will be awarded as a series.","Flouride Application Tray, Dental: Disposable, Large double arch\n1 Pack 100 Pieces\n.i Gratia: Dentsply NU Pro\nItem RT296-05-006 to RT296-05-008 will be awarded as a series.","pack"]
["RT296-05-007","Preventive material","Flouride Application Tray, Dental: Disposable, Medium Double arch\r\n1 Pack 100 Pieces\r\n.i Gratia: Denstply Nu Pro\r\nICN: 18-970-5713 PK","Flouride Application Tray, Dental: Disposable, Medium Double arch\n1 Pack 100 Pieces\n.i Gratia: Denstply Nu Pro\n","pack"]
["RT296-05-008","Preventive material","Flouride Application Tray, Dental: Disposable, Small Double arch\r\n1 Pack 100 Pieces\r\n.i Gratia:Dentsply Nu Pro\r\nICN: 18-970-5714 PK","Flouride Application Tray, Dental: Disposable, Small Double arch\n1 Pack 100 Pieces\n.i Gratia:Dentsply Nu Pro\n","pack"]
["RT296-05-009","Preventive material","Flouride Application Tray, Dental: Wax, Gel Tainer, Large, For Adults and Teens\n1 Box 40 Pieces\nExempli Gratia: Lorvic - Gel-Tainer\nICN: 18-007-2803 BX\nRT296-05-009 to RT296-05-010 will be awarded as a series\n","Flouride Application Tray, Dental: Wax, Gel Tainer, Large, For Adults and Teens\n1 Box 40 Pieces\nExempli Gratia: Lorvic - Gel-Tainer\nItem RT296-05-009 to RT296-05-010 will be awarded as a series\n","Box"]
["RT296-05-010","Preventive material","Flouride Application Tray, Dental: Wax, Gel Tainer, Small, For Children under Twelve\r\n1 Box 40 Pieces\r\nExempli Gratia: Lorvic - Gel-Tainer\r\nICN: 18-007-2804 BX","Flouride Application Tray, Dental: Wax, Gel Tainer, Small, For Children under Twelve\n1 Box 40 Pieces\nExempli Gratia: Lorvic - Gel-Tainer\n","Box"]
["RT296-05-011","Preventive material","Paste, Preventive Dentistry: With Fluoride, Medium Grit, Flavoured\n1 Box 200 Cups with 2 Plastic Finger Rings\n.i Gratia: Premier - Ziroxide\nICN:18-974-2293 BX\n","Paste, Preventive Dentistry: With Fluoride, Medium Grit, Flavoured\n1 Box 200 Cups with 2 Plastic Finger Rings\n.i Gratia: Premier - Ziroxide\n\n","box"]
["RT296-05-012","Preventive material","Paste, Preventive Dentistry: Without Fluoride, Medium Grit, Flavoured\n1 Box 200 Cups with 2 Plastic Finger Rings\n.i Gratia: Premier - Ziroxide\nICN: 18-974-2292 BX","Paste, Preventive Dentistry: Without Fluoride, Medium Grit, Flavoured\n1 Box 200 Cups with 2 Plastic Finger Rings\n.i Gratia: Premier - Ziroxide\n","box"]
["RT296-05-013","Preventive material","Teeth Cleaning Device, Disposable Interdental Brush: Interdental Brush\r\n1 Handle 2 Brushes Per Piece\r\n.i Gratia: Oral B\r\nICN: 18-974-1297 EA","Teeth Cleaning Device, Disposable Interdental Brush: Interdental Brush\n1 Handle 2 Brushes Per Piece\n.i Gratia: Oral B\n","each"]
["RT296-05-014","Preventive material","Teeth cleaning device, disposable, for orthodontic bands and Implants. Tapered trim with soft brittles , Assorted  colors  Pack of 12                                                                                                                                                          .i Gratia:  GUM Butler End tuft-#308PD                                                                                                                       ICN :          ","Teeth cleaning device, disposable, for orthodontic bands and Implants. Tapered trim with soft brittles , Assorted  colors  Pack of 12                                                                                                                                                          .i Gratia:  GUM Butler End tuft-#308PD                                                                                                                       ","pack"]
["RT296-05-015","Preventive material","Softener, Calculus: Calculus Scaling Gel\n5 Syringes Scaling gel 2ml each, 5 Disposable Application Tips\n.i Gratia: Dentsply - SoftScale\nICN: 18-008-3393 PK\nRT296-05-015 and RT296-05-016 will be awarded as a series\n ","Softener, Calculus: Calculus Scaling Gel\n5 Syringes Scaling gel 2ml each, 5 Disposable Application Tips\n.i Gratia: Dentsply - SoftScale\nRT296-05-015 and RT296-05-016 will be awarded as a series\n ","pack"]
["RT296-05-016","Preventive material","Tip, Applicator Brush, Dental:  Applicator Tips\r\n1 Pack 25 Pieces\r\n.i Gratia: Dentsply - SofScale\r\nICN:18-008-3392 PK","Tip, Applicator Brush, Dental:  Applicator Tips\n1 Pack 25 Pieces\n.i Gratia: Dentsply - SofScale\n","pack"]
["RT296-05-017","Preventive material","Threader, Dental Floss: Mono-Filament, Closed Loop\r\n1 Box 100 Packs (Envelopes), 5 Per Pack (Envelope)\r\n.i Gratia: Butler - Eez-Thru\r\nICN: 18-970-7901 PK","Threader, Dental Floss: Mono-Filament, Closed Loop\n1 Box 100 Packs (Envelopes), 5 Per Pack (Envelope)\n.i Gratia: Butler - Eez-Thru\n","pack"]
["RT296-05-018","Preventive material","Floss, Waxed, Dental: Nylon\n1 Reel 50 metres\n.i Gratia: Oral B\nICN: 18-970-2370 RE","Floss, Waxed, Dental: Nylon\n1 Reel 50 metres\n.i Gratia: Oral B\n","Reel"]
["RT296-05-019","Preventive material","Floss, Unwaxed, Dental: Nylon\n1 Reel 50 metres\n.i Gratia: Oral B\nICN: 18-970-5710 RE","Floss, Unwaxed, Dental: Nylon\n1 Reel 50 metres\n.i Gratia: Oral B\n","Reel"]
["RT296-05-020","Preventive material","Floss, waxed, Dental: Nylon Tape, Ribbon Floss\n1 Reel 25 metres\n.i Gratia: Guderbrod\nICN:18-970-7542 RE","Floss, waxed, Dental: Nylon Tape, Ribbon Floss\n1 Reel 25 metres\n.i Gratia: Guderbrod\n","Reel"]
["RT296-05-021","Preventive material","Floss, Waxed, Dental: Nylon Tape. Ribbon Floss   1 Reel  Apr. 25 Meters                                                                                      .i Gratia:  Henry Schein flat Ribbon floss (155-5728)                                                                                                       ICN:18-970-7542         ","Floss, Waxed, Dental: Nylon Tape. Ribbon Floss   1 Reel  Apr. 25 Meters                                                                                      .i Gratia:  Henry Schein flat Ribbon floss (155-5728)                                                                                                             ","Reel"]
["RT296-05-022","Preventive material","Floss, Unwaxed, Dental: Nylon, Superfloss\n1 Pack 50 Strips\n.i Gratia: Oral B\nICN: 18-970-2977 PK","Floss, Unwaxed, Dental: Nylon, Superfloss\n1 Pack 50 Strips\n.i Gratia: Oral B\n","pack"]
["RT296-05-023","Preventive material","Plaque Disclosing Tablets, Dental: \r\n1 Pack 25 Blisters, 4 Tablets Per Bliser\r\n.i Gratia: Oral B\r\nICN: 18-970-5416 PK","Plaque Disclosing Tablets, Dental: \n1 Pack 25 Blisters, 4 Tablets Per Bliser\n.i Gratia: Oral B\n","Packet"]
["RT296-05-024","Preventive material","Caries Disclosing Agent: Caries Indicator Kit\nKit - 4 Prefilled Syringe 1.2cc each, 20 White Mini Brush Tips\n.i Gratia: Ultradent Caries Indicator (UP0209)\nICN: 18-0026-7844 KT\nRT296-05-024 to RT296-05-026 will be awarded as a series","Caries Disclosing Agent: Caries Indicator Kit\nKit - 4 Prefilled Syringe 1.2cc each, 20 White Mini Brush Tips\n.i Gratia: Ultradent Caries Indicator (UP0209)\nItem RT296-05-024 to RT296-05-026 will be awarded as a series","Kit"]
["RT296-05-025","Preventive material","Caries Disclosing Agent: Caries Indicator Refill Syringes\r\n 4 Prefilled Syringe 1.2cc each\r\n.i Gratia: Ultradent Caries Indicator (UP0210)\r\nICN: 18-026-7848 CO","Caries Disclosing Agent: Caries Indicator Refill Syringes\n 4 Prefilled Syringe 1.2cc each\n.i Gratia: Ultradent Caries Indicator (UP0210)\n","container"]
["RT296-05-026","Preventive material","Tip, Applicator Brush, Dental: White Mini Brush Tips\r\n1 Container 20 Pieces\r\n.i Gratia: Ultradent - White Mini Brush Tips (UP0192)\r\nICN:18-026-7840 CO","Tip, Applicator Brush, Dental: White Mini Brush Tips\n1 Container 20 Pieces\n.i Gratia: Ultradent - White Mini Brush Tips (UP0192)\n","container"]
["RT296-05-027","Preventive material","Cream Topical: Peptide, water based, suger free dental topical cream, containing Casein Phosphate fluoride-Armorphous Calcium Phosphate\n1 Box  10 pieces\n.i Gratia: GC Tooth Mousse\nICN: RT-296-0115 BX","Cream Topical: Peptide, water based, suger free dental topical cream, containing Casein Phosphate fluoride-Armorphous Calcium Phosphate\n1 Box  10 pieces\n.i Gratia: GC Tooth Mousse\n","box"]
["RT296-05-028","Preventive material","Sodium Fluoride gel, dental, topical application, varnish 5% sodium flouride, fluoride, 1 syringe 0.5ml. Kit with 20 . x 5ml syringes and 25 x tips\r\n\r.i Gratia: Ultradent Flor Opal Varnish Kit","Sodium Fluoride gel, dental, topical application, varnish 5% sodium flouride, fluoride, 1 syringe 0.5ml. Kit with 20 . x 5ml syringes and 25 x tips\r\n\r.i Gratia: Ultradent Flor Opal Varnish Kit","Kit"]
["RT296-05-029","Preventive material","Toothbrush dental adult, straight handle, thumb grip , head length not exceeding 2.5 cm, flat brushing plane, soft medium textured nylon (0.08 micron) round end bristles, pack of 12\r\n\r.i Gratia: Aquafresh\r\n","Toothbrush dental adult, straight handle, thumb grip , head length not exceeding 2.5 cm, flat brushing plane, soft textured nylon round end bristles, pack of 12\n\n\n","pack","toothbrushes have not previously had size of bristles, i.e.0.08micron.we may not receive suppliers with this exact size.\nRemoved 0.08micron","Accepted"]
["Provide RT no",null,null,"Toothbrush dental adult, straight handle, thumb grip , head length not exceeding 2.5 cm, flat brushing plane, medium textured nylon round end bristles, pack of 12\n\n.i Gratia: Aquafresh\n",null,null,"Accepted"]
["RT296-05-030","Preventive material","Toothbrush dental, child, head length not exceeding 2.3cm with rounded corners in front, flat brushing plane, soft textured nylon (0.08micron) rounded bristles, flexible bended neck pack of 12\r\n\r.i Gratia: Aquafresh\r","Toothbrush dental, child, head length not exceeding 2.3cm with rounded corners in front, flat brushing plane, soft textured nylon rounded bristles,  pack of 12\n\n\n","pack","Removed 0.08 micron wording\nRemoved : flexible bended neck","Accepted"]
["RT296-05-031","Preventive material","Toothbrush dental baby, head length not exceeding 2cm with rounded corners in front, flat brushing plane, soft flexible grip , soft textured nylon (0.06 micron) rounded bristles, pack of 12\r\n\r.i Gratia: Colgate , toothbrush\r","Toothbrush dental baby, head length not exceeding 2cm with rounded corners in front, flat brushing plane, soft flexible grip , soft textured nylon rounded bristles, pack of 12\n\n\n","pack","Remove :  (0.06 micron)","Accepted"]
["RT296-05-032","Preventive material","New item","Toothbrush  for Special Health Care Needs (SHCN): 3 Sided toothbrush, flexible three-sided bristle heads that completely surrounds the teeth for optimum coverage with each brushing stroke. Bristles that can clean all surfaces of a tooth as well as the gum line at the required 45° angle to the gumline (even in hard-to-reach areas) and can do so faster and more efficiently than standard brushes.  Product \nASIN: B007W69XM6. Sizes: Small.  .es: Collis curve toothbrush, Surround toothbrush, CleanCurl 3D Toothbrush, DenTrust.","Each","Remove Brands\nremoved \"Dimensions:  (25.4 x 5.7 x 5.7 cm);  Weight: (82.22 grams).","To check the dimensions and weight\nmanual or electric","Accepted"]
["RT296-05-033","Preventive material","New item","Toothbrush  for Special Health Care Needs (SHCN): 3 Sided toothbrush, flexible three-sided bristle heads that completely surrounds the teeth for optimum coverage with each brushing stroke. Bristles that can clean all surfaces of a tooth as well as the gum line at the required 45° angle to the gumline (even in hard-to-reach areas) and can do so faster and more efficiently than standard brushes.  Product \nASIN: B007W69XM6. Sizes: Medium.  .es: Collis curve toothbrush, Surround toothbrush, CleanCurl 3D Toothbrush, DenTrust.","Each","Remove Brands\nDimensions:  (25.4 x 5.7 x 5.7 cm);  Weight: (82.22 grams).","To check the dimensions and weight\nmanual or electric","Accepted"]
["RT296-05-034","Preventive material","New item","Toothbrush  for Special Health Care Needs (SHCN): 3 Sided toothbrush, flexible three-sided bristle heads that completely surrounds the teeth for optimum coverage with each brushing stroke. Bristles that can clean all surfaces of a tooth as well as the gum line at the required 45° angle to the gumline (even in hard-to-reach areas) and can do so faster and more efficiently than standard brushes.  \n\nASIN: B007W69XM6. Sizes: Large.  .es: Collis curve toothbrush, Surround toothbrush, CleanCurl 3D Toothbrush, DenTrust.","Each","Remove Brands\nProduct Dimensions:  (25.4 x 5.7 x 5.7 cm);  Weight: (82.22 grams).","To check the dimensions and weight\nmanual or electric","Accepted"]
["RT296-05-035","Preventive material","Teeth cleaning device, disposable, Toothbrush cover with snap on cove to fit all toothbrushes   Box of 12                                                                                                                                                                                                     .i Gratia:  Henry Schein toothbrush cover (900-4068)                                                                                                                       ICN :         ","Teeth cleaning device, disposable, Toothbrush cover with snap on cove to fit all toothbrushes   Box of 12\n.i Gratia:  Henry Schein toothbrush cover (900-4068)                                                                                                                                                                                                                                                                                                                        ","box"]
["RT296-05-036","Preventive material","Toothpaste dental, 25ml, active ingredient sodium fluoride and sodium lauryl sulphate   not exceeding 1000ppm, ingredients be sugar free, stable in use and storage, pack of 12, .i Gratia: Aquafresh, 25ml toothpaste","Toothpaste dental, 25ml, active ingredient sodium fluoride and sodium lauryl sulphate   not exceeding 1000ppm, ingredients be sugar free, stable in use and storage, pack of 12, .i Gratia: Aquafresh, 25ml toothpaste","pack"]
["RT296-05-037","Preventive material","Toothpaste dental, 50ml, active ingredient sodium fluoride and sodium lauryl sulphate   not exceeding 1400ppm, stable in use and storage, pack of 12, .i Gratia: Colgate \n50 ml toothpaste.\n","Toothpaste dental, 50ml, active ingredient sodium fluoride and sodium lauryl sulphate   not exceeding 1400ppm, stable in use and storage, pack of 12, .i Gratia: Colgate \n50 ml toothpaste.\n","pack"]
["RT296-05-038","Preventive material","Toothpaste dental, 100ml, active ingredient sodium fluoride and sodium lauryl sulphate   not exceeding 1400ppm,stable in use and storage, pack of 12, .i Gratia: Aquafresh \n100ml toothpaste\n","Toothpaste dental, 100ml, active ingredient sodium fluoride and sodium lauryl sulphate   not exceeding 1400ppm,stable in use and storage, pack of 12, .i Gratia: Aquafresh \n100ml toothpaste\n","Pack","Pack added","Accepted"]
["RT296-05-039","Preventive material","Teeth cleaning device ; interdental brush with chlorhexidine coated filaments ultra micro fine cylindrical, for passage hole diam 0,6 mm (ISO 0)\n.i Graria:Gum Traveler 1312; 1 bag 10 pieces                                                                                                                                                                                                                                                                           ","Teeth cleaning device ; interdental brush with chlorhexidine coated filaments ultra micro fine cylindrical, for passage hole diam 0,6 mm (ISO 0)\n.i Graria:Gum Traveler 1312; 1 bag 10 pieces                                                                                                                                                                                                                                                                           ","bag"]
["RT296-05-040","Preventive material","Teeth cleaning device ; interdental brush with chlorhexidine coated filaments ultra micro fine Tapered for passage hole diam 0,6 mm (ISO 1)        \n.i Graria:Gum Traveler 131; 1 bag 10 pieces                                                                                                                                                                                                                                                                      ","Teeth cleaning device ; interdental brush with chlorhexidine coated filaments ultra micro fine Tapered for passage hole diam 0,6 mm (ISO 1)        \n.i Graria:Gum Traveler 131; 1 bag 10 pieces                                                                                                                                                                                                                                                                      ","bag"]
["RT296-05-041","Preventive material","Teeth cleaning device ; interdental brush with chlorhexidine coated filaments ultra micro fine cylindrical for passage hole diam 0,9 mm (ISO 2)   \n.i Graria:Gum (Traveler 1412); 1 bag 10 pieces                                                                                                                                                                                                                                                                           ","Teeth cleaning device ; interdental brush with chlorhexidine coated filaments ultra micro fine cylindrical for passage hole diam 0,9 mm (ISO 2)   \n.i Graria:Gum (Traveler 1412); 1 bag 10 pieces                                                                                                                                                                                                                                                                           ","bag"]
["RT296-05-042","Preventive material","Teeth cleaning device ; interdental brush with chlorhexidine coated filaments ultra micro fine tapered for passage hole diam 1.1mm (ISO 3)\n.i Graria:Gum (Traveler 1414); 1 bag 10 pieces                                                                                                                                                                                                                                                                              ","Teeth cleaning device ; interdental brush with chlorhexidine coated filaments ultra micro fine tapered for passage hole diam 1.1mm (ISO 3)\n.i Graria:Gum (Traveler 1414); 1 bag 10 pieces                                                                                                                                                                                                                                                                              ","bag"]
["RT296-05-043","Preventive material","Teeth cleaning device ; interdental brush with chlorhexidine coated filaments ultra micro fine cylindrical for passage hole diam 1.2 mm (ISO 2)                                                                                                                                                          .i Graria:Gum (Traveler 1512); 1 bag 10 pieces                                                                                                                    ICN: ","Teeth cleaning device ; interdental brush with chlorhexidine coated filaments ultra micro fine cylindrical for passage hole diam 1.2 mm (ISO 2)    \n.i Graria:Gum (Traveler 1512); 1 bag 10 pieces                                                                                                                                                                                                                                                                          ","bag"]
["RT296-05-044","Preventive material","Teeth cleaning device ; interdental brush with chlorhexidine coated filaments ultra micro fine tapered for passage hole diam 1.3mm (ISO 4)   \n.i Graria:Gum (Traveler 1514); 1 bag 10 pieces                                                                                                                                                                                                                                                                           ","Teeth cleaning device ; interdental brush with chlorhexidine coated filaments ultra micro fine tapered for passage hole diam 1.3mm (ISO 4)   \n.i Graria:Gum (Traveler 1514); 1 bag 10 pieces                                                                                                                                                                                                                                                                           ","bag"]
["RT296-05-045","Preventive material","Teeth cleaning device ; interdental brush with chlorhexidine coated filaments ultra micro fine cylindrical for passage hole diam 1.4 mm (ISO 4)  \n.i Graria:Gum (Traveler 1612); 1 bag 10 pieces                                                                                                                                                                                                                                                                            ","Teeth cleaning device ; interdental brush with chlorhexidine coated filaments ultra micro fine cylindrical for passage hole diam 1.4 mm (ISO 4)  \n.i Graria:Gum (Traveler 1612); 1 bag 10 pieces                                                                                                                                                                                                                                                                            ","bag"]
["RT296-05-046","Preventive material","Teeth cleaning device ; interdental brush with chlorhexidine coated filaments ultra micro fine tapered for passage hole diam 1.6mm (ISO 6)     \n.i Graria:Gum (Traveler 1618); 1 bag 10 pieces                                                                                                                                                                                                                                                                         ","Teeth cleaning device ; interdental brush with chlorhexidine coated filaments ultra micro fine tapered for passage hole diam 1.6mm (ISO 6)     \n.i Graria:Gum (Traveler 1618); 1 bag 10 pieces                                                                                                                                                                                                                                                                         ","bag"]
["RT296-05-047","Preventive material","Hydrogen peroxide concentrate, 35% hydrogen peroxide denTinal bleaching agent\r\n2 x 1.2ml pre filled syringes\r\n20 x mini tips\r\n\r.i Gratia: Ultradent Opalescence Endo kit (#1270)\r\nICN: 6520-18-175-1002","Hydrogen peroxide concentrate, 35% hydrogen peroxide denTinal bleaching agent\n2 x 1.2ml pre filled syringes\n20 x mini tips\n.i Gratia: Ultradent Opalescence Endo kit (#1270)\n","Kit"]
["RT296-05-048","Preventive material","Hydrochloric acid slurry, 6.6% HCL Slurry with silicon micro particles\r\n4 x 1.2ml prefilled syringes\r\n20 x tips\r\n20 x opal cups\r\n\r.i Gratia: Ultradent Opalusture kit (#554)","Hydrochloric acid slurry, 6.6% HCL Slurry with silicon micro particles\r\n4 x 1.2ml prefilled syringes\r\n20 x tips\r\n20 x opal cups\r\n\r.i Gratia: Ultradent Opalusture kit (#554)","Kit"]
["RT296-05-049","Preventive material","Teeth cleaning device , Interdental brushes assorted kit with chlorhexidine coated filaments; with min of 8 sizes; colour coded  ranging from 0,8mm to max 2mm (eg GUM Travler kit 1601) . RT296-05-046 to RT296-05-054 will be awarded as a series    \n","Teeth cleaning device , Interdental brushes assorted kit with chlorhexidine coated filaments; with min of 8 sizes; colour coded  ranging from 0,8mm to max 2mm (eg GUM Travler kit 1601) . \nItem RT296-05-049 to RT296-05-057 will be awarded as a series    \n","pack"]
["RT296-05-050","Preventive material","Teeth cleaning device ; interdental brush with chlorhexidine coated filaments ultra micro fine cylindrical, for passage hole diam 0,8 mm (ISO1) (EG Gum Traveler gb1314); 1 bag 10 pieces\r","Teeth cleaning device ; interdental brush with chlorhexidine coated filaments ultra micro fine cylindrical, for passage hole diam 0,8 mm (ISO1) (EG Gum Traveler gb1314); 1 bag 10 pieces\r","bag"]
["RT296-05-051","Preventive material","Teeth cleaning device ; interdental brush with chlorhexidine coated filaments ultra fine cylindrical, for passage hole diam 0.9 mm (ISO2 (EG Gum Traveler gb1412); 1 bag 10 pieces\r","Teeth cleaning device ; interdental brush with chlorhexidine coated filaments ultra fine cylindrical, for passage hole diam 0.9 mm (ISO2 (EG Gum Traveler gb1412); 1 bag 10 pieces\r","bag"]
["RT296-05-052","Preventive material","Teeth cleaning device ; interdental brush with chlorhexidine coated filaments ultra fine cylindrical, for passage hole diam 1.1 mm (ISO3) (EG Gum Traveler gb1414) 1 bag 10 pieces\r","Teeth cleaning device ; interdental brush with chlorhexidine coated filaments ultra fine cylindrical, for passage hole diam 1.1 mm (ISO3) (EG Gum Traveler gb1414) 1 bag 10 pieces\r","bag"]
["RT296-05-053","Preventive material","Teeth cleaning device ; interdental brush with chlorhexidine coated filaments extra fine cylindrical, for passage hole diam 1.2 mm (ISO3) (EG Gum Traveler gb1512) 1 bag 10 pieces\r","Teeth cleaning device ; interdental brush with chlorhexidine coated filaments extra fine cylindrical, for passage hole diam 1.2 mm (ISO3) (EG Gum Traveler gb1512) 1 bag 10 pieces\r","bag"]
["RT296-05-054","Preventive material","Teeth cleaning device ; interdental brush with chlorhexidine coated filaments extra fine tapered, for passage hole diam1.3 mm (ISO4) (EG Gum Traveler gb1514) 1 bag 10 pieces\r","Teeth cleaning device ; interdental brush with chlorhexidine coated filaments extra fine tapered, for passage hole diam1.3 mm (ISO4) (EG Gum Traveler gb1514) 1 bag 10 pieces\r","bag"]
["RT296-05-055","Preventive material","Teeth cleaning device ; interdental brush with chlorhexidine coated filaments fine cylindrical, for passage hole diam 1.4 mm (ISO4) (EG Gum Traveler gb1612) 1 bag 10 pieces\r","Teeth cleaning device ; interdental brush with chlorhexidine coated filaments fine cylindrical, for passage hole diam 1.4 mm (ISO4) (EG Gum Traveler gb1612) 1 bag 10 pieces\r","bag"]
["RT296-05-056","Preventive material","Teeth cleaning device ; interdental brush with chlorhexidine coated filaments tapered, for passage hole diam1.6 mm (ISO5) (EG Gum Traveler gb1614) 1 bag 10 pieces\r","Teeth cleaning device ; interdental brush with chlorhexidine coated filaments tapered, for passage hole diam1.6 mm (ISO5) (EG Gum Traveler gb1614) 1 bag 10 pieces\r","bag"]
["RT296-05-057","Preventive material","Teeth cleaning device ; interdental brush with chlorhexidine coated filaments cylindrical, for passage hole diam 2.0 mm (ISO6) (EG Gum Traveler gb1618) 1 bag 10 pieces\r","Teeth cleaning device ; interdental brush with chlorhexidine coated filaments cylindrical, for passage hole diam 2.0 mm (ISO6) (EG Gum Traveler gb1618) 1 bag 10 pieces\r","bag"]
["RT296-05-058","Preventive material","Toothbrush combined with toopaste(100ml) with flouride not exeeding 1400pp, , stable is starage and use; . Gratia Dischem toopaste and brush set.\n","Toothbrush,adult , straight handle, thumb grip , head length not exceeding 2.5 cm, flat brushing plane, soft textured nylon round end bristles, combined with toothpaste(100ml) with flouride not exceeding 1400pp,  stable in storage and use; toothpaste and brush set.\n","set","Specify the size of the toothbrush","Accepted"]
["Provide RT no",null,null,"Toothbrush,adult , straight handle, thumb grip , head length not exceeding 2.5 cm, flat brushing plane, medium textured nylon round end bristles, combined with toothpaste(100ml) with flouride not exeeding 1400pp, stable in storage and use; toothpaste and brush set.\n",null,null,"Accepted"]
["RT296-05-059","Preventive material","Banded pack toothpaste / toothbrush . Toothpaste - 75ml, active ingredient sodium fluoride and toothbrush straight handle, thumb grip , head length not exceeding 2.5 cm, flat brushing plane, soft medium\r\n.i Gratia: Dischem \r","Banded pack toothpaste / toothbrush . Toothpaste - 75ml, active ingredient sodium fluoride and toothbrush straight handle, thumb grip , head length not exceeding 2.5 cm, flat brushing plane, soft\n\n","pack","Specify the size of the toothbrush","Accepted"]
["Provide RT no",null,null,"Banded pack toothpaste / toothbrush . Toothpaste - 75ml, active ingredient sodium fluoride and toothbrush straight handle, thumb grip , head length not exceeding 2.5 cm, flat brushing plane,medium\n\n","pack",null,"Accepted"]
["RT296-05-060","Preventive material","Banded pack toothpaste / toothbrush .  Toothpaste - 100ml, active ingredient sodium fluoride and toothbrush straight handle, thumb grip , head length not exceeding 2.5 cm, flat brushing plane, soft medium\r\n.i Gratia: Colgate \r","Banded pack toothpaste / toothbrush .  Toothpaste - 100ml, active ingredient sodium fluoride and toothbrush straight handle, thumb grip , head length not exceeding 2.5 cm, flat brushing plane, soft medium\n.i Gratia: Colgate \n","pack","Specify the size of the toothbrush","Remove, duplicate to RT296-05-058"]
["RT296-06-001","Preventive material","Mouthwash: Dental Tablets, Thymol or Menthol Effervescent Tablets\r\n1 Bottle 1000 Tablets\r\n.i Gratia: Elite\r\nICN: 18-970-5108 BT","Mouthwash: Dental Tablets, Thymol or Menthol Effervescent Tablets\r\n1 Bottle 1000 Tablets\r\n.i Gratia: Elite\r\nICN: 18-970-5108 BT","bottle","move to RT296-05"]
["RT296-06-002","Preventive material","New item","Disinfectant,  dental: 3%  Hydrogen Peroxide, mouth rinse, 250ml bottle \n.i Gratia:","Bottle ","move to RT296-05"]
["RT296-06-003","Preventive material","New item","Disinfectant, Dental: 1% Povidine Iodine solution mouth rinse,  250ml bottle                                                                                     .i Gratia:","Bottle ","move to RT296-05"]
["RT296-06-004","Restorative accessory","Gingiva management kit, dental:  Astringedent Tissue Management Kit (Includes Astringedent and cord and cord packer)\r\nKit - 1 Bottle Astringedent Coagulative Haemeostatic Solution 30ml, 20 Dento-Infusor Disposable Tips, 20 - 1.2cc Syringes, Ultrapak knitted Cord Sizes NO.00,0,1 and 2,1, 1 Fisher Ultrapak Packer\r\n.i Gratia: Ultradent - Tissue Management Kit ULT 0649\r\nICN:18-970-9668 KT\r\nItem RT296-06-002 to RT296-06-011 will be awarded as a series.","Gingiva management kit, dental:  Astringedent Tissue Management Kit (Includes Astringedent and cord and cord packer)\nKit - 1 Bottle Astringedent Coagulative Haemeostatic Solution 30ml, 20 Dento-Infusor Disposable Tips, 20 - 1.2cc Syringes, Ultrapak knitted Cord Sizes NO.00,0,1 and 2,1, 1 Fisher Ultrapak Packer\n.i Gratia: Ultradent - Tissue Management Kit ULT 0649\nItem RT296-06-004 to RT296-06-014 will be awarded as a series.","Kit","Consider renumbering"]
["RT296-06-005","Restorative accessory","Gingival retraction cord, dental: Knitted, Ultrapak No.0\r\n1 Dispenser 3050mm Cord (10 feet)\r\n.i Gratia: Ultradent - Ultrapak \r\nICN: 18-970-7731 CN","Gingival retraction cord, dental: Knitted, Ultrapak No.0\n1 Dispenser 3050mm Cord (10 feet)\n.i Gratia: Ultradent - Ultrapak \n","Dispencer"]
["RT296-06-006","Restorative accessory","Gingival retraction cord, dental: Knitted, Ultrapak No.00\r\n1 Dispenser 3050mm Cord (10 feet)\r\n.i Gratia: Ultradent - Ultrapak\r\nICN: 18-974-1259 CN","Gingival retraction cord, dental: Knitted, Ultrapak No.00\n1 Dispenser 3050mm Cord (10 feet)\n.i Gratia: Ultradent - Ultrapak\n","Dispencer"]
["RT296-06-007","Restorative accessory","Gingival retraction cord, dental: Knitted, Ultrapak No.000\r\n1 Dispenser 3050mm Cord (10 feet)\r\n.i Gratia: Ultradent - Ultrapak (UP0136)\r\nICN: 18-026-7818 CN","Gingival retraction cord, dental: Knitted, Ultrapak No.000\n1 Dispenser 3050mm Cord (10 feet)\n.i Gratia: Ultradent - Ultrapak (UP0136)\n","Dispencer"]
["RT296-06-008","Restorative accessory","Gingival retraction cord, dental: Knitted, Ultrapak No.1\r\n1 Dispenser 3050mm Cord (10 feet)\r\n.i Gratia: Ultradent - Ultrapak\r\nICN:18-970-7732 CN","Gingival retraction cord, dental: Knitted, Ultrapak No.1\n1 Dispenser 3050mm Cord (10 feet)\n.i Gratia: Ultradent - Ultrapak\n","Dispencer"]
["RT296-06-009","Restorative accessory","Gingival retraction cord, dental: Knitted, Ultrapak No.2\r\n1 Dispenser 3050mm Cord (10 feet)\r\n.i Gratia: Ultradent - Ultrapak\r\nICN: 18-970-7733 CN","Gingival retraction cord, dental: Knitted, Ultrapak No.2\n1 Dispenser 3050mm Cord (10 feet)\n.i Gratia: Ultradent - Ultrapak\n","Dispencer"]
["RT296-06-010","Restorative accessory","Gingival retraction cord, dental: Knitted, Ultrapak No.3\r\n1 Dispenser 3050mm Cord (10 feet)\r\n.i Gratia: Ultradent - Ultrapak\r\nICN: 18-970-7734 CN","Gingival retraction cord, dental: Knitted, Ultrapak No.3\n1 Dispenser 3050mm Cord (10 feet)\n.i Gratia: Ultradent - Ultrapak\n","Dispencer"]
["RT296-06-011","Restorative accessory","Gingival Retraction liquid, dental: Coagulative Hemostatic/Retractive Agent,15,5%\r\nFe2 (SO4)3 - Astringedent (No Epinephrine or Aluminum Chloride)\r\n1 Bottle 30ml\r\n.i Gratia: Ultradent - Astringedent\r\nICN: 18-970-8671 BT","Gingival Retraction liquid, dental: Coagulative Hemostatic/Retractive Agent,15,5%\nFe2 (SO4)3 - Astringedent (No Epinephrine or Aluminum Chloride)\n1 Bottle 30ml\n.i Gratia: Ultradent - Astringedent\n","bottle"]
["RT296-06-012","Restorative accessory","Dispenser, dental materials:  Plastic Syringe with Luer Lock, 1.2cc, Clear (for use with  delivery tips)\r\n1 Pack 20 Pieces\r\n.i Gratia: Ultradent (UP 0124)\r\nICN: 18-970-9670 PK","Dispenser, dental materials:  Plastic Syringe with Luer Lock, 1.2cc, Clear (for use with  delivery tips)\n1 Pack 20 Pieces\n.i Gratia: Ultradent (UP 0124)\n","pack"]
["RT296-06-013","Restorative accessory","Tip, dental material dispenser: Ultra Dento-Infusor metal Tips\n1 Pack 20 Pieces\n.i Gratia: Ultradent - Dento-Infusor TM (UP0122)\nICN:18-970-8672 PK","Tip, dental material dispenser: Ultra Dento-Infusor metal Tips\n1 Pack 20 Pieces\n.i Gratia: Ultradent - Dento-Infusor TM (UP0122)\n","pack"]
["RT296-06-014","Restorative accessory","Tip, dental material dispenser: Ultra Dento-Infusor metal Tips\n1 Pack 100 Pieces\n.i Gratia: Ultradent - Dento-Infusor TM (UP0122)\nICN:18-970-8672 PK","Tip, dental material dispenser: Ultra Dento-Infusor metal Tips\n1 Pack 100 Pieces\n.i Gratia: Ultradent - Dento-Infusor TM (UP0122)\n","pack"]
["RT296-06-015","Restorative accessory","Haemostatic agent, dental: Hemo Fibrin Sponges, Resorbable\r\n1 Jar 24 Sponges\r\n.i Gratia: Septodont - Hemofibrine\r\nICN: 18-970-2407 JR","Haemostatic agent, dental: Hemo Fibrin Sponges, Resorbable\n1 Jar 24 Sponges\n.i Gratia: Septodont - Hemofibrine\n","Jar"]
["RT296-06-016","Restorative accessory","General purpose anti-microbial hand cleaner microcidal activity against vegetative forms of pathogenic orgarnisms.\r\n.i Gratia: Tetrabac\r\nICN: 18-008-3386 BT","General purpose anti-microbial hand cleaner microcidal activity against vegetative forms of pathogenic orgarnisms.\n.i Gratia: Tetrabac\n","bottle"]
["RT296-06-017","Restorative accessory","Hydrogen peroxide concentrate, modified: DenTinal Bleachng Agent, 35% concentarte, pre-mixed syringe for non vital bleaching.  \n2 x1.2ml  Syringes 20 delivery tips\n.i Gratia: Opalescene  Endo Ultradent (1270)\nICN: 6520-18-187-9588 KT\n","Hydrogen peroxide concentrate, modified: DenTinal Bleachng Agent, 35% concentarte, pre-mixed syringe for non vital bleaching.  \n2 x1.2ml  Syringes 20 delivery tips\n.i Gratia: Opalescene  Endo Ultradent (1270)\n","Kit"]
["RT296-06-018","Restorative accessory","Hydrogen Peroxide Concentrate, Modified: DenTinal Bleaching Agent, 35% concentrate, pre-mixed syringe for non vital bleaching.                                                                                                                                                                     2 x 1.2ml Syringes 20 delivery tips Exempli Gratia: Opalescence Endo Ultra dent (1270)                                                                            ICN: 6520-18-187-9588 KT","Hydrogen Peroxide Concentrate, Modified: DenTinal Bleaching Agent, 35% concentrate, pre-mixed syringe for non vital bleaching.                                                                                                                                                                     2 x 1.2ml Syringes 20 delivery tips Exempli Gratia: Opalescence Endo Ultra dent (1270)                                                                           ","kit"]
["RT296-06-019","Restorative accessory","Carbemide peroxide concentrate, modified: DenTinal Bleachng Agent, 40% Carbemide Peroxide, Chairside, Vital Bleaching , Chemical Activated.\n4 x 1.2ml prefilled syringes\n.i Gartia: Ultradent Opalescene  Xtra  Boost \nICN: 6520-18-187-9613 KT\n","Carbemide peroxide concentrate, modified: DenTinal Bleachng Agent, 40% Carbemide Peroxide, Chairside, Vital Bleaching , Chemical Activated.\n4 x 1.2ml prefilled syringes\n.i Gartia: Ultradent Opalescene  Xtra  Boost \n","Kit"]
["RT296-06-020","Restorative accessory","Therapeutic, post-surgical, dental: Dry Socket Alveolar Paste, Based on Iodoform, Butyl-Paraminobenzoate and Eugenol Formula\r\n1 Jar 12 g\r\n.i Gratia: Septodont - Alvogyl TM\r\nICN: 18-970-2799 JR","Therapeutic, post-surgical, dental: Dry Socket Alveolar Paste, Based on Iodoform, Butyl-Paraminobenzoate and Eugenol Formula\n1 Jar 12 g\n.i Gratia: Septodont - Alvogyl TM\n","Jar"]
["RT296-06-021","Restorative accessory","Paste, periodontal protective, surgical: Dressing, Resin, Non-Eugenol Paste, Set\r\nSet - 1 Tube Base, 1 Tube Accelerator, 1 Bottle Retarder\r\n.i Gratia: COE - Coe-Pak\r\nICN: 18-970-7077 SE","Paste, periodontal protective, surgical: Dressing, Resin, Non-Eugenol Paste, Set\nSet - 1 Tube Base, 1 Tube Accelerator, 1 Bottle Retarder\n.i Gratia: COE - Coe-Pak\n","set"]
["RT296-06-022","Restorative accessory","Mouthwash: dental liquid concentrate, Assorted flavors, 1 pack with 3 x 500ml bottles of assorted flavors, .i Gratia Calypso flavored mouthwash\r","Mouthwash: dental liquid concentrate, Assorted flavors, 1 pack with 3 x 500ml bottles of assorted flavors, .i Gratia Calypso flavored mouthwash\r","pack"]
["RT296-06-023","Restorative accessory","Gingival retraction liquid, dental:  Coagulative Hemostatic/Retractive Agent, Aluminum Chloride)\r\n1 Bottle 30ml\r\n.i Gratia: Ultradent - Astringedent\r","Gingival retraction liquid, dental:  Coagulative Hemostatic/Retractive Agent, Aluminum Chloride)\r\n1 Bottle 30ml\r\n.i Gratia: Ultradent - Astringedent\r","bottle"]
["RT296-07-001","Restorative accessory","Paper, articulaTing, dental: Horseshoe, Thin, Blue One Side and Red on the other\r\n1 Box 6 Books, 12 Sheets per Book\r\n.i Gratia: GHM\r\nICN: 6520-18-970-7760","Paper, articulating, dental: Horseshoe, Thin, Blue One Side and Red on the other\n1 Box 6 Books, 12 Sheets per Book\n.i Gratia: GHM\n","box"]
["RT296-07-002","Restorative accessory","Paper, articulaTing, dental: Thin, Blue Width 20mm\r\n1 Box 12 Books, 12 Sheets per Book\r\n.i Gratia: P.D.\r\nICN: 18-970-5729 BX","Paper, articulating, dental: Thin, Blue Width 20mm\n1 Box 12 Books, 12 Sheets per Book\n.i Gratia: P.D.\n","box"]
["RT296-07-003","Restorative accessory","Paper, articulaTing, dental: Thick, Blue / Red Width 20mm\n1 Box of 100 strips\n.i Gratia: Baush\nICN: 6520-18-970-2466","Paper, articulating, dental: Thick, Blue / Red Width 20mm\n1 Box of 100 strips\n.i Gratia: Baush\n","box"]
["RT296-07-004","Restorative accessory","Paper, ArticulaTing, dental:  Micro Thin range 40 µ to 45µ                                                                                                                                                          .i Gracra:Baush Micro thin:   1 box of 200 strips)                                                                                                                    ICN: ","Paper, Articulating, dental:  Micro Thin range 40 µ to 45µ                                                                                                                                                          .i Gracra:Baush Micro thin:   1 box of 200 strips)                                                                                                                    ","box"]
["RT296-07-005","Restorative accessory","ArticulaTing film, Metallic polyester  ArticulaTing, dental: 12µ; 22mm wide, 20m roll in dispenser                                                                                                                                                       .i Gracia Arti Foil Metallic shimstock film                                                                                                                     ICN:","Articulating film, Metallic polyester  ArticulaTing, dental: 12µ; 22mm wide, 20m roll in dispenser                                                                                                                                                       .i Gracia Arti Foil Metallic shimstock film                                                                                                                     ","box"]
["RT296-07-006","Acrylic resin","Resin, acrylic, dental: Denture Chairside Relining, Ethylmathacrylate Resin, Selfcuring Hard Liquid, Set\r\n1 Bottle Powder 454 g, 1 Bottle Liquid 240ml, Accessories\r\n.i Gratia: Lang - Flexacryl\r\nICN: 18-017-7845 SE","Resin, acrylic, dental: Denture Chairside Relining, Ethylmathacrylate Resin, Selfcuring Hard Liquid, Set\n1 Bottle Powder 454 g, 1 Bottle Liquid 240ml, Accessories\n.i Gratia: Lang - Flexacryl\n","set"]
["RT296-07-007","Acrylic resin","Resin, acrylic, dental: Occlusion Registration, Powder and Liquid Set, Selfcuring\r\nSet - 1 Bottle Powder 60g, 1 Bottle Liquid 60g, Lubricant\r\n.i Gratia: Duralay\r\nICN: 18-970-5783 SE","Resin, acrylic, dental: Occlusion Registration, Powder and Liquid Set, Selfcuring\nSet - 1 Bottle Powder 60g, 1 Bottle Liquid 60g, Lubricant\n.i Gratia: Duralay\n","set"]
["RT296-07-008","Acrylic resin","New item","Flexi Biosens for flexi dentures Cartridge and Cap 25mm Large 95 mm\nItem RT296-07-008 to RT296-07-010 will be awarded as a series..","Cartridge"]
["RT296-07-009","Acrylic resin","New item","Flexi Biosens Std for Flex Dentues 1 Kg","container"]
["RT296-07-010","Acrylic resin","New item","Flexi Nylon Std Pink for Flexi Dentures 1 kg ","Container"]
["RT296-07-011","Wax","Wax, dental: Occlusion Registration, Sheets, Metal Based\r\n1 Pack 250g\r\n.i Gratia: Associated - Alminax\r\nICN: 18-970-7088 PK","Wax, dental: Occlusion Registration, Sheets, Metal Based\n1 Pack 250g\n.i Gratia: Associated - Alminax\n","pack"]
["RT296-07-012","Wax","Wax, dental: Occlusion Registration, Sheets, Regular (dr L.A. Cohn Technique)\r\n1 Pack 454g\r\n.i Gratia: National Keystone - Mizzy Wax\r\nICN: 18-037-1043 PK","Wax, dental: Occlusion Registration, Sheets, Regular (dr L.A. Cohn Technique)\n1 Pack 454g\n.i Gratia: National Keystone - Mizzy Wax\n","pack"]
["RT296-07-013","Acrylic resin","Resin, Acrylic, Dental: Denture Chair side Relining, Ethylmathacrylate Resin, Self curing Hard Liquid, Set\n1 Bottle Powder 454 g, 1 Bottle Liquid 240ml, Accessories\nExempli Gratia: Voco 2210 UFI GEL HARD reline\nICN: 18-017-7845 SE","Resin, Acrylic, Dental: Denture Chair side Relining, Ethylmathacrylate Resin, Self curing Hard Liquid, Set\n1 Bottle Powder 454 g, 1 Bottle Liquid 240ml, Accessories\nExempli Gratia: Voco 2210 UFI GEL HARD reline\n","Set"]
["RT296-07-014","Wax","Wax, dental: Occlusion Registration, Strips, Clinical Use\r\n1 Pack 180 Strips\r\n.i Gratia: Kerr - Occlusion Wax\r\nICN: 18-970-7026 PK","Wax, dental: Occlusion Registration, Strips, Clinical Use\n1 Pack 180 Strips\n.i Gratia: Kerr - Occlusion Wax\n","pack"]
["RT296-07-015","Denture Liner","Tissue conditioner set, dental: Multipurpose, Conditioner, Soft Liner and Functional Impression, Self Curing, Methacryl Gel Formulation\r\nSet - 1 Bottle Powder 120g, 1 Bottle Liquid 90ml, 1 Bottle Lubricant 115ml, 1 Mixing Vessel, 1 Liquid Measure, 1 Powder Measure\r\n.i Gratia: Dentsply - Viscogel\r\nICN: 18-970-5795 SE","Tissue conditioner set, dental: Multipurpose, Conditioner, Soft Liner and Functional Impression, Self Curing, Methacryl Gel Formulation\nSet - 1 Bottle Powder 120g, 1 Bottle Liquid 90ml, 1 Bottle Lubricant 115ml, 1 Mixing Vessel, 1 Liquid Measure, 1 Powder Measure\n.i Gratia: Dentsply - Viscogel\n","set"]
["RT296-07-016","Acrylic resin","Resin, acrylic, dental: Temporary Crowns, Powder and Liquid Set, Poly-Ethyl Methacrylate, Selfcuring, Shade 69\nSet - 1 Bottle Powder 40g, 1 Bottle Liquid 118ml\n.i Gratia: Snap\nICN: 18-970-5784 SE","Resin, acrylic, dental: Temporary Crowns, Powder and Liquid Set, Poly-Ethyl Methacrylate, Selfcuring, Shade 69\nSet - 1 Bottle Powder 40g, 1 Bottle Liquid 118ml\n.i Gratia: Snap\n","set"]
["RT296-07-017","Restorative accessory","Paper, articulaTing dental for medium-fine tesTing, red/blue  80µ Box of 144 sheets  (.i Gratia;  Hanel articulaTing paper  480 384)\r","Paper, articulating dental for medium-fine testing, red/blue  80µ Box of 144 sheets  (.i Gratia;  Hanel articulaTing paper  480 384)\n","box"]
["RT296-07-018","Restorative accessory","Paper , articulaTing dental for medium-fine tesTing, red/blue  40µ Box of 120 sheets  ( .i Gratia;  Hanel articulaTing paper  480 354)\r","Paper , articulating dental for medium-fine testing, red/blue  40µ Box of 120 sheets  ( .i Gratia;  Hanel articulaTing paper  480 354)\n","box"]
["RT296-07-019","Provisional Crown and Bridge material","Resin, acrylic, dental: Temporary Crowns, Powder and Liquid Set, Poly-Ethyl Methacrylate, Selfcuring, Shade 62 Set - 1 Bottle Powder 40g, 1 Bottle Liquid 18ml .i Gratia: Snap ICN: \"","Resin, acrylic, dental: Temporary Crowns, Powder and Liquid Set, Poly-Ethyl Methacrylate, Selfcuring, Shade 62 Set - 1 Bottle Powder 40g, 1 Bottle Liquid 18ml .i Gratia: Snap ICN: \"","set"]
["RT296-07-020","Provisional Crown and Bridge material","Resin, acrylic, dental: Temporary Crowns, Powder and Liquid Set, Poly-Ethyl Methacrylate, Selfcuring, Shade 65Set - 1 Bottle Powder 40g, 1 Bottle Liquid 18ml .i Gratia: Snap ICN: \"","Resin, acrylic, dental: Temporary Crowns, Powder and Liquid Set, Poly-Ethyl Methacrylate, Selfcuring, Shade 65Set - 1 Bottle Powder 40g, 1 Bottle Liquid 18ml .i Gratia: Snap ICN: \"","set"]
["RT296-07-021","Provisional Crown and Bridge material","Resin, acrylic, dental: Temporary Crowns,  Liquid  Poly-Ethyl Methacrylate, Self curing, 1 Bottle Liquid 18ml                                \n.i Gratia: Snap                                                                                                                                                                                         ICN:","Resin, acrylic, dental: Temporary Crowns,  Liquid  Poly-Ethyl Methacrylate, Self curing, 1 Bottle Liquid 18ml                                \n.i Gratia: Snap                                                                                                                                                                                         ","bottle"]
["RT296-07-022","Provisional Crown and Bridge material","Resin, acrylic, dental: Temporary Crowns, Powder , Poly-Ethyl Methacrylate, Self curing, Shade clear incisal: 1 Bottle Powder 40g, l                                                                                                                                                           .i Gratia: Snap ICN: \"","Resin, acrylic, dental: Temporary Crowns, Powder , Poly-Ethyl Methacrylate, Self curing, Shade clear incisal: 1 Bottle Powder 40g, l                                                                                                                                                           .i Gratia: Snap ICN: \"","bottle"]
["RT296-07-023","Provisional Crown and Bridge material","Resin, acrylic, dental: Temporary Crowns, Powder , Poly-Ethyl Methacrylate, Self curing, Shade 62: 1 Bottle Powder 40g,                                                                                                                                                           .i Gratia: SNAP                                                                                                                                                                                                   ","Resin, acrylic, dental: Temporary Crowns, Powder , Poly-Ethyl Methacrylate, Self curing, Shade 62: 1 Bottle Powder 40g,                                                                                                                                                           .i Gratia: SNAP                                                                                                                                                                                                   ","bottle"]
["RT296-07-021","Provisional Crown and Bridge material","Resin, acrylic, dental: Temporary Crowns, Powder , Poly-Ethyl Methacrylate, Self curing, Shade 65: 1 Bottle Powder 40g,                                                                                                                                                           .i Gratia: SNAP                                                                                                                                                                                                   ","Resin, acrylic, dental: Temporary Crowns, Powder , Poly-Ethyl Methacrylate, Self curing, Shade 65: 1 Bottle Powder 40g,                                                                                                                                                           .i Gratia: SNAP                                                                                                                                                                                                   ","bottle"]
["RT296-07-022","Provisional Crown and Bridge material","Resin, acrylic, dental: Temporary Crowns, Powder , Poly-Ethyl Methacrylate, Self curing, Shade 69: 1 Bottle Powder 40g,                                                                                                                                                           .i Gratia: SNAP                                                                                                                                                                                                   ","Resin, acrylic, dental: Temporary Crowns, Powder , Poly-Ethyl Methacrylate, Self curing, Shade 69: 1 Bottle Powder 40g,                                                                                                                                                           .i Gratia: SNAP                                                                                                                                                                                                   ","bottle"]
["RT296-07-023","Provisional Crown and Bridge material","Resin, acrylic, dental: Temporary Crowns, Powder , Poly-Ethyl Methacrylate, Self curing, Shade77: 1 Bottle Powder 40g,                                                                                                                                                           .i Gratia: SNAP                                                                                                                                                                                                   ","Resin, acrylic, dental: Temporary Crowns, Powder , Poly-Ethyl Methacrylate, Self curing, Shade77: 1 Bottle Powder 40g,                                                                                                                                                           .i Gratia: SNAP                                                                                                                                                                                                   ","bottle"]
["08-001\n",null,"New item"," Anatomically shaped matrices to create the No comment emergence profile  and anatomy  of the restored tooth in black triangles.The kit must  include:\nmyRing forte, the double spring separator ring that provides effective teeth separation and matrix retention.\nmyTines, autoclavable, repleaceable, and interchangeable ring extremities that make myRing Forte suitable for restoring both teeth with wide cavity preps, missing cusps as well as teeth with different crown heights.\nmyWedge, V-shaped wedge made of hi-tech plastic material. Perfectly compresses and adapts to the interproximal anatomy of teeth.\nLumiContrast, dark-blue matrices which significantly increase contrast and reduce glare effect, especially when using loupes or microscopes.\nQuickmat FLEX, sectional matrices with advanced elastic memory. Ultra-thin for easy insertion into tight proximal spaces and resilient for optimal deformation resistance.\n.i gratia: Unica Anterior Matrices IntroKit polydentia\nICN: ","Kit"]
["RT296-08-002","Restorative accessory","Strip, abrasive, dental: Metal backed, abrasive lightening, Centre Gap\r\n1 Box 10 Pieces\r\n.i Gratia: Moyco Lightning Strips\r\nICN: 18-970-7824 BX","Strip, abrasive, dental: Metal backed, abrasive lightening, Centre Gap\n1 Box 10 Pieces\n.i Gratia: Moyco Lightning Strips\n","box"]
["RT296-08-003","Restorative accessory","Strip, abrasive, dental: Plastic backed, Coarse/Medium Grit, Centre Gap\r\n1 Box 120 Pieces\r\n.i Gratia: 3M - Sof-Lex (1954)\r\nItem RT296-08-002 to RT296-08-003  will be awarded as a series\r\nICN: 18-970-2534 BX","Strip, abrasive, dental: Plastic backed, Coarse/Medium Grit, Centre Gap\n1 Box 120 Pieces\n.i Gratia: 3M - Sof-Lex (1954)\nItem RT296-08-003 to RT296-08-004  will be awarded as a series\n","box"]
["RT296-08-004","Restorative accessory","Strip, abrasive, dental: Plastic Backed, Fine/Superfine  Grit, Centre Gap\r\n1 Box 150 Pieces\r\n.i Gratia: 3M - Sof-Lex (1956)\r\nICN: 18-970-2535 BX","Strip, abrasive, dental: Plastic Backed, Fine/Superfine  Grit, Centre Gap\n1 Box 150 Pieces\n.i Gratia: 3M - Sof-Lex (1956)\n","box"]
["RT296-08-005","Restorative accessory","Strip, matrix, dental: Composite Technique, Polyester, Curved 10mm\r\n1 Box \r\n.i Gratia: Kerr 652 Hawe-Neos\r\nICN: 18-970-5358 BX\r\n","Strip, matrix, dental: Composite Technique, Polyester, Curved 10mm\n1 Box \n.i Gratia: Kerr 652 Hawe-Neos\n\n","box"]
["RT296-08-006","Provisional Crown and Bridge material","'Matrix, Crown, Dental: Transparent, Acetate, Lower Canine No. 213, Right and Left Pairs  1 Pair\nExempli Gratia: P.D.\nICN: 18-970-7569 BX\nRT296-08-005 to RT296-08-025 will be awarded as a series\n","'Matrix, Crown, Dental: Transparent, Acetate, Lower Canine No. 213, Right and Left Pairs  1 Pair\nExempli Gratia: P.D.\nItem RT296-08-006 to RT296-08-026 will be awarded as a series\n","Pair"]
["RT296-08-007","Provisional Crown and Bridge material","'Matrix, Crown, Dental: Transparent, Acetate, Lower Canine No. 212, Right and Left Pairs\n1 Pair\nExempli Gratia: P.D.\nICN: 18-970-7568 BXX","'Matrix, Crown, Dental: Transparent, Acetate, Lower Canine No. 212, Right and Left Pairs\n1 Pair\nExempli Gratia: P.D.\n","Pair"]
["RT296-08-008","Provisional Crown and Bridge material","'Matrix, Crown, Dental: Transparent, Acetate, Upper Canine No. 23, Right and Left Pairs\n1 Pair\nExempli Gratia: P.D.\nICN: 18-970-7567 BX","'Matrix, Crown, Dental: Transparent, Acetate, Upper Canine No. 23, Right and Left Pairs\n1 Pair\nExempli Gratia: P.D.\n","Pair"]
["RT296-08-009","Provisional Crown and Bridge material","Matrix, Crown, Dental: Transparent, Acetate, Upper Canine No. 3, Right and Left Pairs\n1 Pair\nExempli Gratia: P.D.\nICN: 18-974-0626 BX","Matrix, Crown, Dental: Transparent, Acetate, Upper Canine No. 3, Right and Left Pairs\n1 Pair\nExempli Gratia: P.D.\n","Pair"]
["RT296-08-010","Provisional Crown and Bridge material","Matrix, Crown, Dental: Transparent, Acetate, Upper Central No. 1, Normal,  Right and Left Pairs\n1 Pair\nExempli Gratia: P.D.\nICN: 18-970-7564 BX","Matrix, Crown, Dental: Transparent, Acetate, Upper Central No. 1, Normal,  Right and Left Pairs\n1 Pair\nExempli Gratia: P.D.\n","Pair"]
["RT296-08-011","Provisional Crown and Bridge material","Matrix, Crown, Dental: Transparent, Acetate, Upper Central No. 101, Cervical Part Enlarged,  Right and Left Pairs\n1 Pair\nExempli Gratia: P.D.\nICN: 18-970-7565 BX","Matrix, Crown, Dental: Transparent, Acetate, Upper Central No. 101, Cervical Part Enlarged,  Right and Left Pairs\n1 Pair\nExempli Gratia: P.D.\n","Pair"]
["RT296-08-012","Provisional Crown and Bridge material","Matrix, Crown, Dental: Transparent, Acetate, Upper Central No. 11, Normal, Right and  Left Pairs\n1 Pair\nExempli Gratia: P.D.\nICN:18-974-0625 BX","Matrix, Crown, Dental: Transparent, Acetate, Upper Central No. 11, Normal, Right and  Left Pairs\n1 Pair\nExempli Gratia: P.D.\n","Pair"]
["RT296-08-013","Provisional Crown and Bridge material","Matrix, Crown, Dental: Transparent, Acetate, Upper Central No. 111, Cervical Part Enlarged, Right and Left Pairs\n1 Pair\nExempli Gratia: P.D.\nICN: 18-974-0624 BX'","Matrix, Crown, Dental: Transparent, Acetate, Upper Central No. 111, Cervical Part Enlarged, Right and Left Pairs\n1 Pair\nExempli Gratia: P.D.\n","Pair"]
["RT296-08-014","Provisional Crown and Bridge material","Matrix, Crown, Dental: Transparent, Acetate, Upper Central No. 121, Cervical Part Enlarged, Right and Left Pairs\n1 Pair\nExempli Gratia: P.D.\nICN: 18-974-0623 BXX","Matrix, Crown, Dental: Transparent, Acetate, Upper Central No. 121, Cervical Part Enlarged, Right and Left Pairs\n1 Pair\nExempli Gratia: P.D.\n","Pair"]
["RT296-08-015","Provisional Crown and Bridge material","Matrix, Crown, Dental: Transparent, Acetate, Upper Central No. 131, Cervical Part Enlarged, Right and Left Paris\n1 Pair\nExempli Gratia: P.D.\nICN: 18-974-0622 BX","Matrix, Crown, Dental: Transparent, Acetate, Upper Central No. 131, Cervical Part Enlarged, Right and Left Paris\n1 Pair\nExempli Gratia: P.D.\n","pair"]
["RT296-08-016","Provisional Crown and Bridge material","Matrix, Crown, Dental: Transparent, Acetate, Upper Central No. 141, Cervical Part Enlarged, Right and Left Paris\n1 Pair\nExempli Gratia: P.D.\nICN: 18-974-0621 BX","Matrix, Crown, Dental: Transparent, Acetate, Upper Central No. 141, Cervical Part Enlarged, Right and Left Paris\n1 Pair\nExempli Gratia: P.D.\n","Pair"]
["RT296-08-017","Provisional Crown and Bridge material","Matrix, Crown, Dental: Transparent, Acetate, Upper Central No. 151, Cervical Part Enlarged, Right and Left Paris\n1 Pair\nExempli Gratia: P.D.\nICN: 18-974-0620 BX","Matrix, Crown, Dental: Transparent, Acetate, Upper Central No. 151, Cervical Part Enlarged, Right and Left Paris\n1 Pair\nExempli Gratia: P.D.\n","Pair"]
["RT296-08-018","Provisional Crown and Bridge material","Matrix, Crown, Dental: Transparent, Acetate, Upper Central No. 21, Normal, Right and Left Pairs\n1 Pair\nExempli Gratia: P.D.\nICN: 18-974-0619 BX","Matrix, Crown, Dental: Transparent, Acetate, Upper Central No. 21, Normal, Right and Left Pairs\n1 Pair\nExempli Gratia: P.D.\n","Pair"]
["RT296-08-019","Provisional Crown and Bridge material","Matrix, Crown, Dental: Transparent, Acetate, Upper Central No. 31, Normal, Right and Left Pairs\n1 Pair\nExempli Gratia: P.D.\nICN: 18-974-0618 BX","Matrix, Crown, Dental: Transparent, Acetate, Upper Central No. 31, Normal, Right and Left Pairs\n1 Pair\nExempli Gratia: P.D.\n","Pair"]
["RT296-08-020","Provisional Crown and Bridge material","Matrix, Crown, Dental: Transparent, Acetate, Upper Central No. 41, Normal, Right and Left Pairs\n1 Pair\nExempli Gratia: P.D.\nICN:18-974-0617 BX","Matrix, Crown, Dental: Transparent, Acetate, Upper Central No. 41, Normal, Right and Left Pairs\n1 Pair\nExempli Gratia: P.D.\n","Pair"]
["RT296-08-021","Provisional Crown and Bridge material","Matrix, Crown, Dental: Transparent, Acetate, Upper Central No. 51, Normal, Right and Left Pairs\n1 Pair\nExempli Gratia: P.D.\nICN: 18-974-0616 BX","Matrix, Crown, Dental: Transparent, Acetate, Upper Central No. 51, Normal, Right and Left Pairs\n1 Pair\nExempli Gratia: P.D.\n","Pair"]
["RT296-08-022","Provisional Crown and Bridge material","Matrix, Crown, Dental: Transparent, Acetate, Upper Lateral  No. 12, Right and Left Pairs\n1 Pair\nExempli Gratia: P.D.\nICN:18-970-7566 BX","Matrix, Crown, Dental: Transparent, Acetate, Upper Lateral  No. 12, Right and Left Pairs\n1 Pair\nExempli Gratia: P.D.\n","Pair"]
["RT296-08-023","Provisional Crown and Bridge material","Matrix, Crown, Dental: Transparent, Acetate, Upper Lateral  No. 2, Right and Left Pairs\n1 Pair\nExempli Gratia: P.D.\nICN: 18-974-0614 BX","Matrix, Crown, Dental: Transparent, Acetate, Upper Lateral  No. 2, Right and Left Pairs\n1 Pair\nExempli Gratia: P.D.\n"]
["RT296-08-024","Provisional Crown and Bridge material","Matrix, Crown, Dental: Transparent, Acetate, Upper Lateral  No. 22, Right and Left Pairs\n1 Pair\nExempli Gratia: P.D.\nICN: 18-974-0613 BX","Matrix, Crown, Dental: Transparent, Acetate, Upper Lateral  No. 22, Right and Left Pairs\n1 Pair\nExempli Gratia: P.D.\nICN: 18-974-0613 BX"]
["RT296-08-025","Provisional Crown and Bridge material","Matrix, Crown, Dental: Transparent, Acetate, Upper Lateral  No. 32, Right and Left Pairs\n1 Pair\nExempli Gratia: P.D.\nICN: 18-974-0615 BX","Matrix, Crown, Dental: Transparent, Acetate, Upper Lateral  No. 32, Right and Left Pairs\n1 Pair\nExempli Gratia: P.D.\nICN: 18-974-0615 BX"]
["RT296-08-026","Provisional Crown and Bridge material","Matrix, Crown, Dental: Transparent, Acetate, Upper Lateral  No. 42, Right and Left Pairs\n1 Pair\nExempli Gratia: P.D.\nICN: 18-974-0611 BX","Matrix, Crown, Dental: Transparent, Acetate, Upper Lateral  No. 42, Right and Left Pairs\n1 Pair\nExempli Gratia: P.D.\nICN: 18-974-0611 BX"]
["RT296-08-027","Provisional Crown and Bridge material","Crown Set, Dental, Temporary: Polycarbonate, Anteriors and Premolar Crown Set\n180 Crowns and system organiser - 60 sizes\nExempli Gratia: 3M\nICN: 18-032-3180 KT\nRT296-08-026 to RT296-08-083","Crown Set, Dental, Temporary: Polycarbonate, Anteriors and Premolar Crown Set\n180 Crowns and system organiser - 60 sizes\nExempli Gratia: 3M\nItem RT296-08-027 to RT296-08-084 will be awarded as a series","Set"]
["RT296-08-028","Provisional Crown and Bridge material","Crown, Dental, Temporary: Polycarbonate, Canine, Upper Left, No 035\n1 Box 5 Crowns\nExempli Gratia: 3M\nICN:18-178-5806 BX","Crown, Dental, Temporary: Polycarbonate, Canine, Upper Left, No 035\n1 Box 5 Crowns\nExempli Gratia: 3M\n","Box"]
["RT296-08-029","Provisional Crown and Bridge material","Crown, Dental, Temporary: Polycarbonate, Canine, Upper Left, No 036\n1 Box 5 Crowns\nExempli Gratia: 3M\nICN: 18-178-5808 BX","Crown, Dental, Temporary: Polycarbonate, Canine, Upper Left, No 036\n1 Box 5 Crowns\nExempli Gratia: 3M\n"]
["RT296-08-030","Provisional Crown and Bridge material","Crown, Dental, Temporary: Polycarbonate, Canine, Upper Left, No 037\n1 Box 5 Crowns\nExempli Gratia: 3M\nICN: 18-178-5810 BX","Crown, Dental, Temporary: Polycarbonate, Canine, Upper Left, No 037\n1 Box 5 Crowns\nExempli Gratia: 3M\n"]
["RT296-08-031","Provisional Crown and Bridge material","Crown, Dental, Temporary: Polycarbonate, Canine, Upper Left, No 038\n1 Box 5 Crowns\nExempli Gratia: 3M\nICN: 18-178-5812 BX","Crown, Dental, Temporary: Polycarbonate, Canine, Upper Left, No 038\n1 Box 5 Crowns\nExempli Gratia: 3M\n"]
["RT296-08-032","Provisional Crown and Bridge material","Crown, Dental, Temporary: Polycarbonate, Canine, Upper Left, No 039\n1 Box 5 Crowns\nExempli Gratia: 3M\nICN: 18-178-5813 BX","Crown, Dental, Temporary: Polycarbonate, Canine, Upper Left, No 039\n1 Box 5 Crowns\nExempli Gratia: 3M\n"]
["RT296-08-033","Provisional Crown and Bridge material","Crown, Dental, Temporary: Polycarbonate, Canine, Upper Right, No 030\n1 Box 5 Crowns\nExempli Gratia: 3M\nICN: 18-178-5827 BX","Crown, Dental, Temporary: Polycarbonate, Canine, Upper Right, No 030\n1 Box 5 Crowns\nExempli Gratia: 3M\n"]
["RT296-08-034","Provisional Crown and Bridge material","Crown, Dental, Temporary: Polycarbonate, Canine, Upper Right, No 031\n1 Box 5 Crowns\nExempli Gratia: 3M\nICN: 18-178-5828 BX","Crown, Dental, Temporary: Polycarbonate, Canine, Upper Right, No 031\n1 Box 5 Crowns\nExempli Gratia: 3M\n"]
["RT296-08-035","Provisional Crown and Bridge material","Crown, Dental, Temporary: Polycarbonate, Canine, Upper Right, No 032\n1 Box 5 Crowns\nExempli Gratia: 3M\nICN: 18-178-5829 BX","Crown, Dental, Temporary: Polycarbonate, Canine, Upper Right, No 032\n1 Box 5 Crowns\nExempli Gratia: 3M\n"]
["RT296-08-036","Provisional Crown and Bridge material","Crown, Dental, Temporary: Polycarbonate, Canine, Upper Right, No 033\n1 Box 5 Crowns\nExempli Gratia: 3M\nICN: 18-178-5835 BX","Crown, Dental, Temporary: Polycarbonate, Canine, Upper Right, No 033\n1 Box 5 Crowns\nExempli Gratia: 3M\n"]
["RT296-08-037","Provisional Crown and Bridge material","Crown, Dental, Temporary: Polycarbonate, Canine, Upper Right, No 034\n1 Box 5 Crowns\nExempli Gratia: 3M\nICN: 18-178-5840 BX","Crown, Dental, Temporary: Polycarbonate, Canine, Upper Right, No 034\n1 Box 5 Crowns\nExempli Gratia: 3M\n"]
["RT296-08-038","Provisional Crown and Bridge material","Crown, Dental, Temporary: Polycarbonate, Canine, Upper Right, No 300\n1 Box 5 Crowns\nExempli Gratia: 3M\nICN: 18-178-5841 BX","Crown, Dental, Temporary: Polycarbonate, Canine, Upper Right, No 300\n1 Box 5 Crowns\nExempli Gratia: 3M\n"]
["RT296-08-039","Provisional Crown and Bridge material","Crown, Dental, Temporary: Polycarbonate, Canine, Upper Right, No 301\n1 Box 5 Crowns\nExempli Gratia: 3M\nICN: 18-178-5847 BX","Crown, Dental, Temporary: Polycarbonate, Canine, Upper Right, No 301\n1 Box 5 Crowns\nExempli Gratia: 3M\n"]
["RT296-08-040","Provisional Crown and Bridge material","Crown, Dental, Temporary: Polycarbonate, Central, Upper Left, No 015\n1 Box 5 Crowns\nExempli Gratia: 3M\nICN: 18-031-4154 BX","Crown, Dental, Temporary: Polycarbonate, Central, Upper Left, No 015\n1 Box 5 Crowns\nExempli Gratia: 3M\n"]
["RT296-08-041","Provisional Crown and Bridge material","Crown, Dental, Temporary: Polycarbonate, Central, Upper Left, No 016\n1 Box 5 Crowns\nExempli Gratia: 3M\nICN: 18-031-4158 BX","Crown, Dental, Temporary: Polycarbonate, Central, Upper Left, No 016\n1 Box 5 Crowns\nExempli Gratia: 3M\n"]
["RT296-08-042","Provisional Crown and Bridge material","Crown, Dental, Temporary: Polycarbonate, Central, Upper Left, No 017\n1 Box 5 Crowns\nExempli Gratia: 3M\nICN: 18-031-4155 BX","Crown, Dental, Temporary: Polycarbonate, Central, Upper Left, No 017\n1 Box 5 Crowns\nExempli Gratia: 3M\n"]
["RT296-08-043","Provisional Crown and Bridge material","Crown, Dental, Temporary: Polycarbonate, Central, Upper Left, No 018\n1 Box 5 Crowns\nExempli Gratia: 3M\nICN: 18-031-4176 BX","Crown, Dental, Temporary: Polycarbonate, Central, Upper Left, No 018\n1 Box 5 Crowns\nExempli Gratia: 3M\n"]
["RT296-08-044","Provisional Crown and Bridge material","Crown, Dental, Temporary: Polycarbonate, Central, Upper Left, No 019\n1 Box 5 Crowns\nExempli Gratia: 3M\nICN: 18-031-4173 BX","Crown, Dental, Temporary: Polycarbonate, Central, Upper Left, No 019\n1 Box 5 Crowns\nExempli Gratia: 3M\n"]
["RT296-08-045","Provisional Crown and Bridge material","Crown, Dental, Temporary: Polycarbonate, Central, Upper Left, No 102\n1 Box 5 Crowns\nExempli Gratia: 3M\nICN: 18-178-5706 BX","Crown, Dental, Temporary: Polycarbonate, Central, Upper Left, No 102\n1 Box 5 Crowns\nExempli Gratia: 3M\n"]
["RT296-08-046","Provisional Crown and Bridge material","Crown, Dental, Temporary: Polycarbonate, Central, Upper Left, No 103\n1 Box 5 Crowns\nExempli Gratia: 3M\nICN: 18-178-5707 BX","Crown, Dental, Temporary: Polycarbonate, Central, Upper Left, No 103\n1 Box 5 Crowns\nExempli Gratia: 3M\n"]
["RT296-08-047","Provisional Crown and Bridge material","Crown, Dental, Temporary: Polycarbonate, Central, Upper Right, No 010\n1 Box 5 Crowns\nExempli Gratia: 3M\nICN: 18-178-5780 BX","Crown, Dental, Temporary: Polycarbonate, Central, Upper Right, No 010\n1 Box 5 Crowns\nExempli Gratia: 3M\n"]
["RT296-08-048","Provisional Crown and Bridge material","Crown, Dental, Temporary: Polycarbonate, Central, Upper Right, No 011\n1 Box 5 Crowns\nExempli Gratia: 3M\nICN: 18-178-5781 BX","Crown, Dental, Temporary: Polycarbonate, Central, Upper Right, No 011\n1 Box 5 Crowns\nExempli Gratia: 3M\n"]
["RT296-08-049","Provisional Crown and Bridge material","Crown, Dental, Temporary: Polycarbonate, Central, Upper Right, No 012\n1 Box 5 Crowns\nExempli Gratia: 3M\nICN: 18-178-5782 BX","Crown, Dental, Temporary: Polycarbonate, Central, Upper Right, No 012\n1 Box 5 Crowns\nExempli Gratia: 3M\n"]
["RT296-08-050","Provisional Crown and Bridge material","Crown, Dental, Temporary: Polycarbonate, Central, Upper Right, No 013\n1 Box 5 Crowns\nExempli Gratia: 3M\nICN: 18-178-5783 BX","Crown, Dental, Temporary: Polycarbonate, Central, Upper Right, No 013\n1 Box 5 Crowns\nExempli Gratia: 3M\n"]
["RT296-08-051","Provisional Crown and Bridge material","Crown, Dental, Temporary: Polycarbonate, Central, Upper Right, No 014\n1 Box 5 Crowns\nExempli Gratia: 3M\nICN: 18-178-5784 BX","Crown, Dental, Temporary: Polycarbonate, Central, Upper Right, No 014\n1 Box 5 Crowns\nExempli Gratia: 3M\n"]
["RT296-08-052","Provisional Crown and Bridge material","Crown, Dental, Temporary: Polycarbonate, Central, Upper Right, No 100\n1 Box 5 Crowns\nExempli Gratia: 3M\nICN: 18-178-5785 BX","Crown, Dental, Temporary: Polycarbonate, Central, Upper Right, No 100\n1 Box 5 Crowns\nExempli Gratia: 3M\n"]
["RT296-08-053","Provisional Crown and Bridge material","Crown, Dental, Temporary: Polycarbonate, Central, Upper Right, No 101\n1 Box 5 Crowns\nExempli Gratia: 3M\nICN: 18-178-5803 BX","Crown, Dental, Temporary: Polycarbonate, Central, Upper Right, No 101\n1 Box 5 Crowns\nExempli Gratia: 3M\n"]
["RT296-08-054","Provisional Crown and Bridge material","Crown, Dental, Temporary: Polycarbonate, Lateral, Upper Left , No 025\n1 Box 5 Crowns\nExempli Gratia: 3M\nICN: 18-178-5900 BX","Crown, Dental, Temporary: Polycarbonate, Lateral, Upper Left , No 025\n1 Box 5 Crowns\nExempli Gratia: 3M\n"]
["RT296-08-055","Provisional Crown and Bridge material","Crown, Dental, Temporary: Polycarbonate, Lateral, Upper Left , No 026\n1 Box 5 Crowns\nExempli Gratia: 3M\nICN: 18-178-5921 BX","Crown, Dental, Temporary: Polycarbonate, Lateral, Upper Left , No 026\n1 Box 5 Crowns\nExempli Gratia: 3M\n"]
["RT296-08-056","Provisional Crown and Bridge material","Crown, Dental, Temporary: Polycarbonate, Lateral, Upper Left , No 027\n1 Box 5 Crowns\nExempli Gratia: 3M\nICN: 18-178-5925 BX","Crown, Dental, Temporary: Polycarbonate, Lateral, Upper Left , No 027\n1 Box 5 Crowns\nExempli Gratia: 3M\n"]
["RT296-08-057","Provisional Crown and Bridge material","Crown, Dental, Temporary: Polycarbonate, Lateral, Upper Left , No 028\n1 Box 5 Crowns\nExempli Gratia: 3M\nICN: 18-178-5926 BX","Crown, Dental, Temporary: Polycarbonate, Lateral, Upper Left , No 028\n1 Box 5 Crowns\nExempli Gratia: 3M\n"]
["RT296-08-058","Provisional Crown and Bridge material","Crown, Dental, Temporary: Polycarbonate, Lateral, Upper Left , No 029\n1 Box 5 Crowns\nExempli Gratia: 3M\nICN: 18-178-5927 BX","Crown, Dental, Temporary: Polycarbonate, Lateral, Upper Left , No 029\n1 Box 5 Crowns\nExempli Gratia: 3M\n"]
["RT296-08-059","Provisional Crown and Bridge material","Crown, Dental, Temporary: Polycarbonate, Lateral, Upper Left , No 200\n1 Box 5 Crowns\nExempli Gratia: 3M\nICN: 18-178-5928 BX","Crown, Dental, Temporary: Polycarbonate, Lateral, Upper Left , No 200\n1 Box 5 Crowns\nExempli Gratia: 3M\n"]
["RT296-08-060","Provisional Crown and Bridge material","Crown, Dental, Temporary: Polycarbonate, Lateral, Upper Right, No 002\n1 Box 5 Crowns\nExempli Gratia: 3M\nICN: 18-178-5929 BX","Crown, Dental, Temporary: Polycarbonate, Lateral, Upper Right, No 002\n1 Box 5 Crowns\nExempli Gratia: 3M\n"]
["RT296-08-061","Provisional Crown and Bridge material","Crown, Dental, Temporary: Polycarbonate, Lateral, Upper Right, No 020\n1 Box 5 Crowns\nExempli Gratia: 3M\nICN: 18-178-5954 BX","Crown, Dental, Temporary: Polycarbonate, Lateral, Upper Right, No 020\n1 Box 5 Crowns\nExempli Gratia: 3M\n"]
["RT296-08-062","Provisional Crown and Bridge material","Crown, Dental, Temporary: Polycarbonate, Lateral, Upper Right, No 021\n1 Box 5 Crowns\nExempli Gratia: 3M\nICN: 18-178-5955 BX","Crown, Dental, Temporary: Polycarbonate, Lateral, Upper Right, No 021\n1 Box 5 Crowns\nExempli Gratia: 3M\n"]
["RT296-08-063","Provisional Crown and Bridge material","Crown, Dental, Temporary: Polycarbonate, Lateral, Upper Right, No 022\n1 Box 5 Crowns\nExempli Gratia: 3M\nICN: 18-178-5957 BX","Crown, Dental, Temporary: Polycarbonate, Lateral, Upper Right, No 022\n1 Box 5 Crowns\nExempli Gratia: 3M\n"]
["RT296-08-064","Provisional Crown and Bridge material","Crown, Dental, Temporary: Polycarbonate, Lateral, Upper Right, No 023\n1 Box 5 Crowns\nExempli Gratia: 3M\nICN: 18-178-5960 BX","Crown, Dental, Temporary: Polycarbonate, Lateral, Upper Right, No 023\n1 Box 5 Crowns\nExempli Gratia: 3M\n"]
["RT296-08-065","Provisional Crown and Bridge material","Crown, Dental, Temporary: Polycarbonate, Lateral, Upper Right, No 024\n1 Box 5 Crowns\nExempli Gratia: 3M\nICN: 18-178-5963 BX","Crown, Dental, Temporary: Polycarbonate, Lateral, Upper Right, No 024\n1 Box 5 Crowns\nExempli Gratia: 3M\n"]
["RT296-08-066","Provisional Crown and Bridge material","Crown, Dental, Temporary: Polycarbonate, Lower Anterior, Long, No 060\n1 Box 5 Crowns\nExempli Gratia: 3M\nICN: 18-178-5848 BX","Crown, Dental, Temporary: Polycarbonate, Lower Anterior, Long, No 060\n1 Box 5 Crowns\nExempli Gratia: 3M\n"]
["RT296-08-067","Provisional Crown and Bridge material","Crown, Dental, Temporary: Polycarbonate, Lower Anterior, Long, No 061\n1 Box 5 Crowns\nExempli Gratia: 3M\nICN: 18-178-5850 BX","Crown, Dental, Temporary: Polycarbonate, Lower Anterior, Long, No 061\n1 Box 5 Crowns\nExempli Gratia: 3M\n"]
["RT296-08-068","Provisional Crown and Bridge material","Crown, Dental, Temporary: Polycarbonate, Lower Anterior, Long, No 062\n1 Box 5 Crowns\nExempli Gratia: 3M\nICN: 18-178-5851 BX","Crown, Dental, Temporary: Polycarbonate, Lower Anterior, Long, No 062\n1 Box 5 Crowns\nExempli Gratia: 3M\n"]
["RT296-08-069","Provisional Crown and Bridge material","Crown, Dental, Temporary: Polycarbonate, Lower Anterior, Long, No 063\n1 Box 5 Crowns\nExempli Gratia: 3M\nICN: 18-178-5852 BX","Crown, Dental, Temporary: Polycarbonate, Lower Anterior, Long, No 063\n1 Box 5 Crowns\nExempli Gratia: 3M\n"]
["RT296-08-070","Provisional Crown and Bridge material","Crown, Dental, Temporary: Polycarbonate, Lower Anterior, Long, No 064\n1 Box 5 Crowns\nExempli Gratia: 3M\nICN: 18-178-5853 BX","Crown, Dental, Temporary: Polycarbonate, Lower Anterior, Long, No 064\n1 Box 5 Crowns\nExempli Gratia: 3M\n"]
["RT296-08-071","Provisional Crown and Bridge material","Crown, Dental, Temporary: Polycarbonate, Lower Anterior, Short, No 065\n1 Box 5 Crowns\nExempli Gratia: 3M\nICN: 18-178-5880 BX","Crown, Dental, Temporary: Polycarbonate, Lower Anterior, Short, No 065\n1 Box 5 Crowns\nExempli Gratia: 3M\n"]
["RT296-08-072","Provisional Crown and Bridge material","Crown, Dental, Temporary: Polycarbonate, Lower Anterior, Short, No 066\n1 Box 5 Crowns\nExempli Gratia: 3M\nICN: 18-178-5886 BX","Crown, Dental, Temporary: Polycarbonate, Lower Anterior, Short, No 066\n1 Box 5 Crowns\nExempli Gratia: 3M\n"]
["RT296-08-073","Provisional Crown and Bridge material","Crown, Dental, Temporary: Polycarbonate, Lower Anterior, Short, No 067\n1 Box 5 Crowns\nExempli Gratia: 3M\nICN: 18-178-5888 BX","Crown, Dental, Temporary: Polycarbonate, Lower Anterior, Short, No 067\n1 Box 5 Crowns\nExempli Gratia: 3M\n"]
["RT296-08-074","Provisional Crown and Bridge material","Crown, Dental, Temporary: Polycarbonate, Lower Anterior, Short, No 068\n1 Box 5 Crowns\nExempli Gratia: 3M\nICN: 18-178-5894 BX","Crown, Dental, Temporary: Polycarbonate, Lower Anterior, Short, No 068\n1 Box 5 Crowns\nExempli Gratia: 3M\n"]
["RT296-08-075","Provisional Crown and Bridge material","Crown, Dental, Temporary: Polycarbonate, Lower Anterior, Short, No 069\n1 Box 5 Crowns\nExempli Gratia: 3M\nICN: 18-178-8859 BX","Crown, Dental, Temporary: Polycarbonate, Lower Anterior, Short, No 069\n1 Box 5 Crowns\nExempli Gratia: 3M\n"]
["RT296-08-076","Provisional Crown and Bridge material","Crown, Dental, Temporary: Polycarbonate, Premolar, Large, No 040\n1 Box 5 Crowns\nExempli Gratia: 3M\nICN: 18-178-5967 BX","Crown, Dental, Temporary: Polycarbonate, Premolar, Large, No 040\n1 Box 5 Crowns\nExempli Gratia: 3M\n"]
["RT296-08-077","Provisional Crown and Bridge material","Crown, Dental, Temporary: Polycarbonate, Premolar, Large, No 041\n1 Box 5 Crowns\nExempli Gratia: 3M\nICN: 18-178-5980 BX","Crown, Dental, Temporary: Polycarbonate, Premolar, Large, No 041\n1 Box 5 Crowns\nExempli Gratia: 3M\n"]
["RT296-08-078","Provisional Crown and Bridge material","Crown, Dental, Temporary: Polycarbonate, Premolar, Large, No 042\n1 Box 5 Crowns\nExempli Gratia: 3M\nICN: 18-178-5981 BX","Crown, Dental, Temporary: Polycarbonate, Premolar, Large, No 042\n1 Box 5 Crowns\nExempli Gratia: 3M\n"]
["RT296-08-079","Provisional Crown and Bridge material","Crown, Dental, Temporary: Polycarbonate, Premolar, Large, No 043\n1 Box 5 Crowns\nExempli Gratia: 3M\nICN: 18-178-5982 BX","Crown, Dental, Temporary: Polycarbonate, Premolar, Large, No 043\n1 Box 5 Crowns\nExempli Gratia: 3M\n"]
["RT296-08-080","Provisional Crown and Bridge material","Crown, Dental, Temporary: Polycarbonate, Premolar, Large, No 044\n1 Box 5 Crowns\nExempli Gratia: 3M\nICN: 18-178-5984 BX","Crown, Dental, Temporary: Polycarbonate, Premolar, Large, No 044\n1 Box 5 Crowns\nExempli Gratia: 3M\n"]
["RT296-08-081","Provisional Crown and Bridge material","Crown, Dental, Temporary: Polycarbonate, Premolar, Small, No 050\n1 Box 5 Crowns\nExempli Gratia: 3M\nICN: 18-178-5987 BX","Crown, Dental, Temporary: Polycarbonate, Premolar, Small, No 050\n1 Box 5 Crowns\nExempli Gratia: 3M\n"]
["RT296-08-082","Provisional Crown and Bridge material","Crown, Dental, Temporary: Polycarbonate, Premolar, Small, No 051\n1 Box 5 Crowns\nExempli Gratia: 3M\nICN: 18-178-5989 BX","Crown, Dental, Temporary: Polycarbonate, Premolar, Small, No 051\n1 Box 5 Crowns\nExempli Gratia: 3M\n"]
["RT296-08-083","Provisional Crown and Bridge material","Crown, Dental, Temporary: Polycarbonate, Premolar, Small, No 053\n1 Box 5 Crowns\nExempli Gratia: 3M\nICN: 18-178-6035 BX","Crown, Dental, Temporary: Polycarbonate, Premolar, Small, No 053\n1 Box 5 Crowns\nExempli Gratia: 3M\n"]
["RT296-08-084","Provisional Crown and Bridge material","Crown, Dental, Temporary: Polycarbonate, Premolar, Small, No 054\n1 Box 5 Crowns\nExempli Gratia: 3M\nICN: 18-178-6036 BX","Crown, Dental, Temporary: Polycarbonate, Premolar, Small, No 054\n1 Box 5 Crowns\nExempli Gratia: 3M\n"]
["RT296-08-085","Provisional Crown and Bridge material","Crown Set, Dental, Temporary: Nitro Stainless Steel, Primary Molars - Standard Set\n96 Crowns and system organiser - 48 sizes\nExempli Gratia: 3M\nICN:18-179-2142 SE\nRT296-08-084 to RT296-08-131 will be awarded as a series","Crown Set, Dental, Temporary: Nitro Stainless Steel, Primary Molars - Standard Set\n96 Crowns and system organiser - 48 sizes\nExempli Gratia: 3M\nItem RT296-08-085 to RT296-08-132 will be awarded as a series"]
["RT296-08-086","Provisional Crown and Bridge material","Crown, Dental, Temporary: Nitro Stainless Steel, Primary Molar - First, Lower Left, No D-LL-2\n1 Box 5 Crowns\nExempli Gratia: 3M\nICN: 18-178-5581 BX","Crown, Dental, Temporary: Nitro Stainless Steel, Primary Molar - First, Lower Left, No D-LL-2\n1 Box 5 Crowns\nExempli Gratia: 3M\n"]
["RT296-08-087","Provisional Crown and Bridge material","Crown, Dental, Temporary: Nitro Stainless Steel, Primary Molar - First, Lower Left, No D-LL-3\n1 Box 5 Crowns\nExempli Gratia: 3M\nICN: 18-178-5583 BX","Crown, Dental, Temporary: Nitro Stainless Steel, Primary Molar - First, Lower Left, No D-LL-3\n1 Box 5 Crowns\nExempli Gratia: 3M\nICN: 18-178-5583 BX"]
["RT296-08-088","Provisional Crown and Bridge material","Crown, Dental, Temporary: Nitro Stainless Steel, Primary Molar - First, Lower Left, No D-LL-4\n1 Box 5 Crowns\nExempli Gratia: 3M\nICN: 18-178-5587 BX","Crown, Dental, Temporary: Nitro Stainless Steel, Primary Molar - First, Lower Left, No D-LL-4\n1 Box 5 Crowns\nExempli Gratia: 3M\nICN: 18-178-5587 BX"]
["RT296-08-089","Provisional Crown and Bridge material","Crown, Dental, Temporary: Nitro Stainless Steel, Primary Molar - First, Lower Left, No D-LL-5\n1 Box 5 Crowns\nExempli Gratia: 3M\nICN: 18-178-5588 BX","Crown, Dental, Temporary: Nitro Stainless Steel, Primary Molar - First, Lower Left, No D-LL-5\n1 Box 5 Crowns\nExempli Gratia: 3M\n"]
["RT296-08-090","Provisional Crown and Bridge material","Crown, Dental, Temporary: Nitro Stainless Steel, Primary Molar - First, Lower Left, No D-LL-6\n1 Box 5 Crowns\nExempli Gratia: 3M\nICN: 18-178-5589 BX","Crown, Dental, Temporary: Nitro Stainless Steel, Primary Molar - First, Lower Left, No D-LL-6\n1 Box 5 Crowns\nExempli Gratia: 3M\n"]
["RT296-08-091","Provisional Crown and Bridge material","Crown, Dental, Temporary: Nitro Stainless Steel, Primary Molar - First, Lower Left, No D-LL-7\n1 Box 5 Crowns\nExempli Gratia: 3M\nICN: 18-178-5590 BX","Crown, Dental, Temporary: Nitro Stainless Steel, Primary Molar - First, Lower Left, No D-LL-7\n1 Box 5 Crowns\nExempli Gratia: 3M\n"]
["RT296-08-092","Provisional Crown and Bridge material","Crown, Dental, Temporary: Nitro Stainless Steel, Primary Molar - First, Lower Right, No D-LR-2\n1 Box 5 Crowns\nExempli Gratia: 3M\nICN: 18-178-5591 BX","Crown, Dental, Temporary: Nitro Stainless Steel, Primary Molar - First, Lower Right, No D-LR-2\n1 Box 5 Crowns\nExempli Gratia: 3M\n"]
["RT296-08-093","Provisional Crown and Bridge material","Crown, Dental, Temporary: Nitro Stainless Steel, Primary Molar - First, Lower Right, No D-LR-3\n1 Box 5 Crowns\nExempli Gratia: 3M\nICN: 18-178-5592 BX","Crown, Dental, Temporary: Nitro Stainless Steel, Primary Molar - First, Lower Right, No D-LR-3\n1 Box 5 Crowns\nExempli Gratia: 3M\n"]
["RT296-08-094","Provisional Crown and Bridge material","Crown, Dental, Temporary: Nitro Stainless Steel, Primary Molar - First, Lower Right, No D-LR-4\n1 Box 5 Crowns\nExempli Gratia: 3M\nICN: 18-178-5593 BX","Crown, Dental, Temporary: Nitro Stainless Steel, Primary Molar - First, Lower Right, No D-LR-4\n1 Box 5 Crowns\nExempli Gratia: 3M\n"]
["RT296-08-095","Provisional Crown and Bridge material","Crown, Dental, Temporary: Nitro Stainless Steel, Primary Molar - First, Lower Right, No D-LR-5\n1 Box 5 Crowns\nExempli Gratia: 3M\nICN: 18-178-5594 BX","Crown, Dental, Temporary: Nitro Stainless Steel, Primary Molar - First, Lower Right, No D-LR-5\n1 Box 5 Crowns\nExempli Gratia: 3M\n"]
["RT296-08-096","Provisional Crown and Bridge material","Crown, Dental, Temporary: Nitro Stainless Steel, Primary Molar - First, Lower Right, No D-LR-6\n1 Box 5 Crowns\nExempli Gratia: 3M\nICN: 18-178-5596 BX","Crown, Dental, Temporary: Nitro Stainless Steel, Primary Molar - First, Lower Right, No D-LR-6\n1 Box 5 Crowns\nExempli Gratia: 3M\n"]
["RT296-08-097","Provisional Crown and Bridge material","Crown, Dental, Temporary: Nitro Stainless Steel, Primary Molar - First, Lower Right, No D-LR-7\n1 Box 5 Crowns\nExempli Gratia: 3M\nICN: 18-178-5597 BX","Crown, Dental, Temporary: Nitro Stainless Steel, Primary Molar - First, Lower Right, No D-LR-7\n1 Box 5 Crowns\nExempli Gratia: 3M\n"]
["RT296-08-098","Provisional Crown and Bridge material","Crown, Dental, Temporary: Nitro Stainless Steel, Primary Molar - First, Upper Left, No D-UL-2\n1 Box 5 Crowns\nExempli Gratia: 3M\nICN: 18-178-5678 BX","Crown, Dental, Temporary: Nitro Stainless Steel, Primary Molar - First, Upper Left, No D-UL-2\n1 Box 5 Crowns\nExempli Gratia: 3M\n"]
["RT296-08-099","Provisional Crown and Bridge material","Crown, Dental, Temporary: Nitro Stainless Steel, Primary Molar - First, Upper Left, No D-UL-3\n1 Box 5 Crowns\nExempli Gratia: 3M\nICN: 18-178-5677 BX","Crown, Dental, Temporary: Nitro Stainless Steel, Primary Molar - First, Upper Left, No D-UL-3\n1 Box 5 Crowns\nExempli Gratia: 3M\n"]
["RT296-08-100","Provisional Crown and Bridge material","Crown, Dental, Temporary: Nitro Stainless Steel, Primary Molar - First, Upper Left, No D-UL-4\n1 Box 5 Crowns\nExempli Gratia: 3M\nICN: 18-178-5654 BX","Crown, Dental, Temporary: Nitro Stainless Steel, Primary Molar - First, Upper Left, No D-UL-4\n1 Box 5 Crowns\nExempli Gratia: 3M\n"]
["RT296-08-101","Provisional Crown and Bridge material","Crown, Dental, Temporary: Nitro Stainless Steel, Primary Molar - First, Upper Left, No D-UL-5\n1 Box 5 Crowns\nExempli Gratia: 3M\nICN: 18-178-5655 BX","Crown, Dental, Temporary: Nitro Stainless Steel, Primary Molar - First, Upper Left, No D-UL-5\n1 Box 5 Crowns\nExempli Gratia: 3M\n"]
["RT296-08-102","Provisional Crown and Bridge material","Crown, Dental, Temporary: Nitro Stainless Steel, Primary Molar - First, Upper Left, No D-UL-6\n1 Box 5 Crowns\nExempli Gratia: 3M\nICN: 18-178-5657 BX","Crown, Dental, Temporary: Nitro Stainless Steel, Primary Molar - First, Upper Left, No D-UL-6\n1 Box 5 Crowns\nExempli Gratia: 3M\n"]
["RT296-08-103","Provisional Crown and Bridge material","Crown, Dental, Temporary: Nitro Stainless Steel, Primary Molar - First, Upper Left, No D-UL-7\n1 Box 5 Crowns\nExempli Gratia:  3M\nICN: 18-178-5561 BX","Crown, Dental, Temporary: Nitro Stainless Steel, Primary Molar - First, Upper Left, No D-UL-7\n1 Box 5 Crowns\nExempli Gratia:  3M\n"]
["RT296-08-104","Provisional Crown and Bridge material","Crown, Dental, Temporary: Nitro Stainless Steel, Primary Molar - First, Upper Right, No D-UR-2\n1 Box 5 Crowns\nExempli Gratia:  3M\nICN: 18-178-5663 BX","Crown, Dental, Temporary: Nitro Stainless Steel, Primary Molar - First, Upper Right, No D-UR-2\n1 Box 5 Crowns\nExempli Gratia:  3M\n"]
["RT296-08-105","Provisional Crown and Bridge material","Crown, Dental, Temporary: Nitro Stainless Steel, Primary Molar - First, Upper Right, No D-UR-3\n1 Box 5 Crowns\nExempli Gratia:  3M\nICN: 18-178-5665 BX","Crown, Dental, Temporary: Nitro Stainless Steel, Primary Molar - First, Upper Right, No D-UR-3\n1 Box 5 Crowns\nExempli Gratia:  3M\n"]
["RT296-08-106","Provisional Crown and Bridge material","Crown, Dental, Temporary: Nitro Stainless Steel, Primary Molar - First, Upper Right, No D-UR-4\n1 Box 5 Crowns\nExempli Gratia:  3M\nICN: 18-178-5671 BX","Crown, Dental, Temporary: Nitro Stainless Steel, Primary Molar - First, Upper Right, No D-UR-4\n1 Box 5 Crowns\nExempli Gratia:  3M\nICN: 18-178-5671 BX"]
["RT296-08-107","Provisional Crown and Bridge material","Crown, Dental, Temporary: Nitro Stainless Steel, Primary Molar - First, Upper Right, No D-UR-5\n1 Box 5 Crowns\nExempli Gratia:  3M\nICN: 18-178-5672 BX","Crown, Dental, Temporary: Nitro Stainless Steel, Primary Molar - First, Upper Right, No D-UR-5\n1 Box 5 Crowns\nExempli Gratia:  3M\n"]
["RT296-08-108","Provisional Crown and Bridge material","Crown, Dental, Temporary:  Nitro Stainless Steel, Primary Molar - First, Upper Right, No D-UR-6\n1 Box 5 Crowns\nExempli Gratia:  3M\nICN: 18-178-5674 BX","Crown, Dental, Temporary:  Nitro Stainless Steel, Primary Molar - First, Upper Right, No D-UR-6\n1 Box 5 Crowns\nExempli Gratia:  3M\n"]
["RT296-08-109","Provisional Crown and Bridge material","Crown, Dental, Temporary:  Nitro Stainless Steel, Primary Molar - First, Upper Right, No D-UR-6\n1 Box 5 Crowns\nExempli Gratia:  3M\nICN: 18-178-5674 BX","Crown, Dental, Temporary:  Nitro Stainless Steel, Primary Molar - First, Upper Right, No D-UR-6\n1 Box 5 Crowns\nExempli Gratia:  3M\n"]
["RT296-08-110","Provisional Crown and Bridge material","Crown, Dental, Temporary: Nitro Stainless Steel, Primary Molar - First, Upper Right, No D-UR-7\n1 Box 5 Crowns\nExempli Gratia:  3M\nICN: 18-178-5675 BX","Crown, Dental, Temporary: Nitro Stainless Steel, Primary Molar - First, Upper Right, No D-UR-7\n1 Box 5 Crowns\nExempli Gratia:  3M\n"]
["RT296-08-111","Provisional Crown and Bridge material","Crown, Dental, Temporary: Nitro Stainless Steel, Primary Molar - Secondary, Lower Left, No E-LL-2\n1 Box 5 Crowns\nExempli Gratia:  3M\nICN: 18-178-5613 BX","Crown, Dental, Temporary: Nitro Stainless Steel, Primary Molar - Secondary, Lower Left, No E-LL-2\n1 Box 5 Crowns\nExempli Gratia:  3M\n"]
["RT296-08-112","Provisional Crown and Bridge material","Crown, Dental, Temporary: Nitro Stainless Steel, Primary Molar - Secondary, Lower Left, No E-LL-3\n1 Box 5 Crowns\nExempli Gratia:  3M\nICN: 18-178-5616 BX","Crown, Dental, Temporary: Nitro Stainless Steel, Primary Molar - Secondary, Lower Left, No E-LL-3\n1 Box 5 Crowns\nExempli Gratia:  3M\n"]
["RT296-08-113","Provisional Crown and Bridge material","Crown, Dental, Temporary: Nitro Stainless Steel, Primary Molar - Secondary, Lower Left, No E-LL-4\n1 Box 5 Crowns\nExempli Gratia:  3M\nICN: 18-178-5620 BX","Crown, Dental, Temporary: Nitro Stainless Steel, Primary Molar - Secondary, Lower Left, No E-LL-4\n1 Box 5 Crowns\nExempli Gratia:  3M\n"]
["RT296-08-114","Provisional Crown and Bridge material","Crown, Dental, Temporary: Nitro Stainless Steel, Primary Molar - Secondary, Lower Left, No E-LL-5\n1 Box 5 Crowns\nExempli Gratia:  3M\nICN: 18-178-5621 BX","Crown, Dental, Temporary: Nitro Stainless Steel, Primary Molar - Secondary, Lower Left, No E-LL-5\n1 Box 5 Crowns\nExempli Gratia:  3M\n"]
["RT296-08-115","Provisional Crown and Bridge material","Crown, Dental, Temporary: Nitro Stainless Steel, Primary Molar - Secondary, Lower Left, No E-LL-7\n1 Box 5 Crowns\nExempli Gratia:  3M\nICN: 18-178-5625 BX","Crown, Dental, Temporary: Nitro Stainless Steel, Primary Molar - Secondary, Lower Left, No E-LL-7\n1 Box 5 Crowns\nExempli Gratia:  3M\n"]
["RT296-08-116","Provisional Crown and Bridge material","Crown, Dental, Temporary: Nitro Stainless Steel, Primary Molar - Secondary, Lower Right, No E-LR-2\n1 Box 5 Crowns\nExempli Gratia:  3M\nICN: 18-178-5627 BX","Crown, Dental, Temporary: Nitro Stainless Steel, Primary Molar - Secondary, Lower Right, No E-LR-2\n1 Box 5 Crowns\nExempli Gratia:  3M\n"]
["RT296-08-117","Provisional Crown and Bridge material","Crown, Dental, Temporary: Nitro Stainless Steel, Primary Molar - Secondary, Lower Right, No E-LR-3\n1 Box 5 Crowns\nExempli Gratia:  3M\nICN: 18-178-5628 BX","Crown, Dental, Temporary: Nitro Stainless Steel, Primary Molar - Secondary, Lower Right, No E-LR-3\n1 Box 5 Crowns\nExempli Gratia:  3M\n"]
["RT296-08-118","Provisional Crown and Bridge material","Crown, Dental, Temporary: Nitro Stainless Steel, Primary Molar - Secondary, Lower Right, No E-LR-4\n1 Box 5 Crowns\nExempli Gratia:  3M\nICN: 18-178-6530 BX","Crown, Dental, Temporary: Nitro Stainless Steel, Primary Molar - Secondary, Lower Right, No E-LR-4\n1 Box 5 Crowns\nExempli Gratia:  3M\n"]
["RT296-08-119","Provisional Crown and Bridge material","Crown, Dental, Temporary: Nitro Stainless Steel, Primary Molar - Secondary, Lower Right, No E-LR-5\n1 Box 5 Crowns\nExempli Gratia:  3M\nICN: 18-178-5631 BX","Crown, Dental, Temporary: Nitro Stainless Steel, Primary Molar - Secondary, Lower Right, No E-LR-5\n1 Box 5 Crowns\nExempli Gratia:  3M\n"]
["RT296-08-120","Provisional Crown and Bridge material","Crown, Dental, Temporary: Nitro Stainless Steel, Primary Molar - Secondary, Lower Right, No E-LR-7\n1 Box 5 Crowns\nExempli Gratia:  3M\nICN: 18-178-5634 BX","Crown, Dental, Temporary: Nitro Stainless Steel, Primary Molar - Secondary, Lower Right, No E-LR-7\n1 Box 5 Crowns\nExempli Gratia:  3M\n"]
["RT296-08-121","Provisional Crown and Bridge material","Crown, Dental, Temporary: Nitro Stainless Steel, Primary Molar - Secondary, Upper Left, No E-UL-2\n1 Box 5 Crowns\nExempli Gratia:  3M\nICN: 18-178-5637 BX","Crown, Dental, Temporary: Nitro Stainless Steel, Primary Molar - Secondary, Upper Left, No E-UL-2\n1 Box 5 Crowns\nExempli Gratia:  3M\nICN: 18-178-5637 BX"]
["RT296-08-122","Provisional Crown and Bridge material","Crown, Dental, Temporary: Nitro Stainless Steel, Primary Molar - Secondary, Upper Left, No E-UL-3\n1 Box 5 Crowns\n.i Gratia:  3M\nICN: 18-178-5638 BX","Crown, Dental, Temporary: Nitro Stainless Steel, Primary Molar - Secondary, Upper Left, No E-UL-3\n1 Box 5 Crowns\n.i Gratia:  3M\n"]
["RT296-08-123","Provisional Crown and Bridge material","Crown, Dental, Temporary: Nitro Stainless Steel, Primary Molar - Secondary, Upper Left, No E-UL-4\n1 Box 5 Crowns\nExempli Gratia:  3M\nICN: 18-178-5640 BX","Crown, Dental, Temporary: Nitro Stainless Steel, Primary Molar - Secondary, Upper Left, No E-UL-4\n1 Box 5 Crowns\nExempli Gratia:  3M\n"]
["RT296-08-124","Provisional Crown and Bridge material","Crown, Dental, Temporary: Nitro Stainless Steel, Primary Molar - Secondary, Upper Left, No E-UL-5\n1 Box 5 Crowns\nExempli Gratia:  3M\nICN: 18-178-5641 BX","Crown, Dental, Temporary: Nitro Stainless Steel, Primary Molar - Secondary, Upper Left, No E-UL-5\n1 Box 5 Crowns\nExempli Gratia:  3M\n"]
["RT296-08-125","Provisional Crown and Bridge material","Crown, Dental, Temporary: Nitro Stainless Steel, Primary Molar - Secondary, Upper Left, No E-UL-6\n1 Box 5 Crowns\nExempli Gratia:  3M\nICN: 18-178-5644 BX","Crown, Dental, Temporary: Nitro Stainless Steel, Primary Molar - Secondary, Upper Left, No E-UL-6\n1 Box 5 Crowns\nExempli Gratia:  3M\n"]
["RT296-08-126","Provisional Crown and Bridge material","Crown, Dental, Temporary: Nitro Stainless Steel, Primary Molar - Secondary, Upper Left, No E-UL-7\n1 Box 5 Crowns\nExempli Gratia:  3M\nICN: 18-178-5645 BX","Crown, Dental, Temporary: Nitro Stainless Steel, Primary Molar - Secondary, Upper Left, No E-UL-7\n1 Box 5 Crowns\nExempli Gratia:  3M\n"]
["RT296-08-127","Provisional Crown and Bridge material","Crown, Dental, Temporary: Nitro Stainless Steel, Primary Molar - Secondary, Upper Right, No E-UR-2\n1 Box 5 Crowns\nExempli Gratia:  3M\nICN: 18-178-5646 BX","Crown, Dental, Temporary: Nitro Stainless Steel, Primary Molar - Secondary, Upper Right, No E-UR-2\n1 Box 5 Crowns\nExempli Gratia:  3M\n"]
["RT296-08-128","Provisional Crown and Bridge material","Crown, Dental, Temporary: Nitro Stainless Steel, Primary Molar - Secondary, Upper Right, No E-UR-3\n1 Box 5 Crowns\nExempli Gratia:  3M\nICN: 18-178-5647 BX","Crown, Dental, Temporary: Nitro Stainless Steel, Primary Molar - Secondary, Upper Right, No E-UR-3\n1 Box 5 Crowns\nExempli Gratia:  3M\n"]
["RT296-08-129","Provisional Crown and Bridge material","Crown, Dental, Temporary: Nitro Stainless Steel, Primary Molar - Secondary, Upper Right, No E-UR-4\n1 Box 5 Crowns\nExempli Gratia:  3M\nICN: 18-178-5648 BX","Crown, Dental, Temporary: Nitro Stainless Steel, Primary Molar - Secondary, Upper Right, No E-UR-4\n1 Box 5 Crowns\nExempli Gratia:  3M\n"]
["RT296-08-130","Provisional Crown and Bridge material","Crown, Dental, Temporary: Nitro Stainless Steel, Primary Molar - Secondary, Upper Right, No E-UR-5\n1 Box 5 Crowns\nExempli Gratia:  3M\nICN: 18-178-5649 BX","Crown, Dental, Temporary: Nitro Stainless Steel, Primary Molar - Secondary, Upper Right, No E-UR-5\n1 Box 5 Crowns\nExempli Gratia:  3M\n"]
["RT296-08-131","Provisional Crown and Bridge material","Crown, Dental, Temporary: Nitro Stainless Steel, Primary Molar - Secondary, Upper Right, No E-UR-6\n1 Box 5 Crowns\nExempli Gratia:  3M\nICN: 18-178-5651 BX","Crown, Dental, Temporary: Nitro Stainless Steel, Primary Molar - Secondary, Upper Right, No E-UR-6\n1 Box 5 Crowns\nExempli Gratia:  3M\n"]
["RT296-08-132","Provisional Crown and Bridge material","Crown, Dental, Temporary: Nitro Stainless Steel, Primary Molar - Secondary, Upper Right, No E-UR-7\n1 Box 5 Crowns\nExempli Gratia:  3M\nICN: 18-178-5652 BX","Crown, Dental, Temporary: Nitro Stainless Steel, Primary Molar - Secondary, Upper Right, No E-UR-7\n1 Box 5 Crowns\nExempli Gratia:  3M\n"]
["RT296-08-133","Restorative accessory","Strip, matrix, dental: Composite Technique, Polyester, Straight 10mm\r\n1 Box \r\n.i Gratia: Kerr Hawe-Neos\r\nICN: 6520-18-187-9614 BX","Strip, matrix, dental: Composite Technique, Polyester, Straight 10mm\n1 Box \n.i Gratia: Kerr Hawe-Neos\n","box"]
["RT296-08-134","Provisional Crown and Bridge material","Matrix, crown, dental: Transparent, Acetate, Lower Canine No. 213, Right and Left Pairs\n1 Pair\n.i Gratia: P.D.\nICN: 18-970-7569 BX\nRT296-08-133 to RT296-08-153\n","Matrix, crown, dental: Transparent, Acetate, Lower Canine No. 213, Right and Left Pairs\n1 Pair\n.i Gratia: P.D.\nItem RT296-08-134 to RT296-08-154 will be awarded as a series\n","box"]
["RT296-08-135","Provisional Crown and Bridge material","Matrix, crown, dental: Transparent, Acetate, Lower Canine No. 212, Right and Left Pairs\r\n1 Pair\r\n.i Gratia: P.D.\r\nICN: 18-970-7568 BX","Matrix, crown, dental: Transparent, Acetate, Lower Canine No. 212, Right and Left Pairs\r\n1 Pair\r\n.i Gratia: P.D.\r\nICN: 18-970-7568 BX","box"]
["RT296-08-136","Provisional Crown and Bridge material","Matrix, crown, dental: Transparent, Acetate, Upper Canine No. 23, Right and Left Pairs\r\n1 Pair\r\n.i Gratia: P.D.\r\nICN: 18-970-7567 BX","Matrix, crown, dental: Transparent, Acetate, Upper Canine No. 23, Right and Left Pairs\n1 Pair\n.i Gratia: P.D.\n","box"]
["RT296-08-137","Provisional Crown and Bridge material","Matrix, crown, dental: Transparent, Acetate, Upper Canine No. 3, Right and Left Pairs\r\n1 Pair\r\n.i Gratia: P.D.\r\nICN: 18-974-0626 BX","Matrix, crown, dental: Transparent, Acetate, Upper Canine No. 3, Right and Left Pairs\n1 Pair\n.i Gratia: P.D.\n","box"]
["RT296-08-138","Provisional Crown and Bridge material","Matrix, crown, dental: Transparent, Acetate, Upper Central No. 1, Normal,  Right and Left Pairs\r\n1 Pair\r\n.i Gratia: P.D.\r\nICN: 18-970-7564 BX","Matrix, crown, dental: Transparent, Acetate, Upper Central No. 1, Normal,  Right and Left Pairs\n1 Pair\n.i Gratia: P.D.\n","box"]
["RT296-08-139","Provisional Crown and Bridge material","Matrix, crown, dental: Transparent, Acetate, Upper Central No. 101, Cervical Part Enlarged,  Right and Left Pairs\r\n1 Pair\r\n.i Gratia: P.D.\r\nICN: 18-970-7565 BX","Matrix, crown, dental: Transparent, Acetate, Upper Central No. 101, Cervical Part Enlarged,  Right and Left Pairs\n1 Pair\n.i Gratia: P.D.\n","box"]
["RT296-08-140","Provisional Crown and Bridge material","Matrix, crown, dental: Transparent, Acetate, Upper Central No. 11, Normal, Right and  Left Pairs\r\n1 Pair\r\n.i Gratia: P.D.\r\nICN:18-974-0625 BX","Matrix, crown, dental: Transparent, Acetate, Upper Central No. 11, Normal, Right and  Left Pairs\n1 Pair\n.i Gratia: P.D.\n","box"]
["RT296-08-141","Provisional Crown and Bridge material","Matrix, crown, dental: Transparent, Acetate, Upper Central No. 111, Cervical Part Enlarged, Right and Left Pairs\n1 Pair\n.i Gratia: P.D.\nICN: 18-974-0624 BX","Matrix, crown, dental: Transparent, Acetate, Upper Central No. 111, Cervical Part Enlarged, Right and Left Pairs\n1 Pair\n.i Gratia: P.D.\n","box"]
["RT296-08-142","Provisional Crown and Bridge material","Matrix, crown, dental: Transparent, Acetate, Upper Central No. 121, Cervical Part Enlarged, Right and Left Pairs\r\n1 Pair\r\n.i Gratia: P.D.\r\nICN: 18-974-0623 BX","Matrix, crown, dental: Transparent, Acetate, Upper Central No. 121, Cervical Part Enlarged, Right and Left Pairs\n1 Pair\n.i Gratia: P.D.\n","box"]
["RT296-08-143","Provisional Crown and Bridge material","Matrix, crown, dental: Transparent, Acetate, Upper Central No. 131, Cervical Part Enlarged, Right and Left Paris\r\n1 Pair\r\n.i Gratia: P.D.\r\nICN: 18-974-0622 BX","Matrix, crown, dental: Transparent, Acetate, Upper Central No. 131, Cervical Part Enlarged, Right and Left Paris\n1 Pair\n.i Gratia: P.D.\n","box"]
["RT296-08-144","Provisional Crown and Bridge material","Matrix, crown, dental: Transparent, Acetate, Upper Central No. 141, Cervical Part Enlarged, Right and Left Paris\r\n1 Pair\r\n.i Gratia: P.D.\r\nICN: 18-974-0621 BX","Matrix, crown, dental: Transparent, Acetate, Upper Central No. 141, Cervical Part Enlarged, Right and Left Paris\n1 Pair\n.i Gratia: P.D.\n","box"]
["RT296-08-145","Provisional Crown and Bridge material","Matrix, crown, dental: Transparent, Acetate, Upper Central No. 151, Cervical Part Enlarged, Right and Left Paris\r\n1 Pair\r\n.i Gratia: P.D.\r\nICN: 18-974-0620 BX","Matrix, crown, dental: Transparent, Acetate, Upper Central No. 151, Cervical Part Enlarged, Right and Left Paris\n1 Pair\n.i Gratia: P.D.\n","box"]
["RT296-08-146","Provisional Crown and Bridge material","Matrix, crown, dental: Transparent, Acetate, Upper Central No. 21, Normal, Right and Left Pairs\r\n1 Pair\r\n.i Gratia: P.D.\r\nICN: 18-974-0619 BX","Matrix, crown, dental: Transparent, Acetate, Upper Central No. 21, Normal, Right and Left Pairs\n1 Pair\n.i Gratia: P.D.\n","box"]
["RT296-08-147","Provisional Crown and Bridge material","Matrix, crown, dental: Transparent, Acetate, Upper Central No. 31, Normal, Right and Left Pairs\r\n1 Pair\r\n.i Gratia: P.D.\r\nICN: 18-974-0618 BX","Matrix, crown, dental: Transparent, Acetate, Upper Central No. 31, Normal, Right and Left Pairs\n1 Pair\n.i Gratia: P.D.\n","box"]
["RT296-08-148","Provisional Crown and Bridge material","Matrix, crown, dental: Transparent, Acetate, Upper Central No. 41, Normal, Right and Left Pairs\r\n1 Pair\r\n.i Gratia: P.D.\r\nICN:18-974-0617 BX","Matrix, crown, dental: Transparent, Acetate, Upper Central No. 41, Normal, Right and Left Pairs\n1 Pair\n.i Gratia: P.D.\n","box"]
["RT296-08-149","Provisional Crown and Bridge material","Matrix, crown, dental: Transparent, Acetate, Upper Central No. 51, Normal, Right and Left Pairs\r\n1 Pair\r\n.i Gratia: P.D.\r\nICN: 18-974-0616 BX","Matrix, crown, dental: Transparent, Acetate, Upper Central No. 51, Normal, Right and Left Pairs\n1 Pair\n.i Gratia: P.D.\n","box"]
["RT296-08-150","Provisional Crown and Bridge material","Matrix, crown, dental: Transparent, Acetate, Upper Lateral  No. 12, Right and Left Pairs\r\n1 Pair\r\n.i Gratia: P.D.\r\nICN:18-970-7566 BX","Matrix, crown, dental: Transparent, Acetate, Upper Lateral  No. 12, Right and Left Pairs\n1 Pair\n.i Gratia: P.D.\n","box"]
["RT296-08-151","Provisional Crown and Bridge material","Matrix, crown, dental: Transparent, Acetate, Upper Lateral  No. 2, Right and Left Pairs\r\n1 Pair\r\n.i Gratia: P.D.\r\nICN: 18-974-0614 BX","Matrix, crown, dental: Transparent, Acetate, Upper Lateral  No. 2, Right and Left Pairs\n1 Pair\n.i Gratia: P.D.\n","box"]
["RT296-08-152","Provisional Crown and Bridge material","Matrix, crown, dental: Transparent, Acetate, Upper Lateral  No. 22, Right and Left Pairs\r\n1 Pair\r\n.i Gratia: P.D.\r\nICN: 18-974-0613 BX","Matrix, crown, dental: Transparent, Acetate, Upper Lateral  No. 22, Right and Left Pairs\n1 Pair\n.i Gratia: P.D.\n","box"]
["RT296-08-153","Provisional Crown and Bridge material","Matrix, crown, dental: Transparent, Acetate, Upper Lateral  No. 32, Right and Left Pairs\r\n1 Pair\r\n.i Gratia: P.D.\r\nICN: 18-974-0615 BX","Matrix, crown, dental: Transparent, Acetate, Upper Lateral  No. 32, Right and Left Pairs\n1 Pair\n.i Gratia: P.D.\n","box"]
["RT296-08-154","Provisional Crown and Bridge material","Matrix, crown, dental: Transparent, Acetate, Upper Lateral  No. 42, Right and Left Pairs\r\n1 Pair\r\n.i Gratia: P.D.\r\nICN: 18-974-0611 BX","Matrix, crown, dental: Transparent, Acetate, Upper Lateral  No. 42, Right and Left Pairs\n1 Pair\n.i Gratia: P.D.\n","box"]
["RT296-08-155","Provisional Crown and Bridge material","Crown set, dental, temporary: Polycarbonate, Anteriors and Premolar Crown Set\n180 Crowns and system organiser - 60 sizes\n.i Gratia: 3M\nICN: 18-032-3180 KT\nRT296-08-154 to RT296-08-212\n","Crown set, dental, temporary: Polycarbonate, Anteriors and Premolar Crown Set\n180 Crowns and system organiser - 60 sizes\n.i Gratia: 3M\nItem RT296-08-155 to RT296-08-213 will be awarded as a series\n","Kit"]
["RT296-08-156","Provisional Crown and Bridge material","Crown, dental, temporary: Polycarbonate, Canine, Upper Left, No 035\r\n1 Box 5 Crowns\r\n.i Gratia: 3M\r\nICN:18-178-5806 BX","Crown, dental, temporary: Polycarbonate, Canine, Upper Left, No 035\n1 Box 5 Crowns\n.i Gratia: 3M\n","box"]
["RT296-08-157","Provisional Crown and Bridge material","Crown, dental, temporary: Polycarbonate, Canine, Upper Left, No 036\r\n1 Box 5 Crowns\r\n.i Gratia: 3M\r\nICN: 18-178-5808 BX","Crown, dental, temporary: Polycarbonate, Canine, Upper Left, No 036\n1 Box 5 Crowns\n.i Gratia: 3M\n","box"]
["RT296-08-158","Provisional Crown and Bridge material","Crown, dental, temporary: Polycarbonate, Canine, Upper Left, No 037\r\n1 Box 5 Crowns\r\n.i Gratia: 3M\r\nICN: 18-178-5810 BX","Crown, dental, temporary: Polycarbonate, Canine, Upper Left, No 037\n1 Box 5 Crowns\n.i Gratia: 3M\n","box"]
["RT296-08-159","Provisional Crown and Bridge material","Crown, dental, temporary: Polycarbonate, Canine, Upper Left, No 038\r\n1 Box 5 Crowns\r\n.i Gratia: 3M\r\nICN: 18-178-5812 BX","Crown, dental, temporary: Polycarbonate, Canine, Upper Left, No 038\n1 Box 5 Crowns\n.i Gratia: 3M\n","box"]
["RT296-08-160","Provisional Crown and Bridge material","Crown, dental, temporary: Polycarbonate, Canine, Upper Left, No 039\r\n1 Box 5 Crowns\r\n.i Gratia: 3M\r\nICN: 18-178-5813 BX","Crown, dental, temporary: Polycarbonate, Canine, Upper Left, No 039\n1 Box 5 Crowns\n.i Gratia: 3M\n","box"]
["RT296-08-161","Provisional Crown and Bridge material","Crown, dental, temporary: Polycarbonate, Canine, Upper Right, No 030\r\n1 Box 5 Crowns\r\n.i Gratia: 3M\r\nICN: 18-178-5827 BX","Crown, dental, temporary: Polycarbonate, Canine, Upper Right, No 030\n1 Box 5 Crowns\n.i Gratia: 3M\n","box"]
["RT296-08-162","Provisional Crown and Bridge material","Crown, dental, temporary: Polycarbonate, Canine, Upper Right, No 031\r\n1 Box 5 Crowns\r\n.i Gratia: 3M\r\nICN: 18-178-5828 BX","Crown, dental, temporary: Polycarbonate, Canine, Upper Right, No 031\n1 Box 5 Crowns\n.i Gratia: 3M\n","box"]
["RT296-08-163","Provisional Crown and Bridge material","Crown, dental, temporary: Polycarbonate, Canine, Upper Right, No 032\r\n1 Box 5 Crowns\r\n.i Gratia: 3M\r\nICN: 18-178-5829 BX","Crown, dental, temporary: Polycarbonate, Canine, Upper Right, No 032\n1 Box 5 Crowns\n.i Gratia: 3M\n","box"]
["RT296-08-164","Provisional Crown and Bridge material","Crown, dental, temporary: Polycarbonate, Canine, Upper Right, No 033\r\n1 Box 5 Crowns\r\n.i Gratia: 3M\r\nICN: 18-178-5835 BX","Crown, dental, temporary: Polycarbonate, Canine, Upper Right, No 033\n1 Box 5 Crowns\n.i Gratia: 3M\n","box"]
["RT296-08-165","Provisional Crown and Bridge material","Crown, dental, temporary: Polycarbonate, Canine, Upper Right, No 034\r\n1 Box 5 Crowns\r\n.i Gratia: 3M\r\nICN: 18-178-5840 BX","Crown, dental, temporary: Polycarbonate, Canine, Upper Right, No 034\n1 Box 5 Crowns\n.i Gratia: 3M\n","box"]
["RT296-08-166","Provisional Crown and Bridge material","Crown, dental, temporary: Polycarbonate, Canine, Upper Right, No 300\r\n1 Box 5 Crowns\r\n.i Gratia: 3M\r\nICN: 18-178-5841 BX","Crown, dental, temporary: Polycarbonate, Canine, Upper Right, No 300\n1 Box 5 Crowns\n.i Gratia: 3M\n","box"]
["RT296-08-167","Provisional Crown and Bridge material","Crown, dental, temporary: Polycarbonate, Canine, Upper Right, No 301\n1 Box 5 Crowns\n.i Gratia: 3M\nICN: 18-178-5847 BX","Crown, dental, temporary: Polycarbonate, Canine, Upper Right, No 301\n1 Box 5 Crowns\n.i Gratia: 3M\n","box"]
["RT296-08-168","Provisional Crown and Bridge material","Crown, dental, temporary: Polycarbonate, Central, Upper Left, No 015\r\n1 Box 5 Crowns\r\n.i Gratia: 3M\r\nICN: 18-031-4154 BX","Crown, dental, temporary: Polycarbonate, Central, Upper Left, No 015\n1 Box 5 Crowns\n.i Gratia: 3M\n","box"]
["RT296-08-169","Provisional Crown and Bridge material","Crown, dental, temporary: Polycarbonate, Central, Upper Left, No 016\r\n1 Box 5 Crowns\r\n.i Gratia: 3M\r\nICN: 18-031-4158 BX","Crown, dental, temporary: Polycarbonate, Central, Upper Left, No 016\n1 Box 5 Crowns\n.i Gratia: 3M\n","box"]
["RT296-08-170","Provisional Crown and Bridge material","Crown, dental, temporary: Polycarbonate, Central, Upper Left, No 017\r\n1 Box 5 Crowns\r\n.i Gratia: 3M\r\nICN: 18-031-4155 BX","Crown, dental, temporary: Polycarbonate, Central, Upper Left, No 017\n1 Box 5 Crowns\n.i Gratia: 3M\n","box"]
["RT296-08-171","Provisional Crown and Bridge material","Crown, dental, temporary: Polycarbonate, Central, Upper Left, No 018\r\n1 Box 5 Crowns\r\n.i Gratia: 3M\r\nICN: 18-031-4176 BX","Crown, dental, temporary: Polycarbonate, Central, Upper Left, No 018\n1 Box 5 Crowns\n.i Gratia: 3M\n","box"]
["RT296-08-172","Provisional Crown and Bridge material","Crown, dental, temporary: Polycarbonate, Central, Upper Left, No 019\r\n1 Box 5 Crowns\r\n.i Gratia: 3M\r\nICN: 18-031-4173 BX","Crown, dental, temporary: Polycarbonate, Central, Upper Left, No 019\n1 Box 5 Crowns\n.i Gratia: 3M\n","box"]
["RT296-08-173","Provisional Crown and Bridge material","Crown, dental, temporary: Polycarbonate, Central, Upper Left, No 102\r\n1 Box 5 Crowns\r\n.i Gratia: 3M\r\nICN: 18-178-5706 BX","Crown, dental, temporary: Polycarbonate, Central, Upper Left, No 102\n1 Box 5 Crowns\n.i Gratia: 3M\n","box"]
["RT296-08-174","Provisional Crown and Bridge material","Crown, dental, temporary: Polycarbonate, Central, Upper Left, No 103\r\n1 Box 5 Crowns\r\n.i Gratia: 3M\r\nICN: 18-178-5707 BX","Crown, dental, temporary: Polycarbonate, Central, Upper Left, No 103\n1 Box 5 Crowns\n.i Gratia: 3M\n","box"]
["RT296-08-175","Provisional Crown and Bridge material","Crown, dental, temporary: Polycarbonate, Central, Upper Right, No 010\r\n1 Box 5 Crowns\r\n.i Gratia: 3M\r\nICN: 18-178-5780 BX","Crown, dental, temporary: Polycarbonate, Central, Upper Right, No 010\n1 Box 5 Crowns\n.i Gratia: 3M\n","box"]
["RT296-08-176","Provisional Crown and Bridge material","Crown, dental, temporary: Polycarbonate, Central, Upper Right, No 011\r\n1 Box 5 Crowns\r\n.i Gratia: 3M\r\nICN: 18-178-5781 BX","Crown, dental, temporary: Polycarbonate, Central, Upper Right, No 011\n1 Box 5 Crowns\n.i Gratia: 3M\n","box"]
["RT296-08-177","Provisional Crown and Bridge material","Crown, dental, temporary: Polycarbonate, Central, Upper Right, No 012\r\n1 Box 5 Crowns\r\n.i Gratia: 3M\r\nICN: 18-178-5782 BX","Crown, dental, temporary: Polycarbonate, Central, Upper Right, No 012\n1 Box 5 Crowns\n.i Gratia: 3M\n","box"]
["RT296-08-178","Provisional Crown and Bridge material","Crown, dental, temporary: Polycarbonate, Central, Upper Right, No 013\r\n1 Box 5 Crowns\r\n.i Gratia: 3M\r\nICN: 18-178-5783 BX","Crown, dental, temporary: Polycarbonate, Central, Upper Right, No 013\n1 Box 5 Crowns\n.i Gratia: 3M\n","box"]
["RT296-08-179","Provisional Crown and Bridge material","Crown, dental, temporary: Polycarbonate, Central, Upper Right, No 014\r\n1 Box 5 Crowns\r\n.i Gratia: 3M\r\nICN: 18-178-5784 BX","Crown, dental, temporary: Polycarbonate, Central, Upper Right, No 014\n1 Box 5 Crowns\n.i Gratia: 3M\n","box"]
["RT296-08-180","Provisional Crown and Bridge material","Crown, dental, temporary: Polycarbonate, Central, Upper Right, No 100\r\n1 Box 5 Crowns\r\n.i Gratia: 3M\r\nICN: 18-178-5785 BX","Crown, dental, temporary: Polycarbonate, Central, Upper Right, No 100\n1 Box 5 Crowns\n.i Gratia: 3M\n","box"]
["RT296-08-181","Provisional Crown and Bridge material","Crown, dental, temporary: Polycarbonate, Central, Upper Right, No 101\r\n1 Box 5 Crowns\r\n.i Gratia: 3M\r\nICN: 18-178-5803 BX","Crown, dental, temporary: Polycarbonate, Central, Upper Right, No 101\n1 Box 5 Crowns\n.i Gratia: 3M\n","box"]
["RT296-08-182","Provisional Crown and Bridge material","Crown, dental, temporary: Polycarbonate, Lateral, Upper Left , No 025\r\n1 Box 5 Crowns\r\n.i Gratia: 3M\r\nICN: 18-178-5900 BX","Crown, dental, temporary: Polycarbonate, Lateral, Upper Left , No 025\n1 Box 5 Crowns\n.i Gratia: 3M\n","box"]
["RT296-08-183","Provisional Crown and Bridge material","Crown, dental, temporary: Polycarbonate, Lateral, Upper Left , No 026\r\n1 Box 5 Crowns\r\n.i Gratia: 3M\r\nICN: 18-178-5921 BX","Crown, dental, temporary: Polycarbonate, Lateral, Upper Left , No 026\n1 Box 5 Crowns\n.i Gratia: 3M\n","box"]
["RT296-08-184","Provisional Crown and Bridge material","Crown, dental, temporary: Polycarbonate, Lateral, Upper Left , No 027\r\n1 Box 5 Crowns\r\n.i Gratia: 3M\r\nICN: 18-178-5925 BX","Crown, dental, temporary: Polycarbonate, Lateral, Upper Left , No 027\n1 Box 5 Crowns\n.i Gratia: 3M\n","box"]
["RT296-08-185","Provisional Crown and Bridge material","Crown, dental, temporary: Polycarbonate, Lateral, Upper Left , No 028\r\n1 Box 5 Crowns\r\n.i Gratia: 3M\r\nICN: 18-178-5926 BX","Crown, dental, temporary: Polycarbonate, Lateral, Upper Left , No 028\n1 Box 5 Crowns\n.i Gratia: 3M\n","box"]
["RT296-08-186","Provisional Crown and Bridge material","Crown, dental, temporary: Polycarbonate, Lateral, Upper Left , No 029\r\n1 Box 5 Crowns\r\n.i Gratia: 3M\r\nICN: 18-178-5927 BX","Crown, dental, temporary: Polycarbonate, Lateral, Upper Left , No 029\n1 Box 5 Crowns\n.i Gratia: 3M\n","box"]
["RT296-08-187","Provisional Crown and Bridge material","Crown, dental, temporary: Polycarbonate, Lateral, Upper Left , No 200\r\n1 Box 5 Crowns\r\n.i Gratia: 3M\r\nICN: 18-178-5928 BX","Crown, dental, temporary: Polycarbonate, Lateral, Upper Left , No 200\n1 Box 5 Crowns\n.i Gratia: 3M\n","box"]
["RT296-08-188","Provisional Crown and Bridge material","Crown, dental, temporary: Polycarbonate, Lateral, Upper Right, No 002\r\n1 Box 5 Crowns\r\n.i Gratia: 3M\r\nICN: 18-178-5929 BX","Crown, dental, temporary: Polycarbonate, Lateral, Upper Right, No 002\n1 Box 5 Crowns\n.i Gratia: 3M\n","box"]
["RT296-08-189","Provisional Crown and Bridge material","Crown, dental, temporary: Polycarbonate, Lateral, Upper Right, No 020\r\n1 Box 5 Crowns\r\n.i Gratia: 3M\r\nICN: 18-178-5954 BX","Crown, dental, temporary: Polycarbonate, Lateral, Upper Right, No 020\n1 Box 5 Crowns\n.i Gratia: 3M\n","box"]
["RT296-08-190","Provisional Crown and Bridge material","Crown, dental, temporary: Polycarbonate, Lateral, Upper Right, No 021\r\n1 Box 5 Crowns\r\n.i Gratia: 3M\r\nICN: 18-178-5955 BX","Crown, dental, temporary: Polycarbonate, Lateral, Upper Right, No 021\n1 Box 5 Crowns\n.i Gratia: 3M\n","box"]
["RT296-08-191","Provisional Crown and Bridge material","Crown, dental, temporary: Polycarbonate, Lateral, Upper Right, No 022\r\n1 Box 5 Crowns\r\n.i Gratia: 3M\r\nICN: 18-178-5957 BX","Crown, dental, temporary: Polycarbonate, Lateral, Upper Right, No 022\n1 Box 5 Crowns\n.i Gratia: 3M\n","box"]
["RT296-08-192","Provisional Crown and Bridge material","Crown, dental, temporary: Polycarbonate, Lateral, Upper Right, No 023\r\n1 Box 5 Crowns\r\n.i Gratia: 3M\r\nICN: 18-178-5960 BX","Crown, dental, temporary: Polycarbonate, Lateral, Upper Right, No 023\n1 Box 5 Crowns\n.i Gratia: 3M\n","box"]
["RT296-08-193","Provisional Crown and Bridge material","Crown, dental, temporary: Polycarbonate, Lateral, Upper Right, No 024\r\n1 Box 5 Crowns\r\n.i Gratia: 3M\r\nICN: 18-178-5963 BX","Crown, dental, temporary: Polycarbonate, Lateral, Upper Right, No 024\n1 Box 5 Crowns\n.i Gratia: 3M\n","box"]
["RT296-08-194","Provisional Crown and Bridge material","Crown, dental, temporary: Polycarbonate, Lower Anterior, Long, No 060\r\n1 Box 5 Crowns\r\n.i Gratia: 3M\r\nICN: 18-178-5848 BX","Crown, dental, temporary: Polycarbonate, Lower Anterior, Long, No 060\n1 Box 5 Crowns\n.i Gratia: 3M\n","box"]
["RT296-08-195","Provisional Crown and Bridge material","Crown, dental, temporary: Polycarbonate, Lower Anterior, Long, No 061\r\n1 Box 5 Crowns\r\n.i Gratia: 3M\r\nICN: 18-178-5850 BX","Crown, dental, temporary: Polycarbonate, Lower Anterior, Long, No 061\n1 Box 5 Crowns\n.i Gratia: 3M\n","box"]
["RT296-08-196","Provisional Crown and Bridge material","Crown, dental, temporary: Polycarbonate, Lower Anterior, Long, No 062\r\n1 Box 5 Crowns\r\n.i Gratia: 3M\r\nICN: 18-178-5851 BX","Crown, dental, temporary: Polycarbonate, Lower Anterior, Long, No 062\n1 Box 5 Crowns\n.i Gratia: 3M\n","box"]
["RT296-08-197","Provisional Crown and Bridge material","Crown, dental, temporary: Polycarbonate, Lower Anterior, Long, No 063\r\n1 Box 5 Crowns\r\n.i Gratia: 3M\r\nICN: 18-178-5852 BX","Crown, dental, temporary: Polycarbonate, Lower Anterior, Long, No 063\n1 Box 5 Crowns\n.i Gratia: 3M\n","box"]
["RT296-08-198","Provisional Crown and Bridge material","Crown, dental, temporary: Polycarbonate, Lower Anterior, Long, No 064\r\n1 Box 5 Crowns\r\n.i Gratia: 3M\r\nICN: 18-178-5853 BX","Crown, dental, temporary: Polycarbonate, Lower Anterior, Long, No 064\n1 Box 5 Crowns\n.i Gratia: 3M\n","box"]
["RT296-08-199","Provisional Crown and Bridge material","Crown, dental, temporary: Polycarbonate, Lower Anterior, Short, No 065\r\n1 Box 5 Crowns\r\n.i Gratia: 3M\r\nICN: 18-178-5880 BX","Crown, dental, temporary: Polycarbonate, Lower Anterior, Short, No 065\n1 Box 5 Crowns\n.i Gratia: 3M\n","box"]
["RT296-08-200","Provisional Crown and Bridge material","Crown, dental, temporary: Polycarbonate, Lower Anterior, Short, No 066\r\n1 Box 5 Crowns\r\n.i Gratia: 3M\r\nICN: 18-178-5886 BX","Crown, dental, temporary: Polycarbonate, Lower Anterior, Short, No 066\n1 Box 5 Crowns\n.i Gratia: 3M\n","box"]
["RT296-08-201","Provisional Crown and Bridge material","Crown, dental, temporary: Polycarbonate, Lower Anterior, Short, No 067\r\n1 Box 5 Crowns\r\n.i Gratia: 3M\r\nICN: 18-178-5888 BX","Crown, dental, temporary: Polycarbonate, Lower Anterior, Short, No 067\n1 Box 5 Crowns\n.i Gratia: 3M\n","box"]
["RT296-08-202","Provisional Crown and Bridge material","Crown, dental, temporary: Polycarbonate, Lower Anterior, Short, No 068\r\n1 Box 5 Crowns\r\n.i Gratia: 3M\r\nICN: 18-178-5894 BX","Crown, dental, temporary: Polycarbonate, Lower Anterior, Short, No 068\n1 Box 5 Crowns\n.i Gratia: 3M\n","box"]
["RT296-08-203","Provisional Crown and Bridge material","Crown, dental, temporary: Polycarbonate, Lower Anterior, Short, No 069\r\n1 Box 5 Crowns\r\n.i Gratia: 3M\r\nICN: 18-178-8859 BX","Crown, dental, temporary: Polycarbonate, Lower Anterior, Short, No 069\n1 Box 5 Crowns\n.i Gratia: 3M\n","box"]
["RT296-08-204","Provisional Crown and Bridge material","Crown, dental, temporary: Polycarbonate, Premolar, Large, No 040\r\n1 Box 5 Crowns\r\n.i Gratia: 3M\r\nICN: 18-178-5967 BX","Crown, dental, temporary: Polycarbonate, Premolar, Large, No 040\n1 Box 5 Crowns\n.i Gratia: 3M\n","box"]
["RT296-08-205","Provisional Crown and Bridge material","Crown, dental, temporary: Polycarbonate, Premolar, Large, No 041\r\n1 Box 5 Crowns\r\n.i Gratia: 3M\r\nICN: 18-178-5980 BX","Crown, dental, temporary: Polycarbonate, Premolar, Large, No 041\n1 Box 5 Crowns\n.i Gratia: 3M\n","box"]
["RT296-08-206","Provisional Crown and Bridge material","Crown, dental, temporary: Polycarbonate, Premolar, Large, No 042\r\n1 Box 5 Crowns\r\n.i Gratia: 3M\r\nICN: 18-178-5981 BX","Crown, dental, temporary: Polycarbonate, Premolar, Large, No 042\n1 Box 5 Crowns\n.i Gratia: 3M\n","box"]
["RT296-08-207","Provisional Crown and Bridge material","Crown, dental, temporary: Polycarbonate, Premolar, Large, No 043\r\n1 Box 5 Crowns\r\n.i Gratia: 3M\r\nICN: 18-178-5982 BX","Crown, dental, temporary: Polycarbonate, Premolar, Large, No 043\n1 Box 5 Crowns\n.i Gratia: 3M\n","box"]
["RT296-08-208","Provisional Crown and Bridge material","Crown, dental, temporary: Polycarbonate, Premolar, Large, No 044\r\n1 Box 5 Crowns\r\n.i Gratia: 3M\r\nICN: 18-178-5984 BX","Crown, dental, temporary: Polycarbonate, Premolar, Large, No 044\n1 Box 5 Crowns\n.i Gratia: 3M\n","box"]
["RT296-08-209","Provisional Crown and Bridge material","Crown, dental, temporary: Polycarbonate, Premolar, Small, No 050\r\n1 Box 5 Crowns\r\n.i Gratia: 3M\r\nICN: 18-178-5987 BX","Crown, dental, temporary: Polycarbonate, Premolar, Small, No 050\n1 Box 5 Crowns\n.i Gratia: 3M\n","box"]
["RT296-08-210","Provisional Crown and Bridge material","Crown, dental, temporary: Polycarbonate, Premolar, Small, No 051\r\n1 Box 5 Crowns\r\n.i Gratia: 3M\r\nICN: 18-178-5989 BX","Crown, dental, temporary: Polycarbonate, Premolar, Small, No 051\n1 Box 5 Crowns\n.i Gratia: 3M\n","box"]
["RT296-08-211","Provisional Crown and Bridge material","Crown, dental, temporary: Polycarbonate, Premolar, Small, No 052\r\n1 Box 5 Crowns\r\n.i Gratia: 3M\r\nICN: 18-178-6034 BX","Crown, dental, temporary: Polycarbonate, Premolar, Small, No 052\n1 Box 5 Crowns\n.i Gratia: 3M\n","box"]
["RT296-08-212","Provisional Crown and Bridge material","Crown, dental, temporary: Polycarbonate, Premolar, Small, No 053\r\n1 Box 5 Crowns\r\n.i Gratia: 3M\r\nICN: 18-178-6035 BX","Crown, dental, temporary: Polycarbonate, Premolar, Small, No 053\n1 Box 5 Crowns\n.i Gratia: 3M\n","box"]
["RT296-08-213","Provisional Crown and Bridge material","Crown, dental, temporary: Polycarbonate, Premolar, Small, No 054\r\n1 Box 5 Crowns\r\n.i Gratia: 3M\r\nICN: 18-178-6036 BX","Crown, dental, temporary: Polycarbonate, Premolar, Small, No 054\n1 Box 5 Crowns\n.i Gratia: 3M\n","box"]
["RT296-08-214","Provisional Crown and Bridge material","Crown set, dental, temporary: Nichro Stainless Steel, Primary Molars - Standard Set\n96 Crowns and system organiser - 48 sizes\n.i Gratia: 3M\nICN:18-179-2142 SE\nRT296-08-213 to RT296-08-261 will be awarded as a series","Crown set, dental, temporary: Nichro Stainless Steel, Primary Molars - Standard Set\n96 Crowns and system organiser - 48 sizes\n.i Gratia: 3M\nItem RT296-08-214 to RT296-08-262 will be awarded as a series","set"]
["RT296-08-215","Provisional Crown and Bridge material","Crown, dental, temporary: Nichro Stainless Steel, Primary Molar - First, Lower Left, No D-LL-2\r\n1 Box 5 Crowns\r\n.i Gratia: 3M\r\nICN: 18-178-5581 BX","Crown, dental, temporary: Nichro Stainless Steel, Primary Molar - First, Lower Left, No D-LL-2\n1 Box 5 Crowns\n.i Gratia: 3M\n","box"]
["RT296-08-216","Provisional Crown and Bridge material","Crown, dental, temporary: Nichro Stainless Steel, Primary Molar - First, Lower Left, No D-LL-3\r\n1 Box 5 Crowns\r\n.i Gratia: 3M\r\nICN: 18-178-5583 BX","Crown, dental, temporary: Nichro Stainless Steel, Primary Molar - First, Lower Left, No D-LL-3\n1 Box 5 Crowns\n.i Gratia: 3M\n","box"]
["RT296-08-217","Provisional Crown and Bridge material","Crown, dental, temporary: Nichro Stainless Steel, Primary Molar - First, Lower Left, No D-LL-4\r\n1 Box 5 Crowns\r\n.i Gratia: 3M\r\nICN: 18-178-5587 BX","Crown, dental, temporary: Nichro Stainless Steel, Primary Molar - First, Lower Left, No D-LL-4\n1 Box 5 Crowns\n.i Gratia: 3M\n","box"]
["RT296-08-218","Provisional Crown and Bridge material","Crown, dental, temporary: Nichro Stainless Steel, Primary Molar - First, Lower Left, No D-LL-5\r\n1 Box 5 Crowns\r\n.i Gratia: 3M\r\nICN: 18-178-5588 BX","Crown, dental, temporary: Nichro Stainless Steel, Primary Molar - First, Lower Left, No D-LL-5\n1 Box 5 Crowns\n.i Gratia: 3M\n","box"]
["RT296-08-219","Provisional Crown and Bridge material","Crown, dental, temporary: Nichro Stainless Steel, Primary Molar - First, Lower Left, No D-LL-6\r\n1 Box 5 Crowns\r\n.i Gratia: 3M\r\nICN: 18-178-5589 BX","Crown, dental, temporary: Nichro Stainless Steel, Primary Molar - First, Lower Left, No D-LL-6\n1 Box 5 Crowns\n.i Gratia: 3M\n","box"]
["RT296-08-220","Provisional Crown and Bridge material","Crown, dental, temporary: Nichro Stainless Steel, Primary Molar - First, Lower Left, No D-LL-7\r\n1 Box 5 Crowns\r\n.i Gratia: 3M\r\nICN: 18-178-5590 BX","Crown, dental, temporary: Nichro Stainless Steel, Primary Molar - First, Lower Left, No D-LL-7\n1 Box 5 Crowns\n.i Gratia: 3M\n","box"]
["RT296-08-221","Provisional Crown and Bridge material","Crown, dental, temporary: Nichro Stainless Steel, Primary Molar - First, Lower Right, No D-LR-2\r\n1 Box 5 Crowns\r\n.i Gratia: 3M\r\nICN: 18-178-5591 BX","Crown, dental, temporary: Nichro Stainless Steel, Primary Molar - First, Lower Right, No D-LR-2\n1 Box 5 Crowns\n.i Gratia: 3M\n","box"]
["RT296-08-222","Provisional Crown and Bridge material","Crown, dental, temporary: Nichro Stainless Steel, Primary Molar - First, Lower Right, No D-LR-3\r\n1 Box 5 Crowns\r\n.i Gratia: 3M\r\nICN: 18-178-5592 BX","Crown, dental, temporary: Nichro Stainless Steel, Primary Molar - First, Lower Right, No D-LR-3\n1 Box 5 Crowns\n.i Gratia: 3M\n","box"]
["RT296-08-223","Provisional Crown and Bridge material","Crown, dental, temporary: Nichro Stainless Steel, Primary Molar - First, Lower Right, No D-LR-4\r\n1 Box 5 Crowns\r\n.i Gratia: 3M\r\nICN: 18-178-5593 BX","Crown, dental, temporary: Nichro Stainless Steel, Primary Molar - First, Lower Right, No D-LR-4\n1 Box 5 Crowns\n.i Gratia: 3M\n","box"]
["RT296-08-224","Provisional Crown and Bridge material","Crown, dental, temporary: Nichro Stainless Steel, Primary Molar - First, Lower Right, No D-LR-5\r\n1 Box 5 Crowns\r\n.i Gratia: 3M\r\nICN: 18-178-5594 BX","Crown, dental, temporary: Nichro Stainless Steel, Primary Molar - First, Lower Right, No D-LR-5\n1 Box 5 Crowns\n.i Gratia: 3M\n","box"]
["RT296-08-225","Provisional Crown and Bridge material","Crown, dental, temporary: Nichro Stainless Steel, Primary Molar - First, Lower Right, No D-LR-6\r\n1 Box 5 Crowns\r\n.i Gratia: 3M\r\nICN: 18-178-5596 BX","Crown, dental, temporary: Nichro Stainless Steel, Primary Molar - First, Lower Right, No D-LR-6\n1 Box 5 Crowns\n.i Gratia: 3M\n","box"]
["RT296-08-226","Provisional Crown and Bridge material","Crown, dental, temporary: Nichro Stainless Steel, Primary Molar - First, Lower Right, No D-LR-7\r\n1 Box 5 Crowns\r\n.i Gratia: 3M\r\nICN: 18-178-5597 BX","Crown, dental, temporary: Nichro Stainless Steel, Primary Molar - First, Lower Right, No D-LR-7\n1 Box 5 Crowns\n.i Gratia: 3M\n","box"]
["RT296-08-227","Provisional Crown and Bridge material","Crown, dental, temporary: Nichro Stainless Steel, Primary Molar - First, Upper Left, No D-UL-2\r\n1 Box 5 Crowns\r\n.i Gratia: 3M\r\nICN: 18-178-5678 BX","Crown, dental, temporary: Nichro Stainless Steel, Primary Molar - First, Upper Left, No D-UL-2\n1 Box 5 Crowns\n.i Gratia: 3M\n","box"]
["RT296-08-228","Provisional Crown and Bridge material","Crown, dental, temporary: Nichro Stainless Steel, Primary Molar - First, Upper Left, No D-UL-3\r\n1 Box 5 Crowns\r\n.i Gratia: 3M\r\nICN: 18-178-5677 BX","Crown, dental, temporary: Nichro Stainless Steel, Primary Molar - First, Upper Left, No D-UL-3\n1 Box 5 Crowns\n.i Gratia: 3M\n","box"]
["RT296-08-229","Provisional Crown and Bridge material","Crown, dental, temporary: Nichro Stainless Steel, Primary Molar - First, Upper Left, No D-UL-4\r\n1 Box 5 Crowns\r\n.i Gratia: 3M\r\nICN: 18-178-5654 BX","Crown, dental, temporary: Nichro Stainless Steel, Primary Molar - First, Upper Left, No D-UL-4\n1 Box 5 Crowns\n.i Gratia: 3M\n","box"]
["RT296-08-230","Provisional Crown and Bridge material","Crown, dental, temporary: Nichro Stainless Steel, Primary Molar - First, Upper Left, No D-UL-5\r\n1 Box 5 Crowns\r\n.i Gratia: 3M\r\nICN: 18-178-5655 BX","Crown, dental, temporary: Nichro Stainless Steel, Primary Molar - First, Upper Left, No D-UL-5\n1 Box 5 Crowns\n.i Gratia: 3M\n","box"]
["RT296-08-231","Provisional Crown and Bridge material","Crown, dental, temporary: Nichro Stainless Steel, Primary Molar - First, Upper Left, No D-UL-6\r\n1 Box 5 Crowns\r\n.i Gratia: 3M\r\nICN: 18-178-5657 BX","Crown, dental, temporary: Nichro Stainless Steel, Primary Molar - First, Upper Left, No D-UL-6\n1 Box 5 Crowns\n.i Gratia: 3M\n","box"]
["RT296-08-232","Provisional Crown and Bridge material","Crown, dental, temporary: Nichro Stainless Steel, Primary Molar - First, Upper Left, No D-UL-7\r\n1 Box 5 Crowns\r\n.i Gratia:  3M\r\nICN: 18-178-5561 BX","Crown, dental, temporary: Nichro Stainless Steel, Primary Molar - First, Upper Left, No D-UL-7\n1 Box 5 Crowns\n.i Gratia:  3M\n","box"]
["RT296-08-233","Provisional Crown and Bridge material","Crown, dental, temporary: Nichro Stainless Steel, Primary Molar - First, Upper Right, No D-UR-2\r\n1 Box 5 Crowns\r\n.i Gratia:  3M\r\nICN: 18-178-5663 BX","Crown, dental, temporary: Nichro Stainless Steel, Primary Molar - First, Upper Right, No D-UR-2\n1 Box 5 Crowns\n.i Gratia:  3M\nX","box"]
["RT296-08-234","Provisional Crown and Bridge material","Crown, dental, temporary: Nichro Stainless Steel, Primary Molar - First, Upper Right, No D-UR-3\r\n1 Box 5 Crowns\r\n.i Gratia:  3M\r\nICN: 18-178-5665 BX","Crown, dental, temporary: Nichro Stainless Steel, Primary Molar - First, Upper Right, No D-UR-3\n1 Box 5 Crowns\n.i Gratia:  3M\n","box"]
["RT296-08-235","Provisional Crown and Bridge material","Crown, dental, temporary: Nichro Stainless Steel, Primary Molar - First, Upper Right, No D-UR-4\r\n1 Box 5 Crowns\r\n.i Gratia:  3M\r\nICN: 18-178-5671 BX","Crown, dental, temporary: Nichro Stainless Steel, Primary Molar - First, Upper Right, No D-UR-4\n1 Box 5 Crowns\n.i Gratia:  3M\n","box"]
["RT296-08-236","Provisional Crown and Bridge material","Crown, dental, temporary: Nichro Stainless Steel, Primary Molar - First, Upper Right, No D-UR-5\r\n1 Box 5 Crowns\r\n.i Gratia:  3M\r\nICN: 18-178-5672 BX","Crown, dental, temporary: Nichro Stainless Steel, Primary Molar - First, Upper Right, No D-UR-5\n1 Box 5 Crowns\n.i Gratia:  3M\n","box"]
["RT296-08-237","Provisional Crown and Bridge material","Crown, dental, temporary:  Nichro Stainless Steel, Primary Molar - First, Upper Right, No D-UR-6\r\n1 Box 5 Crowns\r\n.i Gratia:  3M\r\nICN: 18-178-5674 BX","Crown, dental, temporary:  Nichro Stainless Steel, Primary Molar - First, Upper Right, No D-UR-6\n1 Box 5 Crowns\n.i Gratia:  3M\n","box"]
["RT296-08-238","Provisional Crown and Bridge material","Crown, dental, temporary: Nichro Stainless Steel, Primary Molar - First, Upper Right, No D-UR-7\r\n1 Box 5 Crowns\r\n.i Gratia:  3M\r\nICN: 18-178-5675 BX","Crown, dental, temporary: Nichro Stainless Steel, Primary Molar - First, Upper Right, No D-UR-7\n1 Box 5 Crowns\n.i Gratia:  3M\n","box"]
["RT296-08-239","Provisional Crown and Bridge material","Crown, dental, temporary: Nichro Stainless Steel, Primary Molar - Secondary, Lower Left, No E-LL-2\r\n1 Box 5 Crowns\r\n.i Gratia:  3M\r\nICN: 18-178-5613 BX","Crown, dental, temporary: Nichro Stainless Steel, Primary Molar - Secondary, Lower Left, No E-LL-2\n1 Box 5 Crowns\n.i Gratia:  3M\n","box"]
["RT296-08-240","Provisional Crown and Bridge material","Crown, dental, temporary: Nichro Stainless Steel, Primary Molar - Secondary, Lower Left, No E-LL-3\r\n1 Box 5 Crowns\r\n.i Gratia:  3M\r\nICN: 18-178-5616 BX","Crown, dental, temporary: Nichro Stainless Steel, Primary Molar - Secondary, Lower Left, No E-LL-3\n1 Box 5 Crowns\n.i Gratia:  3M\n","box"]
["RT296-08-241","Provisional Crown and Bridge material","Crown, dental, temporary: Nichro Stainless Steel, Primary Molar - Secondary, Lower Left, No E-LL-4\r\n1 Box 5 Crowns\r\n.i Gratia:  3M\r\nICN: 18-178-5620 BX","Crown, dental, temporary: Nichro Stainless Steel, Primary Molar - Secondary, Lower Left, No E-LL-4\n1 Box 5 Crowns\n.i Gratia:  3M\n","box"]
["RT296-08-242","Provisional Crown and Bridge material","Crown, dental, temporary: Nichro Stainless Steel, Primary Molar - Secondary, Lower Left, No E-LL-5\r\n1 Box 5 Crowns\r\n.i Gratia:  3M\r\nICN: 18-178-5621 BX","Crown, dental, temporary: Nichro Stainless Steel, Primary Molar - Secondary, Lower Left, No E-LL-5\n1 Box 5 Crowns\n.i Gratia:  3M\n","box"]
["RT296-08-243","Provisional Crown and Bridge material","Crown, dental, temporary: Nichro Stainless Steel, Primary Molar - Secondary, Lower Left, No E-LL-6\r\n1 Box 5 Crowns\r\n.i Gratia:  3M\r\nICN: 18-178-5624 BX","Crown, dental, temporary: Nichro Stainless Steel, Primary Molar - Secondary, Lower Left, No E-LL-6\n1 Box 5 Crowns\n.i Gratia:  3M\n","box"]
["RT296-08-244","Provisional Crown and Bridge material","Crown, dental, temporary: Nichro Stainless Steel, Primary Molar - Secondary, Lower Left, No E-LL-7\r\n1 Box 5 Crowns\r\n.i Gratia:  3M\r\nICN: 18-178-5625 BX","Crown, dental, temporary: Nichro Stainless Steel, Primary Molar - Secondary, Lower Left, No E-LL-7\n1 Box 5 Crowns\n.i Gratia:  3M\n","box"]
["RT296-08-245","Provisional Crown and Bridge material","Crown, dental, temporary: Nichro Stainless Steel, Primary Molar - Secondary, Lower Right, No E-LR-2\r\n1 Box 5 Crowns\r\n.i Gratia:  3M\r\nICN: 18-178-5627 BX","Crown, dental, temporary: Nichro Stainless Steel, Primary Molar - Secondary, Lower Right, No E-LR-2\n1 Box 5 Crowns\n.i Gratia:  3M\n","box"]
["RT296-08-246","Provisional Crown and Bridge material","Crown, dental, temporary: Nichro Stainless Steel, Primary Molar - Secondary, Lower Right, No E-LR-3\r\n1 Box 5 Crowns\r\n.i Gratia:  3M\r\nICN: 18-178-5628 BX","Crown, dental, temporary: Nichro Stainless Steel, Primary Molar - Secondary, Lower Right, No E-LR-3\n1 Box 5 Crowns\n.i Gratia:  3M\n","box"]
["RT296-08-247","Provisional Crown and Bridge material","Crown, dental, temporary: Nichro Stainless Steel, Primary Molar - Secondary, Lower Right, No E-LR-4\r\n1 Box 5 Crowns\r\n.i Gratia:  3M\r\nICN: 18-178-6530 BX","Crown, dental, temporary: Nichro Stainless Steel, Primary Molar - Secondary, Lower Right, No E-LR-4\n1 Box 5 Crowns\n.i Gratia:  3M\n","box"]
["RT296-08-248","Provisional Crown and Bridge material","Crown, dental, temporary: Nichro Stainless Steel, Primary Molar - Secondary, Lower Right, No E-LR-5\r\n1 Box 5 Crowns\r\n.i Gratia:  3M\r\nICN: 18-178-5631 BX","Crown, dental, temporary: Nichro Stainless Steel, Primary Molar - Secondary, Lower Right, No E-LR-5\n1 Box 5 Crowns\n.i Gratia:  3M\n","box"]
["RT296-08-249","Provisional Crown and Bridge material","Crown, dental, temporary: Nichro Stainless Steel, Primary Molar - Secondary, Lower Right, No E-LR-6\r\n1 Box 5 Crowns\r\n.i Gratia:  3M\r\nICN: 18-178-5632 BX","Crown, dental, temporary: Nichro Stainless Steel, Primary Molar - Secondary, Lower Right, No E-LR-6\n1 Box 5 Crowns\n.i Gratia:  3M\n","box"]
["RT296-08-250","Provisional Crown and Bridge material","Crown, dental, temporary: Nichro Stainless Steel, Primary Molar - Secondary, Lower Right, No E-LR-7\r\n1 Box 5 Crowns\r\n.i Gratia:  3M\r\nICN: 18-178-5634 BX","Crown, dental, temporary: Nichro Stainless Steel, Primary Molar - Secondary, Lower Right, No E-LR-7\n1 Box 5 Crowns\n.i Gratia:  3M\n","box"]
["RT296-08-251","Provisional Crown and Bridge material","Crown, dental, temporary: Nichro Stainless Steel, Primary Molar - Secondary, Upper Left, No E-UL-2\r\n1 Box 5 Crowns\r\n.i Gratia:  3M\r\nICN: 18-178-5637 BX","Crown, dental, temporary: Nichro Stainless Steel, Primary Molar - Secondary, Upper Left, No E-UL-2\n1 Box 5 Crowns\n.i Gratia:  3M\n","box"]
["RT296-08-252","Provisional Crown and Bridge material","Crown, dental, temporary: Nichro Stainless Steel, Primary Molar - Secondary, Upper Left, No E-UL-3\r\n1 Box 5 Crowns\r\n.i Gratia:  3M\r\nICN: 18-178-5638 BX","Crown, dental, temporary: Nichro Stainless Steel, Primary Molar - Secondary, Upper Left, No E-UL-3\n1 Box 5 Crowns\n.i Gratia:  3M\n","box"]
["RT296-08-253","Provisional Crown and Bridge material","Crown, dental, temporary: Nichro Stainless Steel, Primary Molar - Secondary, Upper Left, No E-UL-4\r\n1 Box 5 Crowns\r\n.i Gratia:  3M\r\nICN: 18-178-5640 BX","Crown, dental, temporary: Nichro Stainless Steel, Primary Molar - Secondary, Upper Left, No E-UL-4\n1 Box 5 Crowns\n.i Gratia:  3M\n","box"]
["RT296-08-254","Provisional Crown and Bridge material","Crown, dental, temporary: Nichro Stainless Steel, Primary Molar - Secondary, Upper Left, No E-UL-5\r\n1 Box 5 Crowns\r\n.i Gratia:  3M\r\nICN: 18-178-5641 BX","Crown, dental, temporary: Nichro Stainless Steel, Primary Molar - Secondary, Upper Left, No E-UL-5\n1 Box 5 Crowns\n.i Gratia:  3M\n","box"]
["RT296-08-255","Provisional Crown and Bridge material","Crown, dental, temporary: Nichro Stainless Steel, Primary Molar - Secondary, Upper Left, No E-UL-6\r\n1 Box 5 Crowns\r\n.i Gratia:  3M\r\nICN: 18-178-5644 BX","Crown, dental, temporary: Nichro Stainless Steel, Primary Molar - Secondary, Upper Left, No E-UL-6\n1 Box 5 Crowns\n.i Gratia:  3M\n","box"]
["RT296-08-256","Provisional Crown and Bridge material","Crown, dental, temporary: Nichro Stainless Steel, Primary Molar - Secondary, Upper Left, No E-UL-7\r\n1 Box 5 Crowns\r\n.i Gratia:  3M\r\nICN: 18-178-5645 BX","Crown, dental, temporary: Nichro Stainless Steel, Primary Molar - Secondary, Upper Left, No E-UL-7\n1 Box 5 Crowns\n.i Gratia:  3M\n","box"]
["RT296-08-257","Provisional Crown and Bridge material","Crown, dental, temporary: Nichro Stainless Steel, Primary Molar - Secondary, Upper Right, No E-UR-2\r\n1 Box 5 Crowns\r\n.i Gratia:  3M\r\nICN: 18-178-5646 BX","Crown, dental, temporary: Nichro Stainless Steel, Primary Molar - Secondary, Upper Right, No E-UR-2\n1 Box 5 Crowns\n.i Gratia:  3M\n","box"]
["RT296-08-258","Provisional Crown and Bridge material","Crown, dental, temporary: Nichro Stainless Steel, Primary Molar - Secondary, Upper Right, No E-UR-3\r\n1 Box 5 Crowns\r\n.i Gratia:  3M\r\nICN: 18-178-5647 BX","Crown, dental, temporary: Nichro Stainless Steel, Primary Molar - Secondary, Upper Right, No E-UR-3\n1 Box 5 Crowns\n.i Gratia:  3M\n","box"]
["RT296-08-259","Provisional Crown and Bridge material","Crown, dental, temporary: Nichro Stainless Steel, Primary Molar - Secondary, Upper Right, No E-UR-4\r\n1 Box 5 Crowns\r\n.i Gratia:  3M\r\nICN: 18-178-5648 BX","Crown, dental, temporary: Nichro Stainless Steel, Primary Molar - Secondary, Upper Right, No E-UR-4\n1 Box 5 Crowns\n.i Gratia:  3M\n","box"]
["RT296-08-260","Provisional Crown and Bridge material","Crown, dental, temporary: Nichro Stainless Steel, Primary Molar - Secondary, Upper Right, No E-UR-5\r\n1 Box 5 Crowns\r\n.i Gratia:  3M\r\nICN: 18-178-5649 BX","Crown, dental, temporary: Nichro Stainless Steel, Primary Molar - Secondary, Upper Right, No E-UR-5\n1 Box 5 Crowns\n.i Gratia:  3M\n","box"]
["RT296-08-261","Provisional Crown and Bridge material","Crown, dental, temporary: Nichro Stainless Steel, Primary Molar - Secondary, Upper Right, No E-UR-6\r\n1 Box 5 Crowns\r\n.i Gratia:  3M\r\nICN: 18-178-5651 BX","Crown, dental, temporary: Nichro Stainless Steel, Primary Molar - Secondary, Upper Right, No E-UR-6\n1 Box 5 Crowns\n.i Gratia:  3M\n","box"]
["RT296-08-262","Provisional Crown and Bridge material","Crown, dental, temporary: Nichro Stainless Steel, Primary Molar - Secondary, Upper Right, No E-UR-7\r\n1 Box 5 Crowns\r\n.i Gratia:  3M\r\nICN: 18-178-5652 BX","Crown, dental, temporary: Nichro Stainless Steel, Primary Molar - Secondary, Upper Right, No E-UR-7\n1 Box 5 Crowns\n.i Gratia:  3M\n","box"]
["RT296-08-263","Restorative accessory","Matrix: cervical foil transparent anterior and posterior\n.i Gratia: Kerr 850S\nICN: RT-296-0120 KT\nRT296-08-262 to RT296-08-264 will be awarded as a series","Matrix: cervical foil transparent anterior and posterior\n.i Gratia: Kerr 850S\nICN: RT-296-0120 KT\nItem RT296-08-263 to RT296-08-265 will be awarded as a series","Kit"]
["RT296-08-264","Restorative accessory","Matrix: cervical foil transparent refill anterior\r\n.i Gratia: Kerr 851S-855S\r\nICN: RT-296-0121 PK","Matrix: cervical foil transparent refill anterior\n.i Gratia: Kerr 851S-855S\n","pack"]
["RT296-08-265","Restorative accessory","Matrix: cervical foil transparent refill posterior\r\n.i Gratia: Kerr 856S-857S\r\nICN: RT-296-0122 PK","Matrix: cervical foil transparent refill posterior\n.i Gratia: Kerr 856S-857S\n","pack"]
["RT296-08-266","Protective gear","Apron dental, plastic, adult\nICN: 18-970-5378 EA\n","Apron dental, plastic, adult\n\n","each"]
["RT296-08-267","Protective gear","Apron dental, plastic, child\nICN: RT-296-0123 EA","Apron dental, plastic, child\n","each"]
["RT296-08-268","Restorative accessory","Pellet, absorbent:  Dental, Cotton Wool, No.3 Small\r\n1 Box 2500 Pieces\r\n.i Gratia:  P.D.\r\nICN: 18-970-7001 BX\r","Pellet, absorbent:  Dental, Cotton Wool, No.3 Small\n1 Box 2500 Pieces\n.i Gratia:  P.D.\n\n","box"]
["RT296-08-269","Restorative accessory","Roll, absorbent:  Dental, Cotton Wool, Medium No.2\r\n1 Box 1000 Pieces\r\n.i Gratia:  P.D.\r\nICN: 18-970-5797 BX","Roll, absorbent:  Dental, Cotton Wool, Medium No.2\n1 Box 1000 Pieces\n.i Gratia:  P.D.\n","box"]
["RT296-08-270","Protective gear","Mask, face, aseptic:  Dust/Mist Respirator\n1 Box of 50\n.i Gratia:  3M - 8710 Dust/Mist Respirator\nICN: 18-016-6440 BX","Mask, face, aseptic:  Dust/Mist Respirator\n1 Box of 50\n.i Gratia:  3M - 8710 Dust/Mist Respirator\n","box","include SABS plug"]
["RT296-08-271","Protective gear","Mask, face, aseptic:  Fluid Resistant, Molded, Blue\n1 Box 50 \n.i Gratia:  3M - 1942FB\nICN: 18-971-2448 BX","Mask, face, aseptic:  Fluid Resistant, Molded, Blue\n1 Box 50 \n.i Gratia:  3M - 1942FB\n","box"]
["RT296-08-272","Restorative accessory","Wedge set, dental:  Plastic, Transparent, Lightpermeable with 90° Reflective Strip, Size Fine\r\n1 Box 100 Pieces\r\n.i Gratia:  Hawe-Neos - Luci-Wedge\r\nICN: 18-970-9776 BX\r\nItem RT296-08-154ME and RT296-08-055ME will be awarded as a series","Wedge set, dental:  Plastic, Transparent, Lightpermeable with 90° Reflective Strip, Size Fine\n1 Box 100 Pieces\n.i Gratia:  Hawe-Neos - Luci-Wedge\nItem RT296-08-154ME and RT296-08-055 will be awarded as a series","box"]
["RT296-08-273","Restorative accessory","Wedge set, dental:  Plastic, Transparent, Lightpermeable with 90° Reflective Strip, Size Medium\r\n1 Box 100 Pieces\r\n.i Gratia:  Hawe-Neos - Luci-Wedge\r\nICN: 18-970-9777 BX","Wedge set, dental:  Plastic, Transparent, Lightpermeable with 90° Reflective Strip, Size Medium\n1 Box 100 Pieces\n.i Gratia:  Hawe-Neos - Luci-Wedge\n","box"]
["RT296-08-274","Restorative accessory","Wedge set, dental:  Wood, Anatomically Shaped, Assorted Sizes\r\n1 Box 600 Pieces\r\n.i Gratia:  Hawe-Neos\r\nICN: 18-970-5948 BX","Wedge set, dental:  Wood, Anatomically Shaped, Assorted Sizes\n1 Box 600 Pieces\n.i Gratia:  Hawe-Neos\n","box"]
["RT296-08-275","Restorative accessory","Adaptor, suction tip, dental:  Plastic, Single No.E, High to Low Volume\r\n1 Pack 12 Pieces\r\n.i Gratia:  Roeko 463000\r\nICN:18-970-3635 PK","Adaptor, suction tip, dental:  Plastic, Single No.E, High to Low Volume\n1 Pack 12 Pieces\n.i Gratia:  Roeko 463000\n","pack"]
["RT296-08-276","Restorative accessory","Tip, dental suction apparatus:  Plastic Disposable, High Volume Dia 16 mm\r\n1 Pack 50 Pieces\r\n.i Gratia:  Euronda\r\nICN: 18-970-6934 PK","Tip, dental suction apparatus:  Plastic Disposable, High Volume Dia 16 mm\n1 Pack 50 Pieces\n.i Gratia:  Euronda\n","pack"]
["RT296-08-277","Restorative accessory","Tip, dental suction apparatus:  Plastic Disposable, High Volume with flange Dia 16 mm\r\n1 Pack 10 Pieces\r\n.i Gratia:  Roeko (450216)\r\nICN: RT-296-0127 PK\r","Tip, dental suction apparatus:  Plastic Disposable, High Volume with flange Dia 16 mm\n1 Pack 10 Pieces\n.i Gratia:  Roeko (450216)\n\n","pack"]
["RT296-08-278","Restorative accessory","Tip, dental suction apparatus:  Plastic Disposable, Low Volume With Tapered Removable Tip, Length 150 mm, Soft\r\n1 Pack 100 Pieces\r\n.i Gratia:  Euronda\r\nICN:18-970-3583 PK","Tip, dental suction apparatus:  Plastic Disposable, Low Volume With Tapered Removable Tip, Length 150 mm, Soft\n1 Pack 100 Pieces\n.i Gratia:  Euronda\n","pack"]
["RT296-08-279","Restorative accessory","Mixing pad, parchment paper, dental:  Small;  40 x 40 mm\r\n1 Pad 100 sheets\r\n.i Gratia: Kerr\r\nICN: 18-178-5540 PD","Mixing pad, parchment paper, dental:  Small;  40 x 40 mm\n1 Pad 100 sheets\n.i Gratia: Kerr\n","Pad"]
["RT296-08-280","Restorative accessory","Mixing pad, parchment paper, dental:  Medium; 70 x 100 mm\r\n1 Pad 100 sheets\r\n.i Gratia: Kerr\r\nICN: 18-178-5541 PD","Mixing pad, parchment paper, dental:  Medium; 70 x 100 mm\n1 Pad 100 sheets\n.i Gratia: Kerr\n","Pad"]
["RT296-08-281","Restorative accessory","Mixing pad, parchment paper, dental:  Large;  100 x 120 mm\r\n1 Pad 100 sheets\r\n.i Gratia: Kerr\r\nICN:18-178-5543 PD","Mixing pad, parchment paper, dental:  Large;  100 x 120 mm\n1 Pad 100 sheets\n.i Gratia: Kerr\n","Pad"]
["RT296-08-282","Infection control","Sleeve, surface barrier, dental:  Intra-oral camera cover\r\n1 Box 50 Sleeves\r\n.i Gratia:  Kerr\r\nICN: 6520-18-186-1742 BX","Sleeve, surface barrier, dental:  Intra-oral camera cover\n1 Box 50 Sleeves\n.i Gratia:  Kerr\n","box"]
["RT296-08-283","Infection control","Sleeve, surface barrier, dental:  Intra-oral digital sensor cover\r\n1 Box 50 Sleeves\r\n.i Gratia:  Kerr\r\nICN: RT296-0133 BX","Sleeve, surface barrier, dental:  Intra-oral digital sensor cover\n1 Box 50 Sleeves\n.i Gratia:  Kerr\n","box"]
["RT296-08-284","Impression material","Impression tray, dental:  Disposable, dentate, upper, average No.13 (BO 2)\n1 Box 25 Pieces\n.i Gratia:  Eezy-Tray\nICN: 18-970-5035 BX\nItem  RT296-08-284 to RT296-08-294 will be awarded as a series","Impression tray, dental:  Disposable, dentate, upper, average No.13 (BO 2)\n1 Box 25 Pieces\n.i Gratia:  Eezy-Tray\nICN: 18-970-5035 BX\nItem  RT296-08-283 to RT296-08-293 will be awarded as a series","box"]
["RT296-08-285","Impression material","Impression tray, dental:  Disposable, dentate, lower, average No.14 (BU 2)\r\n1 Box 25 Pieces\r\n.i Gratia:  Eezy-Tray\r\nICN: 18-970-5042 BX","Impression tray, dental:  Disposable, dentate, lower, average No.14 (BU 2)\n1 Box 25 Pieces\n.i Gratia:  Eezy-Tray\n","box"]
["RT296-08-286","Impression material","Impression tray, dental:  Disposable, dentate, upper, large No.11 (BO 3)\r\n1 Box 25 Pieces\r\n.i Gratia:  Eezy-Tray\r\nICN: 18-970-5036 BX","Impression tray, dental:  Disposable, dentate, upper, large No.11 (BO 3)\n1 Box 25 Pieces\n.i Gratia:  Eezy-Tray\n","box"]
["RT296-08-287","Impression material","Impression tray, dental:  Disposable, dentate, lower, large No.12 (BU 3)\r\n1 Box 25 Pieces\r\n.i Gratia:  Eezy-Tray\r\nICN: 18-970-5043 BX","Impression tray, dental:  Disposable, dentate, lower, large No.12 (BU 3)\n1 Box 25 Pieces\n.i Gratia:  Eezy-Tray\n","box"]
["RT296-08-288","Impression material","Impression tray, dental: Disposable, edentulous, upper, average No.5 (ZO 1)\r\n1 Box 25 Pieces\r\n.i Gratia: Eezy-Tray\r\nICN: 18-970-5030 BX","Impression tray, dental: Disposable, edentulous, upper, average No.5 (ZO 1)\n1 Box 25 Pieces\n.i Gratia: Eezy-Tray\n","box"]
["RT296-08-289","Impression material","Impression tray, dental: Disposable, edentulous, lower, average No.6 (ZU 1)\r\n1 Box 25 Pieces\r\nExempli Gratia: Eezy-Tray\r\nICN: 18-970-5037 BX","Impression tray, dental: Disposable, edentulous, lower, average No.6 (ZU 1)\n1 Box 25 Pieces\nExempli Gratia: Eezy-Tray\n","box"]
["RT296-08-290","Impression material","Impression tray, dental: Disposable, edentulous, upper, large No.3 (ZO 2)\r\n1 Box 25 Pieces\r\nExempli Gratia: Eezy-Tray\r\nICN: 18-970-5031 BX","Impression tray, dental: Disposable, edentulous, upper, large No.3 (ZO 2)\n1 Box 25 Pieces\nExempli Gratia: Eezy-Tray\n","box"]
["RT296-08-291","Impression material","Impression tray, dental: Disposable, edentulous, lower, large No.4 (ZU 2)\r\n1 Box 25 Pieces\r\n.i Gratia: Eezy-Tray\r\nICN:18-970-5038 BX","Impression tray, dental: Disposable, edentulous, lower, large No.4 (ZU 2)\n1 Box 25 Pieces\n.i Gratia: Eezy-Tray\n","box"]
["RT296-08-292","Impression material","Impression tray, dental: Disposable, dentulous, sectional, anterior, upper/lower, No.20\n1 Box 25 Pieces\n.i Gratia: Eezy-Tray\nICN: 18-178-5534 BX\n","Impression tray, dental: Disposable, dentulous, sectional, anterior, upper/lower, No.20\n1 Box 25 Pieces\n.i Gratia: Eezy-Tray\n\n","box"]
["RT296-08-293","Impression material","Impression tray, dental: Disposable, dentulous, sectional, quadrant-left, upper/lower, No.21\n1 Box 25 Pieces\n.i Gratia: Eezy-Tray\nICN:18-178-5536 BX\n","Impression tray, dental: Disposable, dentulous, sectional, quadrant-left, upper/lower, No.21\n1 Box 25 Pieces\n.i Gratia: Eezy-Tray\n\n","box"]
["RT296-08-294","Impression material","Impression tray, dental: Disposable, dentulous, sectional, quadrant-right, upper/lower, No.22\n1 Box 25 Pieces\n.i Gratia: Eezy-Tray\nICN:18-178-5537 BX\n","Impression tray, dental: Disposable, dentulous, sectional, quadrant-right, upper/lower, No.22\n1 Box 25 Pieces\n.i Gratia: Eezy-Tray\n\n","box"]
["RT296-08-295","Impression material","New item","Impression tray, dental:  Disposable, dentate, lower, peado, orthhodontic tray,size small 12 per pack\n","Pack"]
["RT296-08-296","Impression material","New item","Impression tray, dental:  Disposable, dentate, upper, peado, orthhodontic tray, size small 12 per pack","Pack"]
["RT296-08-297","Impression material","New item","Impression tray, dental:  Disposable, dentate, upper, peado, orthhodontic tray,size medium, 12 per pack","pack"]
["RT296-08-298","Impression material","New item","Impression tray, dental:  Disposable, dentate, lower, peado, orthhodontic tray,size medium, 12 per pack","pack"]
["RT296-08-299","Restorative accessory","Pellet , absorbent: Dental cotton wool , No4\r\n1 Box 1000 pieces\r\n.i Gratia;  P.D.","Pellet , absorbent: Dental cotton wool , No4\r\n1 Box 1000 pieces\r\n.i Gratia;  P.D.","box"]
["RT296-08-300","Provisional Crown and Bridge material","Resin acrylic dental, temporary crowns; poly-methyl methacrylate; self curing powder and liquid: shade Nu - Hue 59\r","Resin acrylic dental, temporary crowns; poly-methyl methacrylate; self curing powder and liquid: shade Nu - Hue 59\r","set"]
["RT296-08-301","Provisional Crown and Bridge material","Resin acrylic dental, temporary crowns; poly-methyl methacrylate; self curing powder and liquid: shade Nu - Hue 60\r","Resin acrylic dental, temporary crowns; poly-methyl methacrylate; self curing powder and liquid: shade Nu - Hue 60\r","set"]
["RT296-08-302","Provisional Crown and Bridge material","Resin acrylic dental, temporary crowns; poly-methyl methacrylate; self curing powder and liquid: shade Nu - Hue 61\r","Resin acrylic dental, temporary crowns; poly-methyl methacrylate; self curing powder and liquid: shade Nu - Hue 61\r","set"]
["RT296-08-303","Provisional Crown and Bridge material","Resin acrylic dental, temporary crowns; poly-methyl methacrylate; self curing powder and liquid: shade Nu - Hue 62\r","Resin acrylic dental, temporary crowns; poly-methyl methacrylate; self curing powder and liquid: shade Nu - Hue 62\r","set"]
["RT296-08-304","Provisional Crown and Bridge material","Resin acrylic dental, temporary crowns; poly-methyl methacrylate; self curing powder and liquid: shade Nu - Hue 66\r","Resin acrylic dental, temporary crowns; poly-methyl methacrylate; self curing powder and liquid: shade Nu - Hue 66\r","set"]
["RT296-08-305","Provisional Crown and Bridge material","Resin acrylic dental, temporary crowns; poly-methyl methacrylate; self curing powder and liquid: shade Nu - Hue 67\r","Resin acrylic dental, temporary crowns; poly-methyl methacrylate; self curing powder and liquid: shade Nu - Hue 67\r","set"]
["RT296-08-306","Provisional Crown and Bridge material","Resin acrylic dental, temporary crowns; poly-methyl methacrylate; self curing powder and liquid: shade Nu - Hue 68\r","Resin acrylic dental, temporary crowns; poly-methyl methacrylate; self curing powder and liquid: shade Nu - Hue 68\r","set"]
["RT296-08-307","Provisional Crown and Bridge material","Resin acrylic dental, temporary crowns; poly-methyl methacrylate; self curing powder and liquid: shade Nu - Hue 69\r","Resin acrylic dental, temporary crowns; poly-methyl methacrylate; self curing powder and liquid: shade Nu - Hue 69\r","set"]
["RT296-08-308","Provisional Crown and Bridge material","Resin acrylic dental, temporary crowns; poly-methyl methacrylate; self curing powder and liquid: shade Nu - Hue 71\r","Resin acrylic dental, temporary crowns; poly-methyl methacrylate; self curing powder and liquid: shade Nu - Hue 71\r","set"]
["RT296-08-309","Provisional Crown and Bridge material","Resin acrylic dental, temporary crowns; poly-methyl methacrylate; self curing powder and liquid: shade Nu - Hue 77\r","Resin acrylic dental, temporary crowns; poly-methyl methacrylate; self curing powder and liquid: shade Nu - Hue 77\r","set"]
["RT296-08-310","Provisional Crown and Bridge material","Resin acrylic dental, temporary crowns; poly-methyl methacrylate; self curing powder and liquid: shade Nu - Hue 81\r","Resin acrylic dental, temporary crowns; poly-methyl methacrylate; self curing powder and liquid: shade Nu - Hue 81\r","set"]
["RT296-08-311","Provisional Crown and Bridge material","Resin acrylic dental, temporary crowns; poly-methyl methacrylate; self curing powder and liquid: shade Nu - Hue 87\r","Resin acrylic dental, temporary crowns; poly-methyl methacrylate; self curing powder and liquid: shade Nu - Hue 87\r","set"]
["RT296-08-312","Provisional Crown and Bridge material","Resin acrylic dental, temporary crowns; poly-methyl methacrylate; self curing powder and liquid: shade Vita A1\r","Resin acrylic dental, temporary crowns; poly-methyl methacrylate; self curing powder and liquid: shade Vita A1\r","set"]
["RT296-08-313","Provisional Crown and Bridge material","Resin acrylic dental, temporary crowns; poly-methyl methacrylate; self curing powder and liquid: shade Vita A2\r","Resin acrylic dental, temporary crowns; poly-methyl methacrylate; self curing powder and liquid: shade Vita A2\r","set"]
["RT296-08-314","Provisional Crown and Bridge material","Resin acrylic dental, temporary crowns; poly-methyl methacrylate; self curing powder and liquid: shade Vita A3\r","Resin acrylic dental, temporary crowns; poly-methyl methacrylate; self curing powder and liquid: shade Vita A3\r","set"]
["RT296-08-315","Provisional Crown and Bridge material","Resin acrylic dental, temporary crowns; poly-methyl methacrylate; self curing powder and liquid: shade Vita A3.5\r","Resin acrylic dental, temporary crowns; poly-methyl methacrylate; self curing powder and liquid: shade Vita A3.5\r","set"]
["RT296-08-316","Provisional Crown and Bridge material","Resin acrylic dental, temporary crowns; poly-methyl methacrylate; self curing powder and liquid: shade Vita A4\r","Resin acrylic dental, temporary crowns; poly-methyl methacrylate; self curing powder and liquid: shade Vita A4\r","set"]
["RT296-08-317","Provisional Crown and Bridge material","Resin acrylic dental, temporary crowns; poly-methyl methacrylate; self curing powder and liquid: shade Vita B1\r","Resin acrylic dental, temporary crowns; poly-methyl methacrylate; self curing powder and liquid: shade Vita B1\r","set"]
["RT296-08-318","Provisional Crown and Bridge material","Resin acrylic dental, temporary crowns; poly-methyl methacrylate; self curing powder and liquid: shade Vita B2\r","Resin acrylic dental, temporary crowns; poly-methyl methacrylate; self curing powder and liquid: shade Vita B2\r","set"]
["RT296-08-319","Provisional Crown and Bridge material","Resin acrylic dental, temporary crowns; poly-methyl methacrylate; self curing powder and liquid: shade Vita B3\r","Resin acrylic dental, temporary crowns; poly-methyl methacrylate; self curing powder and liquid: shade Vita B3\r","set"]
["RT296-08-320","Provisional Crown and Bridge material","Resin acrylic dental, temporary crowns; poly-methyl methacrylate; self curing powder and liquid: shade Vita B4\r","Resin acrylic dental, temporary crowns; poly-methyl methacrylate; self curing powder and liquid: shade Vita B4\r","set"]
["RT296-08-321","Provisional Crown and Bridge material","Resin acrylic dental, temporary crowns; poly-methyl methacrylate; self curing powder and liquid: shade Vita C2\r","Resin acrylic dental, temporary crowns; poly-methyl methacrylate; self curing powder and liquid: shade Vita C2\r","set"]
["RT296-08-322","Provisional Crown and Bridge material","Resin acrylic dental, temporary crowns; poly-methyl methacrylate; self curing powder and liquid: shade Vita C3\r","Resin acrylic dental, temporary crowns; poly-methyl methacrylate; self curing powder and liquid: shade Vita C3\r","set"]
["RT296-08-323","Provisional Crown and Bridge material","Resin acrylic dental, temporary crowns; poly-methyl methacrylate; self curing powder and liquid: shade Vita C4\r","Resin acrylic dental, temporary crowns; poly-methyl methacrylate; self curing powder and liquid: shade Vita C4\r","set"]
["RT296-08-324","Provisional Crown and Bridge material","Resin acrylic dental, temporary crowns; poly-methyl methacrylate; self curing powder and liquid: shade Vita D3\r","Resin acrylic dental, temporary crowns; poly-methyl methacrylate; self curing powder and liquid: shade Vita D3\r","set"]
["RT296-08-325","Provisional Crown and Bridge material","Resin acrylic dental, temporary crowns; poly-methyl methacrylate; self curing powder and liquid: shade Vita D4\r","Resin acrylic dental, temporary crowns; poly-methyl methacrylate; self curing powder and liquid: shade Vita D4\r","set"]
["RT296-08-326","Restorative accessory","Mixing Pad, Parchment Paper, Dental:  Large;  100 x 120 mm\r\n1 Pad 100 sheets\r\nExempli Gratia: Kerr\r\nICN:","Mixing Pad, Parchment Paper, Dental:  Large;  100 x 120 mm\n1 Pad 100 sheets\nExempli Gratia: Kerr\n","Pad"]
["RT296-09-001","Post and core","Post kit, endodontic: System, CasTing Technique Kit (P-781)\r\nKit- 25 Plastic Impression Posts, 25 Temporary Posts, 25 Burnout Posts, 7 ParaPost X Drills\r\n.i Gratia:  ParaPost XP System \r\nICN: 18-974-2277 KT\r\nItem RT296-09-001 to RT296-09-037 will be awarded as a series","Post kit, endodontic: System, CasTing Technique Kit (P-781)\nKit- 25 Plastic Impression Posts, 25 Temporary Posts, 25 Burnout Posts, 7 ParaPost X Drills\n.i Gratia:  ParaPost XP System \nItem RT296-09-001 to RT296-09-037 will be awarded as a series","Kit"]
["RT296-09-002","Post and core","Post kit, endodontic:  ParaPost XP Sytem, One-Office-Visit Technique Kit, Titanium Posts \r\n.i Gratia:  Para Post XP System (P-780)\r\nICN: 18-974-2276 KT","Post kit, endodontic:  ParaPost XP Sytem, One-Office-Visit Technique Kit, Titanium Posts \n.i Gratia:  Para Post XP System (P-780)\n","Kit"]
["RT296-09-003","Post and core","Drill, post hole, dental:  ParaPost X, Dia 0,9mm, Colour Code Brown\r\n1 Pack 1 Piece\r\n.i Gratia:  ParaPost XP System\r\nICN:18-970-7911 EA","Drill, post hole, dental:  ParaPost X, Dia 0,9mm, Colour Code Brown\n1 Pack 1 Piece\n.i Gratia:  ParaPost XP System\n","pack"]
["RT296-09-004","Post and core","Drill, post hole, dental:  ParaPost X, Dia 1,0 mm, Colour Code Yelow\r\n1 Pack 1 Piece\r\n.i Gratia:  ParaPost XP System\r\nICN:18-970-7912 EA","Drill, post hole, dental:  ParaPost X, Dia 1,0 mm, Colour Code Yelow\n1 Pack 1 Piece\n.i Gratia:  ParaPost XP System\n","pack"]
["RT296-09-005","Post and core","Drill, post hole, dental:  ParaPost X, Dia 1,14 mm, Colour Code Blue\r\n1 Pack 1 Piece\r\n.i Gratia:  ParaPost XP System\r\nICN:18-095-2328 EA","Drill, post hole, dental:  ParaPost X, Dia 1,14 mm, Colour Code Blue\n1 Pack 1 Piece\n.i Gratia:  ParaPost XP System\n","pack"]
["RT296-09-006","Post and core","Drill, post hole, dental:  ParaPost X, Dia 1,25 mm, Colour Code Red\r\n1 Pack 1 Piece\r\n.i Gratia:  ParaPost XP System\r\nICN:18-970-7913 EA","Drill, post hole, dental:  ParaPost X, Dia 1,25 mm, Colour Code Red\n1 Pack 1 Piece\n.i Gratia:  ParaPost XP System\n","pack"]
["RT296-09-007","Post and core","Drill, post hole, dental:  ParaPost X, Dia 1,40 mm, Colour Code Purple\r\n1 Pack 1 Piece\r\n.i Gratia:  ParaPost XP System\r\nICN:18-095-2326 EA","Drill, post hole, dental:  ParaPost X, Dia 1,40 mm, Colour Code Purple\n1 Pack 1 Piece\n.i Gratia:  ParaPost XP System\n","pack"]
["RT296-09-008","Post and core","Drill, post hole, dental:  ParaPost X, Dia 1,50 mm, Colour Code Black\r\n1 Pack 1 Piece\r\n.i Gratia:  ParaPost XP System\r\nICN:18-970-7914 EA","Drill, post hole, dental:  ParaPost X, Dia 1,50 mm, Colour Code Black\n1 Pack 1 Piece\n.i Gratia:  ParaPost XP System\n","pack"]
["RT296-09-009","Post and core","Drill, post hole, dental:  ParaPost X, Dia 1,75 mm, Colour Code Green\r\n1 Pack 1 Piece\r\n.i Gratia:  ParaPost XP System\r\nICN:18-970-7915 EA","Drill, post hole, dental:  ParaPost X, Dia 1,75 mm, Colour Code Green\n1 Pack 1 Piece\n.i Gratia:  ParaPost XP System\n","pack"]
["RT296-09-010","Post and core","Post, burnout casTing, dental:  ParaPost XP System, Plastic, Dia 0,9 mm, Colour Code Brown \r\n1 Pack 10 Posts\r\n.i Gratia:  ParaPost XP System\r\nICN:18-970-5737 PK","Post, burnout casTing, dental:  ParaPost XP System, Plastic, Dia 0,9 mm, Colour Code Brown \n1 Pack 10 Posts\n.i Gratia:  ParaPost XP System\n","pack"]
["RT296-09-011","Post and core","Post, burnout casTing, dental:  ParaPost XP System, Plastic, Dia 1,00 mm, Colour Code Yellow\r\n1 Pack 10 Posts\r\n.i Gratia:  ParaPost XP System\r\nICN:18-970-5738 PK","Post, burnout casTing, dental:  ParaPost XP System, Plastic, Dia 1,00 mm, Colour Code Yellow\n1 Pack 10 Posts\n.i Gratia:  ParaPost XP System\n","pack"]
["RT296-09-012","Post and core","Post, burnout casTing, dental:  ParaPost XP System, Plastic, Dia 1,14 mm, Colour Code Blue \r\n1 Pack 10 Posts\r\n.i Gratia:  ParaPost XP System\r\nICN:18-095-2325 PK","Post, burnout casTing, dental:  ParaPost XP System, Plastic, Dia 1,14 mm, Colour Code Blue \n1 Pack 10 Posts\n.i Gratia:  ParaPost XP System\n","pack"]
["RT296-09-013","Post and core","Post, burnout casTing, dental:  ParaPost XP System, Plastic, Dia 1,25 mm, Colour Code Red\r\n1 Pack 10 Posts\r\n.i Gratia:  ParaPost XP System\r\nICN: 18-970-5739 PK","Post, burnout casTing, dental:  ParaPost XP System, Plastic, Dia 1,25 mm, Colour Code Red\n1 Pack 10 Posts\n.i Gratia:  ParaPost XP System\n","pack"]
["RT296-09-014","Post and core","Post, burnout casTing, dental:  ParaPost XP System, Plastic, Dia 1,40 mm, Colour Code Purple\r\n1 Pack 10 Posts\r\n.i Gratia:  ParaPost XP System\r\nICN:18-095-2317 PK","Post, burnout casTing, dental:  ParaPost XP System, Plastic, Dia 1,40 mm, Colour Code Purple\n1 Pack 10 Posts\n.i Gratia:  ParaPost XP System\n","pack"]
["RT296-09-015","Post and core","Post, burnout casTing, dental:  ParaPost XP System, Plastic, Dia 1,50 mm, Colour Code Black\r\n1 Pack 10 Posts\r\n.i Gratia:  ParaPost XP System\r\nICN:18-970-5740 PK","Post, burnout casTing, dental:  ParaPost XP System, Plastic, Dia 1,50 mm, Colour Code Black\n1 Pack 10 Posts\n.i Gratia:  ParaPost XP System\n","pack"]
["RT296-09-016","Post and core","Post, burnout casTing, dental:  ParaPost XP System, Plastic, Dia 1,75 mm, Colour Code Green\r\n1 Pack 10 Posts\r\n.i Gratia:  ParaPost XP System\r\nICN:18-970-5741 PK","Post, burnout casTing, dental:  ParaPost XP System, Plastic, Dia 1,75 mm, Colour Code Green\n1 Pack 10 Posts\n.i Gratia:  ParaPost XP System\n","pack"]
["RT296-09-017","Post and core","Post, endodontic:  ParaPost XP System, Plastic Impression, Dia 0,90 mm, Colour Code Brown\r\n1 Pack 20 Posts\r\n.i Gratia:  ParaPost XP System\r\nICN:18-970-9004 PK","Post, endodontic:  ParaPost XP System, Plastic Impression, Dia 0,90 mm, Colour Code Brown\n1 Pack 20 Posts\n.i Gratia:  ParaPost XP System\n","pack"]
["RT296-09-018","Post and core","Post, endodontic, ParaPost XP System, Plastic Impression, Dia 1,00 mm, Colour Code Yellow\r\n1 Pack 20 Posts\r\n.i Gratia:  ParaPost XP System\r\nICN:18-970-9003 PK","Post, endodontic, ParaPost XP System, Plastic Impression, Dia 1,00 mm, Colour Code Yellow\n1 Pack 20 Posts\n.i Gratia:  ParaPost XP System\n","pack"]
["RT296-09-019","Post and core","Post, endodontic:  ParaPost XP System, Plastic Impression, Dia 1,14 mm, Colour Code Blue\r\n1 Pack 20 Posts\r\n.i Gratia:  ParaPost XP System\r\nICN:18-095-2315 PK","Post, endodontic:  ParaPost XP System, Plastic Impression, Dia 1,14 mm, Colour Code Blue\n1 Pack 20 Posts\n.i Gratia:  ParaPost XP System\n","pack"]
["RT296-09-020","Post and core","Post, endodontic:  ParaPost XP System, Plastic Impression, Dia 1,25 mm, Colour Code Red\r\n1 Pack 20 Posts\r\n.i Gratia:  ParaPost XP System\r\nICN:18-970-9002 PK","Post, endodontic:  ParaPost XP System, Plastic Impression, Dia 1,25 mm, Colour Code Red\n1 Pack 20 Posts\n.i Gratia:  ParaPost XP System\n","pack"]
["RT296-09-021","Post and core","Post, endodontic:  ParaPost XP System, Plastic Impression, Dia 1,40 mm, Colour Code Purple\r\n1 Pack 20 Posts\r\n.i Gratia:  ParaPost XP System\r\nICN:18-095-2324 PK","Post, endodontic:  ParaPost XP System, Plastic Impression, Dia 1,40 mm, Colour Code Purple\n1 Pack 20 Posts\n.i Gratia:  ParaPost XP System\n","pack"]
["RT296-09-022","Post and core","Post, endodontic:  ParaPost XP System, Plastic Impression, Dia 1,50 mm, Colour Code Black\r\n1 Pack 20 Posts\r\n.i Gratia:  ParaPost XP System\r\nICN:18-970-9001 PK","Post, endodontic:  ParaPost XP System, Plastic Impression, Dia 1,50 mm, Colour Code Black\n1 Pack 20 Posts\n.i Gratia:  ParaPost XP System\n","pack"]
["RT296-09-023","Post and core","Post, endodontic:  ParaPost XP System, Plastic Impression, Dia 1,75 mm, Colour Code Green\r\n1 Pack 20 Posts\r\n.i Gratia:  ParaPost XP System\r\nICN:18-970-8991 PK","Post, endodontic:  ParaPost XP System, Plastic Impression, Dia 1,75 mm, Colour Code Green\n1 Pack 20 Posts\n.i Gratia:  ParaPost XP System\n","pack"]
["RT296-09-024","Post and core","Post, endodontic:  ParaPost XP System, Titanium, Dia 0,90 mm, Colour Code Brown\r\n1 Pack 12 Posts\r\n.i Gratia:  ParaPost XP System\r\nICN:18-970-9010 PK","Post, endodontic:  ParaPost XP System, Titanium, Dia 0,90 mm, Colour Code Brown\n1 Pack 12 Posts\n.i Gratia:  ParaPost XP System\n","pack"]
["RT296-09-025","Post and core","Post, endodontic:  ParaPost XP System, Titanium, Dia 0,90 mm, Colour Code Yellow\r\n1 Pack 12 Posts\r\n.i Gratia:  ParaPost XP System\r\nICN:18-970-9008 PK","Post, endodontic:  ParaPost XP System, Titanium, Dia 0,90 mm, Colour Code Yellow\n1 Pack 12 Posts\n.i Gratia:  ParaPost XP System\n","pack"]
["RT296-09-026","Post and core","Post, endodontic:  ParaPost XP System, Titanium, Dia, 1,14 mm, Colour Code Blue\r\n1 Pack 12 Posts\r\n.i Gratia:  ParaPost XP System\r\nICN:18-095-2338 PK","Post, endodontic:  ParaPost XP System, Titanium, Dia, 1,14 mm, Colour Code Blue\n1 Pack 12 Posts\n.i Gratia:  ParaPost XP System\n","pack"]
["RT296-09-027","Post and core","Post, endodontic:  ParaPost XP Sytem, Titanium, Dia 1,25 mm, Colour Code Red\r\n1 Pack 12 Posts\r\n.i Gratia:  ParaPost XP System\r\nICN:18-970-9007 PK","Post, endodontic:  ParaPost XP Sytem, Titanium, Dia 1,25 mm, Colour Code Red\n1 Pack 12 Posts\n.i Gratia:  ParaPost XP System\n","pack"]
["RT296-09-028","Post and core","Post, endodontic:  ParaPost XP System, Titanium, Dia 1,40 mm, Colour Code Purple\r\n1 Pack 12 Posts\r\n.i Gratia:  ParaPost XP System\r\nICN:18-095-2327 PK","Post, endodontic:  ParaPost XP System, Titanium, Dia 1,40 mm, Colour Code Purple\n1 Pack 12 Posts\n.i Gratia:  ParaPost XP System\n","pack"]
["RT296-09-029","Post and core","Post, endodontic:  ParaPost XP System, Titanium, Dia 1,50 mm, Colour Code Black\r\n1 Pack 12 Posts\r\n.i Gratia:  ParaPost XP System\r\nICN:18-970-9006 PK","Post, endodontic:  ParaPost XP System, Titanium, Dia 1,50 mm, Colour Code Black\n1 Pack 12 Posts\n.i Gratia:  ParaPost XP System\n","pack"]
["RT296-09-030","Post and core","Post, endodontic:  ParaPost XP System, Titanium, Dia 1,75 mm Colour Code Green\r\n1 Pack 12 Posts\r\n.i Gratia:  ParaPost XP System\r\nICN:18-970-9005 PK","Post, endodontic:  ParaPost XP System, Titanium, Dia 1,75 mm Colour Code Green\n1 Pack 12 Posts\n.i Gratia:  ParaPost XP System\n","pack"]
["RT296-09-031","Post and core","Post, endodontic:  ParaPost XP System, Titanium Temporary, Dia 0,90 mm, Colour Code Brown\r\n1 Pack 20 Posts\r\n.i Gratia:  ParaPost XP System\r\nICN:18-970-9015 PK","Post, endodontic:  ParaPost XP System, Titanium Temporary, Dia 0,90 mm, Colour Code Brown\n1 Pack 20 Posts\n.i Gratia:  ParaPost XP System\n","pack"]
["RT296-09-032","Post and core","Post, endodontic:  ParaPost XP System, Titanium Temporary, Dia 1,00 mm, Colour Code Yellow\r\n1 Pack 20 Posts\r\n.i Gratia:  ParaPost XP\r\nICN:18-970-9014 PK","Post, endodontic:  ParaPost XP System, Titanium Temporary, Dia 1,00 mm, Colour Code Yellow\n1 Pack 20 Posts\n.i Gratia:  ParaPost XP\n","pack"]
["RT296-09-033","Post and core","Post, endodontic:  ParaPost XP System, Titanium Temporary, Dia 1,14 mm, Colour Code Blue\r\n1 Pack 20 Posts\r\n.i Gratia:  ParaPost XP System\r\nICN:18-095-2336 PK","Post, endodontic:  ParaPost XP System, Titanium Temporary, Dia 1,14 mm, Colour Code Blue\n1 Pack 20 Posts\n.i Gratia:  ParaPost XP System\n","pack"]
["RT296-09-034","Post and core","Post, endodontic:  ParaPost XP System, Titanium Temporary, Dia 1,25 mm, Colour Code Red \r\n1 Pack 20 Posts\r\n.i Gratia:  ParaPost XP System\r\nICN:18-970-9013 PK","Post, endodontic:  ParaPost XP System, Titanium Temporary, Dia 1,25 mm, Colour Code Red \n1 Pack 20 Posts\n.i Gratia:  ParaPost XP System\n","pack"]
["RT296-09-035","Post and core","Post, endodontic:  ParaPost XP System, Titanium Temporary, Dia 1,40 mm, Colour Code Purple\r\n1 Pack 20 Posts\r\n.i Gratia:  ParaPost XP System\r\nICN:18-095-2335 PK","Post, endodontic:  ParaPost XP System, Titanium Temporary, Dia 1,40 mm, Colour Code Purple\n1 Pack 20 Posts\n.i Gratia:  ParaPost XP System\n","pack"]
["RT296-09-036","Post and core","Post, endodontic:  ParaPost XP System, Titanium Temporary, Dia 1,50 mm, Colour Code Black\r\n1 pack 20 Posts\r\n.i Gratia:  ParaPost XP System\r\nICN:18-970-9012 PK","Post, endodontic:  ParaPost XP System, Titanium Temporary, Dia 1,50 mm, Colour Code Black\n1 pack 20 Posts\n.i Gratia:  ParaPost XP System\n","pack"]
["RT296-09-037","Post and core","Post, endodontic:  ParaPost XP System, Titanium Temporary, Dia 1,75 mm, Colour Code Green\r\n1 pack 20 Posts\r\n.i Gratia:  ParaPost XP System\r\nICN:18-970-9011 PK","Post, endodontic:  ParaPost XP System, Titanium Temporary, Dia 1,75 mm, Colour Code Green\n1 pack 20 Posts\n.i Gratia:  ParaPost XP System\n","pack"]
["RT296-09-038","Post and core","Post, fibre: Parapost fibre lux system, fibre lux, Dia 0,90 mm, colour code brown Size 3\r\n1 pack 5 Posts\r\n.i Gratia:  ParaPost Fibre Lux System (PF 171 3)\r\nICN: 6520-18-188-1365 PK\r\nItem RT296-09-038 to RT296-09-043  will be awarded as a series","Post, fibre: Parapost fibre lux system, fibre lux, Dia 0,90 mm, colour code brown Size 3\n1 pack 5 Posts\n.i Gratia:  ParaPost Fibre Lux System (PF 171 3)\nwItem RT296-09-038 to RT296-09-043  will be awarded as a series","pack"]
["RT296-09-039","Post and core","Post, fibre: Parapost fibre lux system, Fibre lux, dia 1,00 mm, colour code yellow size 4\r\n1 pack 5 Posts\r\n.i Gratia:  ParaPost Fibre Lux System (PF 171 4)\r\nICN: 6520-18-188-1369 PK","Post, fibre: Parapost fibre lux system, Fibre lux, dia 1,00 mm, colour code yellow size 4\n1 pack 5 Posts\n.i Gratia:  ParaPost Fibre Lux System (PF 171 4)\n","pack"]
["RT296-09-040","Post and core","Post, fibre: Parapost fibre lux system, fibre lux, Dia 1,14 mm, colour code blue size 4.5\r\n1 pack 5 Posts\r\n.i Gratia:  ParaPost Fibre Lux System (PF 171 4.5)\r\nICN:6520-18-188-1371  PK","Post, fibre: Parapost fibre lux system, fibre lux, Dia 1,14 mm, colour code blue size 4.5\n1 pack 5 Posts\n.i Gratia:  ParaPost Fibre Lux System (PF 171 4.5)\n","pack"]
["RT296-09-041","Post and core","Post, fibre: Parapost fibre lux system, fibre lux, dia 1,25 mm, colour code red size 5\r\n1 pack 5 Posts\r\n.i Gratia:  ParaPost Fibre Lux System (PF 171 5)\r\nICN:6520-18-188-1374 PK","Post, fibre: Parapost fibre lux system, fibre lux, dia 1,25 mm, colour code red size 5\n1 pack 5 Posts\n.i Gratia:  ParaPost Fibre Lux System (PF 171 5)\n","pack"]
["RT296-09-042","Post and core","Post, fibre: Parapost fibre lux system, Fibre lux, dia 1,40 mm, colour code purple size 5.5\r\n1 pack 5 posts\r\n.i Gratia:  ParaPost Fibre Lux System (PF 171 5.5)\r\nICN:6520-18-188-1384 PK","Post, fibre: Parapost fibre lux system, Fibre lux, dia 1,40 mm, colour code purple size 5.5\n1 pack 5 posts\n.i Gratia:  ParaPost Fibre Lux System (PF 171 5.5)\n","pack"]
["RT296-09-043","Post and core","Post, fibre: Parapost fibre lux system, Fibre lux, Dia 1,50 mm, colour code black size 6\r\n1 pack 5 posts\r\n.i Gratia:  ParaPost Fibre Lux System (PF 171 6)\r\nICN: 6520-18-188-1386 PK","Post, fibre: Parapost fibre lux system, Fibre lux, Dia 1,50 mm, colour code black size 6\n1 pack 5 posts\n.i Gratia:  ParaPost Fibre Lux System (PF 171 6)\n","pack"]
["RT296-09-044","Post and core","Post Kit, Endodontic:  ParaPost ParaForm Core formers Complete Kit\n50 Ass\nExempli Gratia:  Para Post ParaForm System (5860)\nICN:RT-296-0144 KT\nRT296-09-044 to RT296-09-054 will be awarded as a series\n","Post Kit, Endodontic:  ParaPost ParaForm Core formers Complete Kit\n50 Ass\nExempli Gratia:  Para Post ParaForm System (5860)\nItem RT296-09-044 to RT296-09-054 will be awarded as a series\n","kit"]
["RT296-09-045","Post and core","Post, Endodontic:  ParaPost ParaForm Core former, Size 1\n10 Core formers Size 1\nExempli Gratia:  Para Post ParaForm System (5871)\nICN:RT-296-0145 PK","Post, Endodontic:  ParaPost ParaForm Core former, Size 1\n10 Core formers Size 1\nExempli Gratia:  Para Post ParaForm System (5871)\n","pack"]
["RT296-09-046","Post and core","Post, Endodontic:  ParaPost ParaForm Core former, Size 2\n10 Core formers Size 2\nExempli Gratia:  Para Post ParaForm System (5872)\nICN:RT-296-0146 PK","Post, Endodontic:  ParaPost ParaForm Core former, Size 2\n10 Core formers Size 2\nExempli Gratia:  Para Post ParaForm System (5872)\n","pack"]
["RT296-09-047","Post and core","Post, Endodontic:  ParaPost ParaForm Core former, Size 3\n10 Core formers Size 3\nExempli Gratia:  Para Post ParaForm System (5873)\nICN:RT-296-0147 PK","Post, Endodontic:  ParaPost ParaForm Core former, Size 3\n10 Core formers Size 3\nExempli Gratia:  Para Post ParaForm System (5873)\n","pack"]
["RT296-09-048","Post and core","Post, Endodontic:  ParaPost ParaForm Core former, Size 4\n10 Core formers Size 4\nExempli Gratia:  Para Post ParaForm System (5874)\nICN:RT-296-0148 PK","Post, Endodontic:  ParaPost ParaForm Core former, Size 4\n10 Core formers Size 4\nExempli Gratia:  Para Post ParaForm System (5874)\n","pack"]
["RT296-09-049","Post and core","Post, Endodontic:  ParaPost ParaForm Core former, Size 5\n10 Core formers Size 5\nExempli Gratia:  Para Post ParaForm System (5875)\nICN:RT-296-0149 PK","Post, Endodontic:  ParaPost ParaForm Core former, Size 5\n10 Core formers Size 5\nExempli Gratia:  Para Post ParaForm System (5875)\n","pack"]
["RT296-09-050","Post and core","Post, Endodontic:  ParaPost ParaForm Core former, Size 6\n10 Core formers Size 6\nExempli Gratia:  Para Post ParaForm System (5876)\nICN:RT-296-0150 PK","Post, Endodontic:  ParaPost ParaForm Core former, Size 6\n10 Core formers Size 6\nExempli Gratia:  Para Post ParaForm System (5876)\n","pack"]
["RT296-09-051","Post and core","Post, Endodontic:  ParaPost ParaForm Core former, Size 7\n10 Core formers Size 7\nExempli Gratia:  Para Post ParaForm System (5877)\nICN:RT-296-0151 PK","Post, Endodontic:  ParaPost ParaForm Core former, Size 7\n10 Core formers Size 7\nExempli Gratia:  Para Post ParaForm System (5877)\n","pack"]
["RT296-09-052","Post and core","Post, Endodontic:  ParaPost ParaForm Core former, Size 8\n10 Core formers Size 8\nExempli Gratia:  Para Post ParaForm System (5878)\nICN:RT-296-0152 PK","Post, Endodontic:  ParaPost ParaForm Core former, Size 8\n10 Core formers Size 8\nExempli Gratia:  Para Post ParaForm System (5878)\n","pack"]
["RT296-09-053","Post and core","Post, Endodontic:  ParaPost ParaForm Core former, Size 9\n10 Core formers Size 9\nExempli Gratia:  Para Post ParaForm System (5879)\nICN:RT-296-0153 PK","Post, Endodontic:  ParaPost ParaForm Core former, Size 9\n10 Core formers Size 9\nExempli Gratia:  Para Post ParaForm System (5879)\n","pack"]
["RT296-09-054","Post and core","Post, Endodontic:  ParaPost ParaForm Core former, Size 10\n10 Core formers Size 10\nExempli Gratia:  Para Post ParaForm System (5880)\nICN:RT-296-0154 PK","Post, Endodontic:  ParaPost ParaForm Core former, Size 10\n10 Core formers Size 10\nExempli Gratia:  Para Post ParaForm System (5880)\n","pack"]
["RT296-09-055","Post and core","Post kit, endodontic:  ParaPost ParaForm Coreformers Complete Kit\r\n50 Assorted Coreformers in 10 Sizes\r\n.i Gratia:  Para Post ParaForm System (5860)\r\nICN: 6520-18-188-1388 KT\r\nItem RT296-09-055  to RT296-09-065 will be awarded as a series","Post kit, endodontic:  ParaPost ParaForm Coreformers Complete Kit\n50 Assorted Coreformers in 10 Sizes\n.i Gratia:  Para Post ParaForm System (5860)\nItem RT296-09-055  to RT296-09-065 will be awarded as a series","Kit"]
["RT296-09-056","Post and core","Post, endodontic:  ParaPost ParaForm Coreformer, Size 1\r\n10 Coreformers Size 1\r\n.i Gratia:  Para Post ParaForm System (5871)\r\nICN: 6520-18-188-0339 PK","Post, endodontic:  ParaPost ParaForm Coreformer, Size 1\n10 Coreformers Size 1\n.i Gratia:  Para Post ParaForm System (5871)\n","pack"]
["RT296-09-057","Post and core","Post, endodontic:  ParaPost ParaForm Coreformer, Size 2\r\n10 Coreformers Size 2\r\n.i Gratia:  Para Post ParaForm System (5872)\r\nICN:6520-18 -188-1196 PK","Post, endodontic:  ParaPost ParaForm Coreformer, Size 2\n10 Coreformers Size 2\n.i Gratia:  Para Post ParaForm System (5872)\n","pack"]
["RT296-09-058","Post and core","Post, endodontic:  ParaPost ParaForm Coreformer, Size 3\r\n10 Coreformers Size 3\r\n.i Gratia:  Para Post ParaForm System (5873)\r\nICN: 6520-18-188-1198 PK","Post, endodontic:  ParaPost ParaForm Coreformer, Size 3\n10 Coreformers Size 3\n.i Gratia:  Para Post ParaForm System (5873)\n","pack"]
["RT296-09-059","Post and core","Post, endodontic:  ParaPost ParaForm Coreformer, Size 4\r\n10 Coreformers Size 4\r\n.i Gratia:  Para Post ParaForm System (5874)\r\nICN:  6520-18-188-1200 PK","Post, endodontic:  ParaPost ParaForm Coreformer, Size 4\n10 Coreformers Size 4\n.i Gratia:  Para Post ParaForm System (5874)\n","pack"]
["RT296-09-060","Post and core","Post, endodontic:  ParaPost ParaForm Coreformer, Size 5\r\n10 Coreformers Size 5\r\n.i Gratia:  Para Post ParaForm System (5875)\r\nICN: 6520-18-188-1201PK","Post, endodontic:  ParaPost ParaForm Coreformer, Size 5\n10 Coreformers Size 5\n.i Gratia:  Para Post ParaForm System (5875)\n","pack"]
["RT296-09-061","Post and core","Post, endodontic:  ParaPost ParaForm Coreformer, Size 6\r\n10 Coreformers Size 6\r\n.i Gratia:  Para Post ParaForm System (5876)\r\nICN: 6520-18-188-1220 PK","Post, endodontic:  ParaPost ParaForm Coreformer, Size 6\n10 Coreformers Size 6\n.i Gratia:  Para Post ParaForm System (5876)\n","pack"]
["RT296-09-062","Post and core","Post, endodontic:  ParaPost ParaForm Coreformer, Size 7\r\n10 Coreformers Size 7\r\n.i Gratia:  Para Post ParaForm System (5877)\r\nICN: 6520-18-188-1228 PK","Post, endodontic:  ParaPost ParaForm Coreformer, Size 7\n10 Coreformers Size 7\n.i Gratia:  Para Post ParaForm System (5877)\n","pack"]
["RT296-09-063","Post and core","Post, endodontic:  ParaPost ParaForm Coreformer, Size 8\r\n10 Coreformers Size 8\r\n.i Gratia:  Para Post ParaForm System (5878)\r\nICN: 6520-18-188-1232 PK","Post, endodontic:  ParaPost ParaForm Coreformer, Size 8\n10 Coreformers Size 8\n.i Gratia:  Para Post ParaForm System (5878)\n","pack"]
["RT296-09-064","Post and core","Post, endodontic:  ParaPost ParaForm Coreformer, Size 9\r\n10 Coreformers Size 9\r\n.i Gratia:  Para Post ParaForm System (5879)\r\nICN:6520*-18-188-1240 PK","Post, endodontic:  ParaPost ParaForm Coreformer, Size 9\n10 Coreformers Size 9\n.i Gratia:  Para Post ParaForm System (5879)\n","pack"]
["RT296-09-065","Post and core","Post, endodontic:  ParaPost ParaForm Coreformer, Size 10\r\n10 Coreformers Size 10\r\n.i Gratia:  Para Post ParaForm System (5880)\r\nICN: 6520-18-188-1241 PK","Post, endodontic:  ParaPost ParaForm Coreformer, Size 10\n10 Coreformers Size 10\n.i Gratia:  Para Post ParaForm System (5880)\n","pack"]
["RT296-09-066","Post and core","Pin kit, thread-forming, dental:  TMS, 0.675 x 2.0 mm, Regular, Single Shear \r\nSet - 24 Pins, 1 Universal Hand Driver, 1 Kodex Drill\r\n.i Gratia:  Whaledent TMS\r\nICN:18-970-5346 SE","Pin kit, thread-forming, dental:  TMS, 0.675 x 2.0 mm, Regular, Single Shear \nSet - 24 Pins, 1 Universal Hand Driver, 1 Kodex Drill\n.i Gratia:  Whaledent TMS\n","Kit"]
["RT296-09-067","Post and core","Pin kit, thread-forming, dental:  TMS, 0.525 x 4.0 mm, Motor Shearing \r\nSet - 20 Pins, 1 Drill\r\n.i Gratia:  Whaledent TMS\r\nICN: 18-970-5733 SE","Pin kit, thread-forming, dental:  TMS, 0.525 x 4.0 mm, Motor Shearing \nSet - 20 Pins, 1 Drill\n.i Gratia:  Whaledent TMS\n","Kit"]
["RT296-09-068","Post and core","Post and core system; Adhesive core build up kit for placement of core build ups and endodontic posts, .i Gratia Dentsply Core and Post Sytem Kit (606.67.400) Kit consisTing of size 1 and 2 reamers, size 1,2,3 and 4 drills, size 1,2,3 and 4 posts, conditioner (2 syringes, 3ml each with 25 applicator needles) bonding agent (1x 5 ml bottle with 1 clixdish), self cure applicator (1 x 5ml bottle), root canal applicator tips (50 pieces), paper points (180 pieces), dual core build up material (4 syringes x 4,75g each with 20 mixing tips) and mixing pad \nRT296-09-068 to RT296-09-080 will be awarded as a series\n\n","Post and core system; Adhesive core build up kit for placement of core build ups and endodontic posts, .i Gratia Dentsply Core and Post Sytem Kit (606.67.400) Kit consisTing of size 1 and 2 reamers, size 1,2,3 and 4 drills, size 1,2,3 and 4 posts, conditioner (2 syringes, 3ml each with 25 applicator needles) bonding agent (1x 5 ml bottle with 1 clixdish), self cure applicator (1 x 5ml bottle), root canal applicator tips (50 pieces), paper points (180 pieces), dual core build up material (4 syringes x 4,75g each with 20 mixing tips) and mixing pad \nItem RT296-09-068 to RT296-09-080 will be awarded as a series\n\n","kit"]
["RT296-09-069","Post and core","Post and core system; Reamer refill, .i Gratia Maillefer Largo Peeso reamer (A000924000100) size 1 (for fibre posts 1 and 2); 1 box 6 pieces\r","Post and core system; Reamer refill, .i Gratia Maillefer Largo Peeso reamer (A000924000100) size 1 (for fibre posts 1 and 2); 1 box 6 pieces\r","box"]
["RT296-09-070","Post and core","Post and core system; Reamer refill, .i Gratia Maillefer Largo Peeso reamer (A000924000200) size 2 (for fibre posts 3 and 4); 1 box 6 pieces\r","Post and core system; Reamer refill, .i Gratia Maillefer Largo Peeso reamer (A000924000200) size 2 (for fibre posts 3 and 4); 1 box 6 pieces\r","box"]
["RT296-09-071","Post and core","Post and core system; Maillefer Precision Drill refill, .i Gratia Maillefer Precision Drill Size 1 (yellow) (C060100000100) 1 pack with 3 pieces\r","Post and core system; Maillefer Precision Drill refill, .i Gratia Maillefer Precision Drill Size 1 (yellow) (C060100000100) 1 pack with 3 pieces\r","pack"]
["RT296-09-072","Post and core","Post and core system; Maillefer Precision Drill refill, .i Gratia Maillefer Precision Drill Size 2 (red) (C060100000200) 1 pack with 3 pieces\r","Post and core system; Maillefer Precision Drill refill, .i Gratia Maillefer Precision Drill Size 2 (red) (C060100000200) 1 pack with 3 pieces\r","pack"]
["RT296-09-073","Post and core","Post and core system; Maillefer Precision Drill refill, .i Gratia Maillefer Precision Drill Size 3 (blue) (C060100000300) 1 pack with 3 pieces\r","Post and core system; Maillefer Precision Drill refill, .i Gratia Maillefer Precision Drill Size 3 (blue) (C060100000300) 1 pack with 3 pieces\r","pack"]
["RT296-09-074","Post and core","Post and core system; Maillefer Precision Drill refill, .i Gratia Maillefer Precision Drill Size 4 (green) (C060100000400) 1 pack with 3 pieces\r","Post and core system; Maillefer Precision Drill refill, .i Gratia Maillefer Precision Drill Size 4 (green) (C060100000400) 1 pack with 3 pieces\r","pack"]
["RT296-09-075","Post and core","Post and core system; Fibre post refill, .i Gratia X post, Size 1 (yellow) (606.67.332) pack with 5 pieces\r","Post and core system; Fibre post refill, .i Gratia X post, Size 1 (yellow) (606.67.332) pack with 5 pieces\r","pack"]
["RT296-09-076","Post and core","Post and core system; Fibre post refill, .i Gratia X post, Size 2 (red) (606.67.333) pack with 5 pieces\r","Post and core system; Fibre post refill, .i Gratia X post, Size 2 (red) (606.67.333) pack with 5 pieces\r","pack"]
["RT296-09-077","Post and core","Post and core system; Fibre post refill, .i Gratia X post, Size 3 (blue) (606.67.334) pack with 5 pieces\r","Post and core system; Fibre post refill, .i Gratia X post, Size 3 (blue) (606.67.334) pack with 5 pieces\r","pack"]
["RT296-09-078","Post and core","Post and core system; Fibre post refill, .i Gratia X post, Size 4 (green) (606.67.335) pack with 5 pieces\r","Post and core system; Fibre post refill, .i Gratia X post, Size 4 (green) (606.67.335) pack with 5 pieces\r","pack"]
["RT296-09-079","Post and core","Post and core system: Self cure activator refill, (634354K) 1 x 5 ml bottle\r","Post and core system: Self cure activator refill, (634354K) 1 x 5 ml bottle\r","bottle"]
["RT296-09-080","Post and core","Post and core system: Root canal applicator tips refill (606.67.197) 1pack with 50 pieces\r","Post and core system: Root canal applicator tips refill (606.67.197) 1pack with 50 pieces\r","pack"]
["RT296-10-001","Maintenance","Cleaning and lubricaTing compound for dental handpieces:  Turbines, INTRAL L Motor, INTRA Handpieces and INTRA Heads\n1 Can 500 ml\n.i Gratia:  Kavo Spray TM\nICN:18-970-2448 TI\nItem RT296-10-001ME to  RT 296-10-004ME must be compatable","Cleaning and lubricating compound for dental handpieces:  Turbines, INTRAL L Motor, INTRA Handpieces and INTRA Heads\n1 Can 500 ml\n.i Gratia:  Kavo Spray TM\nItem RT296-10-001 to  RT 296-10-004 must be compatable","Can"]
["RT296-10-002","Maintenance","Adaptor for cleaning and lubricaTing dental handpieces:  Spray Nozzle for Kavo Multiflex system\nEach\n.i Gratia:  Kavo (No. 411 9641)\nICN:18-974-2274 EA","Adaptor for cleaning and lubricating dental handpieces:  Spray Nozzle for Kavo Multiflex system\nEach\n.i Gratia:  Kavo (No. 411 9641)\n","each"]
["RT296-10-003","Maintenance","Adaptor for cleaning and lubricaTing dental handpiece:  Spray Nozzle for Kavo INTRA Instruments/L-motors/Turbines with Fixed Connection\nEach\n.i Gratia:  Kavo (No. 411 9601)\n\nICN:18-974-2275 EA","Adaptor for cleaning and lubricating dental handpiece:  Spray Nozzle for Kavo INTRA Instruments/L-motors/Turbines with Fixed Connection\nEach\n.i Gratia:  Kavo (No. 411 9601)\n","each"]
["RT296-10-004","Maintenance","Cleaning and lubricaTing compound for dental handpieces:  For Quatrocare Machine\n1 Can 500 ml\n.i Gratia:  Kavo Quatrocare Spray \n\nICN:6520-18-186-1587 TI","Cleaning and lubricating compound for dental handpieces:  For Quatrocare Machine\n1 Can 500 ml\n.i Gratia:  Kavo Quatrocare Spray \n\nICN:6520-18-186-1587 TI","Can"]
["RT296-10-005","Maintenance","Cleaning and lubricaTing compound for dental handpiece:  Universal, W&H Ball Bearing Turbine and Micromotor Attachment\n1 Can 250 ml\n.i Gratia:  W&H - Universal Oil\n\nICN:18-974-0607 TI\n\nItem RT296-10-005 to RT296-10-008 will be awarded as a series","Cleaning and lubricating compound for dental handpiece:  Universal, W&H Ball Bearing Turbine and Micromotor Attachment\n1 Can 250 ml\n.i Gratia:  W&H - Universal Oil\nItem RT296-10-005 to RT296-10-008 will be awarded as a series","Can"]
["RT296-10-006","Maintenance","Adaptor for cleaning and lubricaTing dental handpiece:  Fibre-Optic Turbines with W&H ROTO-Quick Coupling\nEach\n.i Gratia:  W&H (No. 22.280)\n\nICN:18-974-0634 EA","Adaptor for cleaning and lubricating dental handpiece:  Fibre-Optic Turbines with W&H ROTO-Quick Coupling\nEach\n.i Gratia:  W&H (No. 22.280)\n","each"]
["RT296-10-007","Maintenance","Adaptor for cleaning and lubricaTing dental handpiece:  Turbines and Airmotors with W&H ROTO-Quick Coupling\nEach\n.i Gratia:  W&H (No. 20.530)\n\nICN:18-974-6635 EA","Adaptor for cleaning and lubricating dental handpiece:  Turbines and Airmotors with W&H ROTO-Quick Coupling\nEach\n.i Gratia:  W&H (No. 20.530)\n","each"]
["RT296-10-008","Maintenance","Cleaning and lubricaTing compound dental handpiece:  W&H AssisTina Cleaning and LubricaTing Set\n1 Bottle Cleaning Solution 1000 ml, 1 Bottle Service Oil 500 ml\n.i Gratia:  W&H\n\nICN:18-014-2415 SE","Cleaning and lubricating compound dental handpiece:  W&H AssisTina Cleaning and LubricaTing Set\n1 Bottle Cleaning Solution 1000 ml, 1 Bottle Service Oil 500 ml\n.i Gratia:  W&H\n","set"]
["RT296-10-009","Maintenance","LubricaTing oil, air compressor:  Dental, Jun-Air SN6 Compressor\r\n1 Bottle 1 Litre\r\n.i Gratia:  Jun Air\r\n\rICN:18-970-5391 BT","Lubricating oil, air compressor:  Dental, Jun-Air SN6 Compressor\n1 Bottle 1 Litre\n.i Gratia:  Jun Air\n","bottle"]
["RT296-10-010","Infection control","Disinfectant solution, dental:  Cold Sterilizing, Dentured Alcohol (Ethanol with 2 - Phenyphenol and 4-Tert-Amylphenol), Disposable Disinfectant Sleeves for Handpieces\n1 Box, 24 Sleeves, 15 ml each (1/2 fl oz)\n.i Gratia:  Septodont - Decident TM\n\nICN:18-974-1588 BX","Disinfectant solution, dental:  Cold Sterilizing, Dentured Alcohol (Ethanol with 2 - Phenyphenol and 4-Tert-Amylphenol), Disposable Disinfectant Sleeves for Handpieces\n1 Box, 24 Sleeves, 15 ml each (1/2 fl oz)\n.i Gratia:  Septodont - Decident TM\n","box"]
["RT296-10-011","Infection control","Disinfectant solution, dental:  Soak-and-rinse or Ultrasonic baths, to cleanse disinfect decontaminate medical, dental and surgical instruments\r\n1 Container 750 g\r\n.i Gratia:  Optident - Opti-prep\r\n\rICN:18-179-2170 CO","Disinfectant solution, dental:  Soak-and-rinse or Ultrasonic baths, to cleanse disinfect decontaminate medical, dental and surgical instruments\n1 Container 750 g\n.i Gratia:  Optident - Opti-prep\n","container"]
["RT296-10-012","Infection control","New item","Disinfectant, dental: Chlorine dioxide tablets : 50ppm when dissolved in 8L water, 1L Spray Bottle with nozzle: white transparent with markings,  10L Tank with tap: with protective coaTing and with markings, KIT. \n.i Gratia: Oxyfect   \nItem RT296-10-012 to RT296-10-017 will be awarded as a series","KIT "]
["RT296-10-013","Infection control","New item","Chlorine dioxide tablets : Disinfectant, dental, 50ppm when dissolved in 1L water,  disinfectant, pack of 30,                                                    \n.i Gratia: Oxyfect ","Box "]
["RT296-10-014","Infection control","New item","Chlorine dioxide tablets : 50ppm when dissolved in 8L water,  disinfectant, dental, pack of 20,                                                    .i Gratia: Oxyfect ","Box "]
["RT296-10-015","Infection control","New item","1L Spray Bottle with nozzle: white transparent with markings for mixing measurements fro the Chlorine dioxide tablets   .i Gratia: Stericlear Oxyfect 8500","Bottle "]
["RT296-10-016","Infection control","New item","10L Tank with tap: with protective coating  and with markings for mixing measurements fro the Chlorine dioxide tablets                                                     .i Gratia:","Tank "]
["RT296-10-017","Infection control","New item","Hypochlorous acid: 1000mg/L, disinfectant, dental, 1 litre bottle                                                                                        .i Gratia:","Bottle "]
["RT296-10-018","Infection control","Sanitizer-detergent, general purpose, dental:  Surface Disinfectant, All Surfaces, Bromonitropane-diol and Non corrosive, effective against broad spectrum of antimicrobials, Spray\n1 Bottle 500ml\n.i Gratia: Steri-Safe Steri 201\nICN: 18-008-3374 BT\n","Sanitizer-detergent, general purpose, dental:  Surface Disinfectant, All Surfaces, Bromonitropane-diol and Non corrosive, effective against broad spectrum of antimicrobials, Spray\n1 Bottle 500ml\n.i Gratia: Steri-Safe Steri 201\n","bottle"]
["RT296-10-019","Infection control","Cleaning compound for ultrasonic, dental:  Enzynmatic Ultrasonic Cleaning Concentrate in MeterDose\n1 Bottle 236 ml (8oz) to make 29 liters diluted yield\n.i Gratia:  Whaledent Biosonic (UC-32)\nICN: 18-097-0721 BT","Sanitizer-detergent, general purpose, dental:  Vacuum System Cleanser, Non-Foaming, Non-corrosive Concentrate  able to dissolve impression material, organic tissue, bone fragements, rope- like siliva, and other odour formimg bacteria and dental debris\n5L bottle to make 176 L\n.i Gratia:  Purevac 5L (2115)\n"]
["RT296-10-020","Infection control","Sanitizer-detergent, general purpose, dental:  Vacuum System Cleanser, Non-Foaming, Non-corrosive Concentrate  able to dissolve impression material, organic tissue, bone fragements, rope- like siliva, and other odour formimg bacteria and dental debris\n5L bottle to make 176 L\n.i Gratia:  Purevac 5L (2115)\nICN: 6520-18-970-7849 BT","Cleaning compound for ultrasonic, dental:  Enzynmatic Ultrasonic Cleaning Concentrate in MeterDose\n1 Bottle 236 ml (8oz) to make 29 liters diluted yield\n.i Gratia:  Whaledent Biosonic (UC-32)\n","bottle"]
["RT296-10-021","Preventive material","Cleaning powder:  Prophylaxis, to use with Prophy equipment\n1 Pack, 4 Bottles 480 g each\r\n.i Gratia:  Dentsply\r\n\rICN: 18-035-5482 PK","Cleaning powder:  Prophylaxis, to use with Prophy equipment\n1 Pack, 4 Bottles 480 g each\n.i Gratia:  Dentsply\n","pack"]
["RT296-10-022","Dental imaging","Film, radiographic, dental:  Panorex, Size 150 x 300 mm Green Sensitive\r\n1 Box 100 Films\r\n.i Gratia:  Kodac\r\n\rICN: 18-970-33134 BX","Film, radiographic, dental:  Panorex, Size 150 x 300 mm Green Sensitive\n1 Box 100 Films\n.i Gratia:  Kodac\n","box"]
["RT296-10-023","Dental imaging","Film, Radiographic, Dental:  Panorex, Size 127 x 305 mm, No. 5 X-Omat RP Panoramic\r\n1 Box 100 Films\r\nExempli Gratia:  AGFA\r\n\rICN: 18-970-3135 BX\r\n\r\n","Film, Radiographic, Dental:  Panorex, Size 127 x 305 mm, No. 5 X-Omat RP Panoramic\n1 Box 100 Films\nExempli Gratia:  AGFA\n\n","box"]
["RT296-10-024","Dental imaging","Film, radiographic, dental:  Cephalogram Film, 180 x 240 mm\r\n1 Box 100 Films\r\n.i Gratia:  AGFA\r\n\rICN:18-036-3724 BX","Film, radiographic, dental:  Cephalogram Film, 180 x 240 mm\n1 Box 100 Films\n.i Gratia:  AGFA\n","box"]
["RT296-10-025","Dental imaging","Film, radiographic, dental:  Cephalogram Film, No. 6, 203 x 254 mm\r\n1 Box 100 Films\r\n.i Gratia:  AGFA\r\n\rICN:18-970-3136 BX","Film, radiographic, dental:  Cephalogram Film, No. 6, 203 x 254 mm\n1 Box 100 Films\n.i Gratia:  AGFA\n","box"]
["RT296-10-026","Dental imaging","Film, radiographic, dental:  Periapical, small, size No. 0, 22 x 35 mm, E\\F Speed with easy palpable indication dot\r\n1 Box 100 Films\r\n.i Gratia:  Kodak DF-54\r\n\rICN: 18-970-3131 BX","Film, radiographic, dental:  Periapical, small, size No. 0, 22 x 35 mm, E\\F Speed with easy palpable indication dot\n1 Box 100 Films\n.i Gratia:  Kodak DF-54\n","box"]
["RT296-10-027","Dental imaging","Film, radiographic, dental:  Periapical, standard, size No. 2, 32 x 41 mm, E\\F Speed with easy palpable indication dot \r\n1 Box 150 Films\r\n.i Gratia:  Kodak DF-58\r\n\rICN: 18-970-3130 BX","Film, radiographic, dental:  Periapical, standard, size No. 2, 32 x 41 mm, E\\F Speed with easy palpable indication dot \n1 Box 150 Films\n.i Gratia:  Kodak DF-58\n","box"]
["RT296-10-028","Dental imaging","Film, radiographic, dental:  Bite-wing, standard, size No. 3, 27 x 54 mm, E\\F Speed with easy palpable indication dot\r\n1 box 100 Films\r\n.i Gratia:  Kodak DF-42\r\n\rICN: 18-970-3132 BX","Film, radiographic, dental:  Bite-wing, standard, size No. 3, 27 x 54 mm, E\\F Speed with easy palpable indication dot\n1 box 100 Films\n.i Gratia:  Kodak DF-42\n","box"]
["RT296-10-029","Dental imaging","Film, radiographic, dental:  Occlusal film, size No. 4, 57 x 76 mm, E\\F Speed with easy palpable indication dot\r\n1 Box 25 Films\r\n.i gratia:  Kodak DF-50\r\n\rICN: 18-970-3133 BX","Film, radiographic, dental:  Occlusal film, size No. 4, 57 x 76 mm, E\\F Speed with easy palpable indication dot\n1 Box 25 Films\n.i gratia:  Kodak DF-50\n","box"]
["RT296-10-030","Dental imaging","Developer, X-ray film processing:  Dental, manual processing, solution \n1L \n.i Gratia:  Kodak (5060686)\nICN: 18-970-2643 CO\nIten RT296-10-024ME  to RT 296-10-025ME must be compatible","Developer, X-ray film processing:  Dental, manual processing, solution \n1L \n.i Gratia:  Kodak (5060686)\nIten RT296-10-030  to RT 296-10-031 must be compatible","1 Litre"]
["RT296-10-031","Dental imaging","Fixer X-ray film processing:  Dental, manual processing, solution \n1L \n.i Gratia:  Kodak (5060694\nICN: 18-970-2665 CO","Fixer X-ray film processing:  Dental, manual processing, solution \n1L \n.i Gratia:  Kodak (5060694\n","1 Litre"]
["RT296-10-032","Dental imaging","Developer X-ray film processing: Dental automatic readymix, processing solution for 28 degrees celsius\n2x 5L readymix\n.i Gratia: Kodac Dental Readymatic Developer (5285929) \nICN: 6520-18-186-8241  BX\nItem RT296-10-026ME to RT296-10-027ME must be compatable","Developer X-ray film processing: Dental automatic readymix, processing solution for 28 degrees celsius\n2x 5L readymix\n.i Gratia: Kodac Dental Readymatic Developer (5285929) \nItem RT296-10-032 to RT296-10-033 must be compatable","box"]
["RT296-10-033","Dental imaging","Fixer  x-ray film processing: Dental automatic readymix , processing solution for 28 degrees celsius\n2x 5L readymix\n.i Gratia: Kodac Dental Readymatic Fixerr (5285937) \n\nICN: 6520-18-186-8242 BX\n","Fixer  x-ray film processing: Dental automatic readymix , processing solution for 28 degrees celsius\n2x 5L readymix\n.i Gratia: Kodac Dental Readymatic Fixerr (5285937) \n","box"]
["RT296-10-034","Infection control","Bag sterilization: Self seal pouches, medical grade paper and 2 ply laminate film double sealed, Size 85x165mm\n1 Box 200 Pouches\nICN: 6520-18-183-9109 BX\nItem RT 296-10-028ME to RT 296-10-032ME must be compatable","Bag sterilization: Self seal pouches, medical grade paper and 2 ply laminate film double sealed, Size 85x165mm\n1 Box 200 Pouches\nItem RT 296-10-034 to RT 296-10-038 must be compatable","box"]
["RT296-10-035","Infection control","Bag sterilization: Self seal pouches, medical grade paper and 2 ply laminate film double sealed, Size 70x255mm\r\n1 Box 200 pouches\r\n\rICN:6520-18-183-9110","Bag sterilization: Self seal pouches, medical grade paper and 2 ply laminate film double sealed, Size 70x255mm\n1 Box 200 pouches\n","box"]
["RT296-10-036","Infection control","Bag sterilization: Self seal pouches, medical grade paper and 2 ply laminate film double sealed, Size 90x255mm\r\n1 Box 200 pouches\r\n\rICN: 6520-18-183-9111 BX","Bag sterilization: Self seal pouches, medical grade paper and 2 ply laminate film double sealed, Size 90x255mm\n1 Box 200 pouches\n","box"]
["RT296-10-037","Infection control","Bag sterilization: Self seal pouches, medical grade paper and 2 ply laminate film double sealed, size 140x280mm\r\n1 box 200 pouches\r\n\rICN: 6520-18-186-9114 BX","Bag sterilization: Self seal pouches, medical grade paper and 2 ply laminate film double sealed, size 140x280mm\n1 box 200 pouches\n","box"]
["RT296-10-038","Infection control","Bag sterilization: Self seal pouches, medical grade paper and 2 ply laminate film double sealed, size 180x330mm\r\n1 box 200 pouches\r\n\rICN: 6520-18-183-9115 BX","Bag sterilization: Self seal pouches, medical grade paper and 2 ply laminate film double sealed, size 180x330mm\n1 box 200 pouches\n","box"]
["RT296-10-039","Infection control","Clearing solution, dental:  Mirror heads, spray\r\n1 bottle 250 ml\r\n.i Gratia:  VOCO Spirex\r\n\rICN: 18-970-5387 BT","Clearing solution, dental:  Mirror heads, spray\n1 bottle 250 ml\n.i Gratia:  VOCO Spirex\n","bottle"]
["RT296-10-040","Wax","Wax, dental:  Peripheral, strips\r\n1 pack 60 sticks, 8,5oz\r\n.i Gratia:  SA Wax Suppliers\r\n\rICN:18-970-5872 PK","Wax, dental:  Peripheral, strips\n1 pack 60 sticks, 8,5oz\n.i Gratia:  SA Wax Suppliers\n","pack"]
["RT296-10-041","Ligature wire","Wire, non-electrical:  Ligature, clinical use, stainless steel, round, soft, dia 0,457 mm (0,018)\n1 Spool 28,3g\n.i Gratia:  Rocky Mountain\nICN: 18-970-4824 SL\n","Wire, non-electrical:  Ligature, clinical use, stainless steel, round, soft, dia 0,457 mm (0,018)\n1 Spool 28,3g\n.i Gratia:  Rocky Mountain\n\n","Spool"]
["RT296-10-042","Ligature wire","Wire, non-electrical: Ligature, clinical use, stainless steel, round, soft, dia, 0.508mm (0,020) 1 spool 28.3g, .i Gratia:  Rocky Mountain\r\n\r\rICN: 18-970-4825 SL","Wire, non-electrical: Ligature, clinical use, stainless steel, round, soft, dia, 0.508mm (0,020) 1 spool 28.3g, .i Gratia:  Rocky Mountain\n","Spool"]
["RT296-10-043","Ligature wire","Wire, non-electrical ligature, clinical use, Stainless steel, round, soft, dia 0,406 mm (0,016)\r\n1 spool 28,3 g\r\n.i Gratia:  Rocky Mountain\r\n\rICN: 18-970-4224 SL","Wire, non-electrical ligature, clinical use, Stainless steel, round, soft, dia 0,406 mm (0,016)\n1 spool 28,3 g\n.i Gratia:  Rocky Mountain\n","Spool"]
["RT296-10-044","Ligature wire","Ligature Wire, dental orthodontic:Stainless Steel, .009,(0.23mm), 50m roll","Ligature Wire, dental orthodontic:Stainless Steel, .009,(0.23mm), 50m roll","Roll"]
["RT296-10-045","Crown and bridge accessories","Repair kit porcelain, dental:  Porcelain to metal and porcelain to porcelain repairs\r\n1.2 ml syringe EtchArrest, 1.2 ml syrine OpalDam, 1.2 ml syringe PermaFlo DenTine Opaquer, 1.2 ml syringe PQ1, 1.2 ml syringe Porcelain Etch, 1.2 ml syringe Silane, 20 Black Mini Brush Tips, 20 Balck Micro Tips, 20 Micro 20 g Tips, 20 Inspiral Brush Tips\r\n.i Gratia:  Ultradent (1108)\r\n\rICN: 18-179-2145 KT","Repair kit porcelain, dental:  Porcelain to metal and porcelain to porcelain repairs\n1.2 ml syringe EtchArrest, 1.2 ml syrine OpalDam, 1.2 ml syringe PermaFlo DenTine Opaquer, 1.2 ml syringe PQ1, 1.2 ml syringe Porcelain Etch, 1.2 ml syringe Silane, 20 Black Mini Brush Tips, 20 Balck Micro Tips, 20 Micro 20 g Tips, 20 Inspiral Brush Tips\n.i Gratia:  Ultradent (1108)\n","Kit"]
["RT296-10-046","Dental imaging","Holder X-Ray film mounTing, dental: full mouth X-Ray 8 horizontal, 6 vertical, 2 bite wings, with black background\nExempli Gratia: Dentsply Rinn EZ-Tab (77-30-6162)\nICN: RT-296-0136 BX","Holder X-Ray film mounTing, dental: full mouth X-Ray 8 horizontal, 6 vertical, 2 bite wings, with black background\nExempli Gratia: Dentsply Rinn EZ-Tab (77-30-6162)\n","set"]
["RT296-10-047","Maintenance","Stain remover, dental: For removal of silver salts and permanganate stains from cloth\r\n1 bottle 60ml\r\n.i Gratia: Silverless Septodont\r\n\rICN: 6520-18-189-1005 BT","Stain remover, dental: For removal of silver salts and permanganate stains from cloth\n1 bottle 60ml\n.i Gratia: Silverless Septodont\n","bottle"]
["RT296-10-048","Dental imaging","Holder X-ray film mounTing, dental: Pockets, for individual and multiple x-rays \r\n1 box 1000 pieces\r\n.i Gratia: Dentsply Rinn EZ-View Fast Tera (20-0500)\r\n\rICN: RT-296-0137 BX","Holder X-ray film mounting, dental: Pockets, for individual and multiple x-rays \n1 box 1000 pieces\n.i Gratia: Dentsply Rinn EZ-View Fast Tera (20-0500)\n","box"]
["RT296-10-049","Protective gear","Bib dental, disposable, 2 ply paper, 1 ply poly, Apx 40 x 45mm\r\nPack of 500\r\n.i Gratia;  Wright esential Range Bib\r\nICN: 6520-18-187-6018","Bib dental, disposable, 2 ply paper, 1 ply poly, Apx 40 x 45mm\nPack of 500\n.i Gratia;  Wright esential Range Bib\n","pack"]
["RT296-10-050","Infection control","Barrier dental, chair, copolymer plastic, aprx 112cm x 142 cm\r\n.i Gratia:  Kerr no slip Chair sleeve(PE3870/NS/4)\r\nICN: 6520-18-187-6042","Barrier dental, chair, copolymer plastic, aprx 112cm x 142 cm\n.i Gratia:  Kerr no slip Chair sleeve(PE3870/NS/4)\n","pack"]
["RT296-10-051","Infection control","Barrier dental, headrest cover, Apx 27cm x 24cm\r\n.i Gratia:  Wright essential head rest cover","Barrier dental, headrest cover, Apx 27cm x 24cm\r\n.i Gratia:  Wright essential head rest cover","pack"]
["RT296-10-052","Infection control","Barrier dental, light sleeve , L style apx 2.5cm x 20cm\r\n.i Gratia;  Kerr light sleeve L","Barrier dental, light sleeve , L style apx 2.5cm x 20cm\r\n.i Gratia;  Kerr light sleeve L","pack"]
["RT296-10-053","Infection control","Barrier dental, Light sleeve, T style apx 10.2cm x 14cm\r\n.i Gratia;  Kerr light sleeve  T","Barrier dental, Light sleeve, T style apx 10.2cm x 14cm\r\n.i Gratia;  Kerr light sleeve  T","pack"]
["RT296-10-054","Infection control","Barrier dental, 3 way syringe Sleeve, disposable, apx 6.5cm x 25cm\r\n.i Gratia;  Kerr Syringe Sleeve(PE870/24)","Barrier dental, 3 way syringe Sleeve, disposable, apx 6.5cm x 25cm\r\n.i Gratia;  Kerr Syringe Sleeve(PE870/24)","pack"]
["RT296-10-055","Infection control","Barrier dental, disposable, for straight handpiece,  Ultrasonic Handpiece\r\n.i Gratia;  Kerr HP Sleeve (P4000/12)","Barrier dental, disposable, for straight handpiece,  Ultrasonic Handpiece\r\n.i Gratia;  Kerr HP Sleeve (P4000/12)","pack"]
["RT296-10-056","Infection control","Barrier dental, disposable, for Contra angle and Slow Handpiece\r\n.i gratia;  Kerr HP Sleeve (PE4050/12)","Barrier dental, disposable, for Contra angle and Slow Handpiece\r\n.i gratia;  Kerr HP Sleeve (PE4050/12)","pack"]
["RT296-10-057","Infection control","Barrier dental, disposable, Impression Gun Cover\r\n.i Gratia; Kerr Impression Gun cover (PE4600/4)","Barrier dental, disposable, Impression Gun Cover\r\n.i Gratia; Kerr Impression Gun cover (PE4600/4)","pack"]
["RT296-10-058","Infection control","Tip dental 3 way syringe, disposable long  Min 3 per Pack\r\n.i Gratia;  Dentsply Sani Tip\r\nICN: 6520-18-187-6016","Tip dental 3 way syringe, disposable long  Min 3 per Pack\n.i Gratia;  Dentsply Sani Tip\n","pack"]
["RT296-10-059","Infection control","Tip dental 3 way syringe, disposable short; min 3 per pack\r\n.i Gratia: Dentsply Sani  Tip","Tip dental 3 way syringe, disposable short; min 3 per pack\r\n.i Gratia: Dentsply Sani  Tip","pack"]
["RT296-10-060","Infection control","Tip dental 3 way syringe, disposable, conversion kit\r\n.i Gratia:  Detsply Sani -Tip conversion kit","Tip dental 3 way syringe, disposable, conversion kit\r\n.i Gratia:  Detsply Sani -Tip conversion kit","Kit"]
["RT296-10-061","Crown and bridge accessories","Porcelain repair: silane liquid, 1,2 ml syringe silane, pack of 2 syr(.i Gratia;  Ultradent silane mini refil (#410)","Porcelain repair: silane liquid, 1,2 ml syringe silane, pack of 2 syr(.i Gratia;  Ultradent silane mini refil (#410)","pack"]
["RT296-10-062","Crown and bridge accessories","Resin light cured barrier, methacrylate- based resin for isolaTing tissue  Kit 4 1,2 ml syringes, 10 20 ga  tips , 10 malck mini tips,  .i Gratia Opal dam kit (#324)\r","Resin light cured barrier, methacrylate- based resin for isolaTing tissue  Kit 4 1,2 ml syringes, 10 20 ga  tips , 10 malck mini tips,  .i Gratia Opal dam kit (#324)\r","Kit"]
["RT296-10-063","Dental imaging","Cover, dental, protective, intra oral imaging plate, .i Gratia Digora Opticover (980 2752) Size 0 1 pack 250 pieces ICN 18 187 7532\n","Cover, dental, protective, intra oral imaging plate, .i Gratia Digora Opticover (980 2752) Size 0 1 pack 250 pieces ICN 18 187 7532\n","pack"]
["RT296-10-064","Dental imaging","Cover, dental, protective, intra oral imaging plate, .i Gratia Digora Opticover (980 2753) Size 1,  1 pack 250 pieces ICN 18 187 7534\n","Cover, dental, protective, intra oral imaging plate, .i Gratia Digora Opticover (980 2753) Size 1,  1 pack 250 pieces ICN 18 187 7534\n","pack"]
["RT296-10-065","Dental imaging","Cover, dental, protective, intra oral imaging plate, .i Gratia Digora Opticover (980 2754) Size 3, 1 pack 250 pieces ICN 18 187 7538\n","Cover, dental, protective, intra oral imaging plate, .i Gratia Digora Opticover (980 2754) Size 3, 1 pack 250 pieces ICN 18 187 7538\n","pack"]
["RT296-10-066","Dental imaging","Cover, dental, protective, intra oral imaging plate, .i Gratia Digora Opticover (980 2755) Size 2,  1 pack 250 pieces ICN 18 187 7537\n","Cover, dental, protective, intra oral imaging plate, .i Gratia Digora Opticover (980 2755) Size 2,  1 pack 250 pieces ICN 18 187 7537\n","pack"]
["RT296-10-067","Dental imaging","Cover, dental, protective, intra oral imaging plate, .i Gratia Digora Hygiene Bag (900-183) SDX Hygiene Bag Size 0; 1 pack with 200 pieces ICN 18-187-7555\n","Cover, dental, protective, intra oral imaging plate, .i Gratia Digora Hygiene Bag (900-183) SDX Hygiene Bag Size 0; 1 pack with 200 pieces ICN 18-187-7555\n","pack"]
["RT296-10-068","Dental imaging","Cover, dental, protective, intra oral imaging plate, .i Gratia Digora Hygiene Bag (900-184) SDX Hygiene Bag Size 1, 1 pack with 200 pieces ICN 18-187-7568\n","Cover, dental, protective, intra oral imaging plate, .i Gratia Digora Hygiene Bag (900-184) SDX Hygiene Bag Size 1, 1 pack with 200 pieces ICN 18-187-7568\n","pack"]
["RT296-10-069","Dental imaging","Cover, dental, protective, intra oral imaging plate, .i Gratia Digora Hygiene Bag (900-183) SDX Hygiene Bag Size 2; 1 pack with 200 pieces ICN 18-187-7569\n","Cover, dental, protective, intra oral imaging plate, .i Gratia Digora Hygiene Bag (900-183) SDX Hygiene Bag Size 2; 1 pack with 200 pieces ICN 18-187-7569\n","pack"]
["RT296-10-070","Dental imaging","Cover, dental, protective, intra oral imaging plate, .i Gratia Digora Hygiene Bag (900-183) SDX Hygiene Bag Size 3; 1 pack with 200 pieces ICN 18-187-7575\n","Cover, dental, protective, intra oral imaging plate, .i Gratia Digora Hygiene Bag (900-183) SDX Hygiene Bag Size 3; 1 pack with 200 pieces ICN 18-187-7575\n","pack"]
["RT296-10-071","Dental imaging","Plate, dental, imaging radiographic, .i Gratia Digora Optime imaging plate (900 199) Size 0 , 1 Each ICN 18-187-7542\r","Plate, dental, imaging radiographic, .i Gratia Digora Optime imaging plate (900 199) Size 0 , 1 Each ICN 18-187-7542\r","each"]
["RT296-10-072","Dental imaging","Plate, dental, imaging radiographic, .i Gratia Digora Optime imaging plate (900 200) Size 1 , 1 Each ICN 18-187-7544\r","Plate, dental, imaging radiographic, .i Gratia Digora Optime imaging plate (900 200) Size 1 , 1 Each ICN 18-187-7544\r","each"]
["RT296-10-073","Dental imaging","Plate, dental, imaging radiographic, .i Gratia Digora Optime imaging plate (900 201) Size2 , 1 Each ICN 18-187-7545\r","Plate, dental, imaging radiographic, .i Gratia Digora Optime imaging plate (900 201) Size2 , 1 Each ICN 18-187-7545\r","each"]
["RT296-10-074","Dental imaging","Plate, dental, imaging radiographic, .i Gratia Digora Optime imaging plate (900 202) Size 3 , 1 Each ICN 18-187-7521\r","Plate, dental, imaging radiographic, .i Gratia Digora Optime imaging plate (900 202) Size 3 , 1 Each ICN 18-187-7521\r","each"]
["RT296-10-075","Dental imaging","Plate, dental, imaging storage, radiographic, .i Gratia Digora Optime Storage Box (980-2541) Single Imaging Plate Storage Box ICN 18-187-7831\r","Plate, dental, imaging storage, radiographic, .i Gratia Digora Optime Storage Box (980-2541) Single Imaging Plate Storage Box ICN 18-187-7831\r","each"]
["RT296-11-001","Burs","Bur, clinical dental, finishing:  ISO No. 310 204 001 071 014, Steel, RA Std, Round, Fine Cut, Dia 1,4 mm\r\n1 pack 6 pieces\r\n.i Gratia:  Komet (Fig.41)\r\n\rICN: 18-970-2212 PK","Bur, clinical dental, finishing:  ISO No. 310 204 001 071 014, Steel, RA Std, Round, Fine Cut, Dia 1,4 mm\n1 pack 6 pieces\n.i Gratia:  Komet (Fig.41)\n","pack"]
["RT296-11-002","Burs","Bur, clinical dental, finishing:  ISO No. 310 204 001 071 016, Steel, RA Std, Round, Fine Cut, Dia 1,6 mm\r\n1 pack 6 pieces\r\n.i Gratia:  Komet (Fig.41)\r\n\rICN: 18-970-2215 PK","Bur, clinical dental, finishing:  ISO No. 310 204 001 071 016, Steel, RA Std, Round, Fine Cut, Dia 1,6 mm\n1 pack 6 pieces\n.i Gratia:  Komet (Fig.41)\n","pack"]
["RT296-11-003","Burs","Bur, clinical dental, finishing:  ISO No. 310 204 001 071 023, Steel, RA Std, Round, Fine Cut, Dia 2,3 mm\r\n1 pack 6 pieces\r\n.i Gratia:  Komet (Fig.41)\r\n\rICN: 18-008-3193 PK","Bur, clinical dental, finishing:  ISO No. 310 204 001 071 023, Steel, RA Std, Round, Fine Cut, Dia 2,3 mm\n1 pack 6 pieces\n.i Gratia:  Komet (Fig.41)\n","pack"]
["RT296-11-004","Burs","Bur, clinical dental, finishing:  ISO No. 310 204 237 071 014, Steel, RA Std, Pear, Fine Cut, Dia 1,4 mm\r\n1 pack 6 pieces\r\n.i Gratia:  Komet (Fig.47)\r\n\rICN:18-008-3189 PK","Bur, clinical dental, finishing:  ISO No. 310 204 237 071 014, Steel, RA Std, Pear, Fine Cut, Dia 1,4 mm\n1 pack 6 pieces\n.i Gratia:  Komet (Fig.47)\n","pack"]
["RT296-11-005","Burs","Bur, clinical dental, finishing:  ISO No. 310 204 237 071 016, Steel, RA Std, Pear, Fine Cut, Dia 1,6 mm \r\n1 pack 6 pieces\r\n.i Gratia:  Komet (Fig.47)\r\n\rICN: 18-970-7718 PK","Bur, clinical dental, finishing:  ISO No. 310 204 237 071 016, Steel, RA Std, Pear, Fine Cut, Dia 1,6 mm \n1 pack 6 pieces\n.i Gratia:  Komet (Fig.47)\n","pack"]
["RT296-11-006","Burs","Bur, clinical dental, finishing:  ISO No. 310 204 237 071 023, Steel, RA Std, Pear, Fine Cut, Dia 2,3 mm\r\n1 pack 6 pieces\r\n.i Gratia:  Komet (Fig.47)\r\n\rICN: 18-970-7719 PK","Bur, clinical dental, finishing:  ISO No. 310 204 237 071 023, Steel, RA Std, Pear, Fine Cut, Dia 2,3 mm\n1 pack 6 pieces\n.i Gratia:  Komet (Fig.47)\n","pack"]
["RT296-11-007","Burs","Bur, clinical dental, finishing:  ISO No. 310 204 243 071 010, Steel, RA Std, Flame (4,6 mm), Fine Cut, Dia 1,0 mm\r\n1 pack 6 pieces\r\n.i Gratia:  Komet (Fig.48)\r\n\rICN: 18-9707716 PK","Bur, clinical dental, finishing:  ISO No. 310 204 243 071 010, Steel, RA Std, Flame (4,6 mm), Fine Cut, Dia 1,0 mm\n1 pack 6 pieces\n.i Gratia:  Komet (Fig.48)\n\n","pack"]
["RT296-11-008","Burs","Bur, clinical dental, finishing:  ISO No. 310 204 243 071 014, Steel, RA Std, Flame (5,1 mm), Fine Cut, Dia 1,4 mm\r\n1 pack 6 pieces\r\n.i Gratia:  Komet (Fig.48)\r\n\rICN: 18-970-2188 PK","Bur, clinical dental, finishing:  ISO No. 310 204 243 071 014, Steel, RA Std, Flame (5,1 mm), Fine Cut, Dia 1,4 mm\n1 pack 6 pieces\n.i Gratia:  Komet (Fig.48)\n\n","pack"]
["RT296-11-009","Burs","Bur, clinical dental, finishing:  ISO No. 310 204 243 071 018, Steel, RA Std, Flame (5,7 mm), Fine Cut, Dia 1,8 mm\r\n1 pack 6 pieces\r\n.i Gratia:  Komet (Fig.48)\r\n\rICN: 18-970-7717 PK","Bur, clinical dental, finishing:  ISO No. 310 204 243 071 018, Steel, RA Std, Flame (5,7 mm), Fine Cut, Dia 1,8 mm\n1 pack 6 pieces\n.i Gratia:  Komet (Fig.48)\n","pack"]
["RT296-11-010","Burs","Bur, clinical dental, finishing: ISO No. 310 204 243 071 023, Steel, RA Std, Flame (6,3 mm) Fine Cut, Dia 2,3 mm 1 pack 6 pieces Exempli Gratia: Komet (Fig.48)                                                                                                                        ICN: 18-008-3186 PK","Bur, clinical dental, finishing: ISO No. 310 204 243 071 023, Steel, RA Std, Flame (6,3 mm) Fine Cut, Dia 2,3 mm 1 pack 6 pieces Exempli Gratia: Komet (Fig.48)                                                                                                                       "]
["RT296-11-011","Burs","Bur, clinical dental, finishing:  ISO No. 310 204 243 071 023, Steel, RA Std, Flame (6,3 mm) Fine Cut, Dia 2,3 mm\r\n1 pack 6 pieces\r\n.i Gratia:  Komet (Fig.48)\r\n\rICN: 18-008-3186 PK","Bur, clinical dental, finishing:  ISO No. 310 204 243 071 023, Steel, RA Std, Flame (6,3 mm) Fine Cut, Dia 2,3 mm\n1 pack 6 pieces\n.i Gratia:  Komet (Fig.48)\n","pack"]
["RT296-11-012","Burs","Mandrel, lab, dental handpiece:  ISO No. 311 104 603 391 050, Steel RP, HP Std, Huey`s, Std, Dia 5,0 mm\r\nEach\r\n.i Gratia:  Komet (Fig.303)\r\n\rICN: 18-970-2454 PK","Mandrel, lab, dental handpiece:  ISO No. 311 104 603 391 050, Steel RP, HP Std, Huey`s, Std, Dia 5,0 mm\nEach\n.i Gratia:  Komet (Fig.303)\n","each"]
["RT296-11-013","Burs","Mandrel, lab, dental handpiece:  ISO No. 311 104 604 391 090, Steel RP, HP Std, Huey`s, Reinforced, Dia 8,0 mm\r\nEach\r\n.i Gratia:  Komet (Fig.305.080)\r\n\rICN: 18-970-7844 EA","Mandrel, lab, dental handpiece:  ISO No. 311 104 604 391 090, Steel RP, HP Std, Huey`s, Reinforced, Dia 8,0 mm\nEach\n.i Gratia:  Komet (Fig.305.080)\n","each"]
["RT296-11-014","Burs","Mandrel, lab, dental handpiece:  ISO No. 311 104 610 415, Steel RP, HP Std, Spindle with Shoulder Coarse Thread\nEach\n.i Gratia:  Komet (Fig.301 L)\nICN: 18-974-2270 EA","Mandrel, lab, dental handpiece:  ISO No. 311 104 610 415, Steel RP, HP Std, Spindle with Shoulder Coarse Thread\nEach\n.i Gratia:  Komet (Fig.301 L)\n","each"]
["RT296-11-015","Burs","Mandrel, lab, dental handpiece:  ISO No. 311 104 615 421, Steel RP, HP Std, Moore`s \r\nEach \r\n.i Gratia:  Komet (Fig.327)\r\n\rICN: 18-970-2456 EA","Mandrel, lab, dental handpiece:  ISO No. 311 104 615 421, Steel RP, HP Std, Moore`s \nEach \n.i Gratia:  Komet (Fig.327)\n\n","each"]
["RT296-11-016","Burs","Mandrel, clinical dental handpiece:  ISO No. 311 204 603 391 050, Steel RP, RA Std, Huey`s, Std, Dia 5,0 mm\r\nEach\r\n.i Gratia:  Komet (Fig.303)\r\n\rICN: 18-970-2453 EA","Mandrel, clinical dental handpiece:  ISO No. 311 204 603 391 050, Steel RP, RA Std, Huey`s, Std, Dia 5,0 mm\nEach\n.i Gratia:  Komet (Fig.303)\n","each"]
["RT296-11-017","Burs","Mandrel, clinical dental handpiece:  ISO No. 311 204 615 421, Steel RP, RA Std, Moore`s\r\nEach\r\n.i Gratia:  Komet (Fig.327)\r\n\rICN: 18-970-2455 EA","Mandrel, clinical dental handpiece:  ISO No. 311 204 615 421, Steel RP, RA Std, Moore`s\nEach\n.i Gratia:  Komet (Fig.327)\n","each"]
["RT296-11-018","Burs","Mandrel, clinical dental handpiece:  Steel, Stainless, RA Std, Pop-On, Low Profile\r\nEach\r\n.i Gratia:  3M - Pop-On\r\n\rICN: 18-974-0543 EA","Mandrel, clinical dental handpiece:  Steel, Stainless, RA Std, Pop-On, Low Profile\nEach\n.i Gratia:  3M - Pop-On\n","each"]
["RT296-11-019","Burs","Bur, lab, dental, excavaTing:  ISO No. 500 104 001 001 006, Tungsten Carbide, HP Std, Round, Plain Cut, Dia 0,6mm\r\nEach \r\n.i Gratia:  Komet (Fig.H1)\r\n\rICN: 18-970-6855 EA","Bur, lab, dental, excavaTing:  ISO No. 500 104 001 001 006, Tungsten Carbide, HP Std, Round, Plain Cut, Dia 0,6mm\nEach \n.i Gratia:  Komet (Fig.H1)\n","each"]
["RT296-11-020","Burs","Bur, lab, dental, excavaTing:  ISO No. 500 104 001 001 014, Tungsten Carbide, HP Std, Round, Plain Cut, Dia 1,4 mm\r\nEach\r\n.i Gratia:  Komet (Fig.H1)\r\n\rICN: 18-970-7703 EA","Bur, lab, dental, excavaTing:  ISO No. 500 104 001 001 014, Tungsten Carbide, HP Std, Round, Plain Cut, Dia 1,4 mm\nEach\n.i Gratia:  Komet (Fig.H1)\n","each"]
["RT296-11-021","Burs","Bur, lab, dental, excavaTing:  ISO No. 500 104 001 001 027, Tungsten Carbide, HP Std, Round, Plain Cut, Dia 2,7 mm\r\nEach\r\n.i Gratia:  Komet (Fig.H1)\r\n\rICN: 18-970-7704 EA","Bur, lab, dental, excavaTing:  ISO No. 500 104 001 001 027, Tungsten Carbide, HP Std, Round, Plain Cut, Dia 2,7 mm\nEach\n.i Gratia:  Komet (Fig.H1)\n","each"]
["RT296-11-022","Burs","Bur, dental, excavaTing:  ISO No. 500 104 010 001 018, Tungsten Carbide, HP Std, Inv Cone, Plain Cut, Dia 1,8 mm\r\nEach\r\n.i Gratia:  Komet (Fig.H2)\r\n\rICN: 18-970-7715 EA","Bur, dental, excavaTing:  ISO No. 500 104 010 001 018, Tungsten Carbide, HP Std, Inv Cone, Plain Cut, Dia 1,8 mm\nEach\n.i Gratia:  Komet (Fig.H2)\n","each"]
["RT296-11-023","Burs","Bur, dental, excavaTing:  ISO No. 500 104 137 006 014, Tungsten Carbide, HP Std, Cylinder Round (4,4 mm), Plain Cut, Dia 1,4 mm\r\nEach\r\n.i Gratia:  Komet (Fig.H2IR)\r\n\rICN: 18-970-7706 EA","Bur, dental, excavaTing:  ISO No. 500 104 137 006 014, Tungsten Carbide, HP Std, Cylinder Round (4,4 mm), Plain Cut, Dia 1,4 mm\nEach\n.i Gratia:  Komet (Fig.H2IR)\n","each"]
["RT296-11-024","Burs","Bur, dental, excavaTing:  ISO No. 500 104 168 007 012, Tungsten Carbide, HP Std, Tapered Flat (4,8 mm), Cross Cut, Dia 1,2 mm\r\nEach\r\n.i Gratia:  Komet (Fig.H33)\r\n\rICN: 18-970-3667 EA","Bur, dental, excavaTing:  ISO No. 500 104 168 007 012, Tungsten Carbide, HP Std, Tapered Flat (4,8 mm), Cross Cut, Dia 1,2 mm\nEach\n.i Gratia:  Komet (Fig.H33)\n","each"]
["RT296-11-025","Burs","Bur, dental, excavaTing:  ISO No. 500 104 168 007 021, Tungsten Carbide, HP Std, Tapered Flat (4,8 mm), Cross Cut, Dia 2,1 mm\r\nEach\r\n.i Gratia:  Komet (Fig.H33)\r\n\rICN: 18-970-8745 EA","Bur, dental, excavaTing:  ISO No. 500 104 168 007 021, Tungsten Carbide, HP Std, Tapered Flat (4,8 mm), Cross Cut, Dia 2,1 mm\nEach\n.i Gratia:  Komet (Fig.H33)\n","each"]
["RT296-11-026","Burs","Bur, dental, excavaTing:  ISO No. 500 204 001 001 008, Tungsten Carbide, RA Std, Round, Plain Cut, Dia 0,8 mm\r\nEach\r\n.i Gratia:  Komet (Fig.H1)\r\n\rICN: 18-970-5675 EA","Bur, dental, excavaTing:  ISO No. 500 204 001 001 008, Tungsten Carbide, RA Std, Round, Plain Cut, Dia 0,8 mm\nEach\n.i Gratia:  Komet (Fig.H1)\n","each"]
["RT296-11-027","Burs","Bur, dental, excavaTing:  ISO No. 500 204 001 H1S 010, Tungsten Carbide, RA Std, Round, High-Efficiency Cut, Dia 1,0 mm\r\nEach\r\n.i Gratia:  Komet (Fig.H1S)\r\n\rICN: 18-970-7695 EA","Bur, dental, excavaTing:  ISO No. 500 204 001 H1S 010, Tungsten Carbide, RA Std, Round, High-Efficiency Cut, Dia 1,0 mm\nEach\n.i Gratia:  Komet (Fig.H1S)\n","each"]
["RT296-11-028","Burs","Bur, dental, excavaTing:  ISO No. 500 204 001 H1S 014, Tungsten Carbide, RA Std, Round, High-Efficiency Cut, Dia 1,4 mm\r\nEach\r\n.i Gratia:  Komet (Fig.H1S)\r\n\rICN: 18-970-7696 EA","Bur, dental, excavaTing:  ISO No. 500 204 001 H1S 014, Tungsten Carbide, RA Std, Round, High-Efficiency Cut, Dia 1,4 mm\nEach\n.i Gratia:  Komet (Fig.H1S)\n","each"]
["RT296-11-029","Burs","Bur, dental, excavaTing:  ISO No. 500 204 001 H1S 018, Tungsten Carbide, RA Std, Round, High-Efficiency Cut, Dia 1,8 mm\r\nEach\r\n.i Gratia:  Fig.H1S)\r\n\rICN: 18-970-7697 EA","Bur, dental, excavaTing:  ISO No. 500 204 001 H1S 018, Tungsten Carbide, RA Std, Round, High-Efficiency Cut, Dia 1,8 mm\nEach\n.i Gratia:  Fig.H1S)\n","each"]
["RT296-11-030","Burs","Bur, dental, excavaTing:  ISO No. 500 204 001 H1S 023, Tungsten Carbide, RA Std, round, High-Efficiency Cut, Dia 2,3 mm\r\nEach\r\n.i Gratia:  Komet (Fig.H1S)\r\n\rICN: 18-970-7698 EA","Bur, dental, excavaTing:  ISO No. 500 204 001 H1S 023, Tungsten Carbide, RA Std, round, High-Efficiency Cut, Dia 2,3 mm\nEach\n.i Gratia:  Komet (Fig.H1S)\n","each"]
["RT296-11-031","Burs","Bur, dental, excavaTing:  ISO No. 500 204 010 001 012, Tungsten Carbide, RA Std, Inv Cone, Plain Cut, Dia 1,2 mm\r\nEach\r\n.i Gratia:  Komet (Fig.H2)\r\n\rICN: 18-970-3662 EA","Bur, dental, excavaTing:  ISO No. 500 204 010 001 012, Tungsten Carbide, RA Std, Inv Cone, Plain Cut, Dia 1,2 mm\nEach\n.i Gratia:  Komet (Fig.H2)\n","each"]
["RT296-11-032","Burs","Bur, dental, excavaTing:  ISO No. 500 204 010 001 018, Tungsten Carbide, RA Std, Inv Cone, Plain Cut, Dia 1,8 mm\r\nEach\r\n.i Gratia:  Komet (Fig.H2)\r\n\rICN: 18-970-4801 EA","Bur, dental, excavaTing:  ISO No. 500 204 010 001 018, Tungsten Carbide, RA Std, Inv Cone, Plain Cut, Dia 1,8 mm\nEach\n.i Gratia:  Komet (Fig.H2)\n","each"]
["RT296-11-033","Burs","Bur, dental, excavaTing:  ISO No. 500 204 171 006 009, Tungsten Carbide, RA Std, Tapered Flat (5,2 mm), Plain Cut, Dia 0,9 mm\r\nEach\r\n.i Gratia:  Komet (Fig.H23L)\r\n\rICN: 18-970-7700 EA","Bur, dental, excavaTing:  ISO No. 500 204 171 006 009, Tungsten Carbide, RA Std, Tapered Flat (5,2 mm), Plain Cut, Dia 0,9 mm\nEach\n.i Gratia:  Komet (Fig.H23L)\n","each"]
["RT296-11-034","Burs","Bur, dental, excavaTing:  ISO No. 500 204 137 006 010, Tungsten Carbide, RA Std, Cylinder Round (4,2 mm), Plain Cut, Dia 1,0 mm\r\nEach\r\n.i Gratia:  Komet (Fig.H21R)\r\n\rICN: 18-970-5664 EA","Bur, dental, excavaTing:  ISO No. 500 204 137 006 010, Tungsten Carbide, RA Std, Cylinder Round (4,2 mm), Plain Cut, Dia 1,0 mm\nEach\n.i Gratia:  Komet (Fig.H21R)\n","each"]
["RT296-11-035","Burs","Bur, dental, excavaTing:  ISO No. 500 314 H1S 010, Tungsten Carbide, FG Std, Round, High-Efficiency Cut, Dia 1,0 mm\r\nEach\r\n.i Gratia:  Komet (Fig.H1S)\r\n\rICN: 18-970-4212 EA","Bur, dental, excavaTing:  ISO No. 500 314 H1S 010, Tungsten Carbide, FG Std, Round, High-Efficiency Cut, Dia 1,0 mm\nEach\n.i Gratia:  Komet (Fig.H1S)\n","each"]
["RT296-11-036","Burs","Bur, dental, excavaTing:  ISO No. 500 314 001 H1S 014, Tungsten Carbide, FG Std, Found, High-Efficiency Cut Dia 1,4 mm\r\nEach\r\n.i Gratia:  Komet (Fig.H1S)\r\n\rICN: 18-970-4213 EA","Bur, dental, excavaTing:  ISO No. 500 314 001 H1S 014, Tungsten Carbide, FG Std, Found, High-Efficiency Cut Dia 1,4 mm\nEach\n.i Gratia:  Komet (Fig.H1S)\n","each"]
["RT296-11-037","Burs","Bur, dental, excavaTing:  ISO No. 500 314 010 001 012, Tungsten Carbide, FG Std, Inv Cone, Plain Cut, Dia 1,2 mm\r\nEach\r\n.i Gratia:  Komet (Fig.H2)\r\n\rICN: 18-970-5670 EA","Bur, dental, excavaTing:  ISO No. 500 314 010 001 012, Tungsten Carbide, FG Std, Inv Cone, Plain Cut, Dia 1,2 mm\nEach\n.i Gratia:  Komet (Fig.H2)\n","each"]
["RT296-11-038","Burs","Bur, dental, excavaTing:  ISO No. 500 314 107 006 014, tungsten Carbide, FG Std, Cyl Flat (4,4 mm), Plain Cut, Dia 1,4 mm\r\nEach\r\n.i Gratia:  Komet (Fig.H21)\r\n\rICN: 18-970-4220 EA","Bur, dental, excavaTing:  ISO No. 500 314 107 006 014, tungsten Carbide, FG Std, Cyl Flat (4,4 mm), Plain Cut, Dia 1,4 mm\nEach\n.i Gratia:  Komet (Fig.H21)\n\n","each"]
["RT296-11-039","Burs","Bur, dental , excavaTing: ISO No.500 314 107 007 010, Tungsten Carbide, FG Std, Cyliner Round(4.2 mm), Cross Cut, Dia 1,4mm\r\nEach\r\n.i Gratia: Komet (Fig.H31)\r\n\rICN: 18-970-5665 EA","Bur, dental , excavaTing: ISO No.500 314 107 007 010, Tungsten Carbide, FG Std, Cyliner Round(4.2 mm), Cross Cut, Dia 1,4mm\nEach\n.i Gratia: Komet (Fig.H31)\n","each"]
["RT296-11-040","Burs","Bur, dental, excavaTing:  ISO No. 500 314 137 006 010, Tungsten Carbide, FG Std, Cylinder round (4,2 mm), Plain Cut, Dia 1,0 mm\r\nEach\r\n.i Gratia:  Komet (Fig.H21R)\r\n\rICN: 18-970-7741 EA","Bur, dental, excavaTing:  ISO No. 500 314 137 006 010, Tungsten Carbide, FG Std, Cylinder round (4,2 mm), Plain Cut, Dia 1,0 mm\nEach\n.i Gratia:  Komet (Fig.H21R)\n\n","each"]
["RT296-11-041","Burs","Bur, dental, excavaTing:  ISO No. 500 314 137 006 014, Tungsten Carbide, FG Std, Cylinder Round (4,4 mm), Plain Cut, Dia 1,4 mm\r\nEach\r\n.i Gratia:  Komet (Fig.H21R)\r\nICN: 18-970-5669 EA","Bur, dental, excavaTing:  ISO No. 500 314 137 006 014, Tungsten Carbide, FG Std, Cylinder Round (4,4 mm), Plain Cut, Dia 1,4 mm\nEach\n.i Gratia:  Komet (Fig.H21R)\n","each"]
["RT296-11-042","Burs","Bur, dental, excavaTing:  ISO No. 500 314 168 006 021, Tungsten Carbide, FG Std, Tapered Flat (4,8 mm), Plain Cut, Dia 2,1 mm\r\nEach\r\n.i Gratia:  Komet (Fig.H23)\r\n\rICN: 18-970-7692 EA","Bur, dental, excavaTing:  ISO No. 500 314 168 006 021, Tungsten Carbide, FG Std, Tapered Flat (4,8 mm), Plain Cut, Dia 2,1 mm\nEach\n.i Gratia:  Komet (Fig.H23)\n","each"]
["RT296-11-043","Burs","Bur, dental, excavaTing:  ISO No. 500 314 171 006 012, Tungsten Carbide, FG Std, Tapered Flat (6,0 mm), Plain Cut, Dia 1,2 mm\r\nEach\r\n.i Gratia:  Komet (Fig.H23L)\r\n\rICN: 18-970-7694 EA","Bur, dental, excavaTing:  ISO No. 500 314 171 006 012, Tungsten Carbide, FG Std, Tapered Flat (6,0 mm), Plain Cut, Dia 1,2 mm\nEach\n.i Gratia:  Komet (Fig.H23L)\n","each"]
["RT296-11-044","Burs","Bur, dental, finishing:  ISO No. 500 314 534 072 009, Tungsten Carbide, FG Std, Torpedo (3,0 mm), Fine Cut, Dia 0,9 mm\r\nEach\r\n.i Gratia:  Komet (Fig.H248)\r\n\rICN: 18-970-7736 EA","Bur, dental, finishing:  ISO No. 500 314 534 072 009, Tungsten Carbide, FG Std, Torpedo (3,0 mm), Fine Cut, Dia 0,9 mm\nEach\n.i Gratia:  Komet (Fig.H248)\n","each"]
["RT296-11-045","Burs","Bur, dental, finishing:  ISO No. 500 314 289 072 010, Tungsten Carbide, FG Std, Torpedo (8,0 mm), Fine Cut, Dia 1,0 mm\r\nEach\r\n.i Gratia:  Komet (Fig.H283)\r\n\rICN: 18-008-3217 EA","Bur, dental, finishing:  ISO No. 500 314 289 072 010, Tungsten Carbide, FG Std, Torpedo (8,0 mm), Fine Cut, Dia 1,0 mm\nEach\n.i Gratia:  Komet (Fig.H283)\n\n","each"]
["RT296-11-046","Burs","Bur, dental surgery:  ISO No. 500 104 001 291 018, Tungsten Carbide, HP Std, Round, Bone Cutter, Dia 1,8 mm\r\nEach\r\n.i Gratia:  Komet (Fig.H141)\r\n\rICN: 18-970-7724 EA","Bur, dental surgery:  ISO No. 500 104 001 291 018, Tungsten Carbide, HP Std, Round, Bone Cutter, Dia 1,8 mm\nEach\n.i Gratia:  Komet (Fig.H141)\n","each"]
["RT296-11-047","Burs","Bur, dental surgery:  ISO No. 500 104 291 023, Tungsten Carbide, HP Std, Round, Bone Cutter, Dia 2,3 mm\r\nEach\r\n.i Gratia:  Komet (Fig.H141)\r\n\rICN: 18-970-5364 EA","Bur, dental surgery:  ISO No. 500 104 291 023, Tungsten Carbide, HP Std, Round, Bone Cutter, Dia 2,3 mm\nEach\n.i Gratia:  Komet (Fig.H141)\n","each"]
["RT296-11-048","Burs","Bur, dental surgery:  ISO No. 500 104 408 297 016, Tungsten Carbide, HP Std, Tapered (9,0 mm), Bone Cutter, Dia 1,6 mm\r\nEach \r\n.i Gratia:  Komet (Fig.H162)\r\n\rICN: 18-970-7725 EA","Bur, dental surgery:  ISO No. 500 104 408 297 016, Tungsten Carbide, HP Std, Tapered (9,0 mm), Bone Cutter, Dia 1,6 mm\nEach \n.i Gratia:  Komet (Fig.H162)\n","each"]
["RT296-11-049","Burs","Bur, dental surgery:  ISO No. 500 104 409 297 021, Tungsten Carbide, HP Std, Tapered (10 mm), Bone Cutter, Dia 2,1 mm\r\nEach\r\n.i Gratia:  Komet (Fig.H166)\r\n\rICN: 18-970-5365 EA","Bur, dental surgery:  ISO No. 500 104 409 297 021, Tungsten Carbide, HP Std, Tapered (10 mm), Bone Cutter, Dia 2,1 mm\nEach\n.i Gratia:  Komet (Fig.H166)\n","each"]
["RT296-11-050","Burs","Bur, dental surgery:ISO No. 500 205 001 291 018, Tungsten Carbide, RA Long, Round, Bone Cutter, Dia 1,8 mm\r\nEach\r\n.i Gratia:  Komet (Fig.H141)\r\n\rICN: 18-970-7722 EA","Bur, dental surgery:ISO No. 500 205 001 291 018, Tungsten Carbide, RA Long, Round, Bone Cutter, Dia 1,8 mm\nEach\n.i Gratia:  Komet (Fig.H141)\n","each"]
["RT296-11-051","Burs","Bur, dental surgery:  ISO No. 500 205 001 291 023, Tungsten Carbide, RA Long, Round, Bone Cutter, Dia 2,3 mm\r\nEach\r\n.i Gratia:  Komet (Fig.H141)\r\n\rICN: 18-970-5672 EA","Bur, dental surgery:  ISO No. 500 205 001 291 023, Tungsten Carbide, RA Long, Round, Bone Cutter, Dia 2,3 mm\nEach\n.i Gratia:  Komet (Fig.H141)\n","each"]
["RT296-11-052","Burs","Bur, dental surgery:  ISO No. 500 205 408 297 016, Tungsten Carbide, RA Long, Tapered (9,0 mm) Bone Cutter, Dia 1,6 mm\r\nEach\r\n.i Gratia:  Komet (Fig.H162)\r\n\rICN: 18-970-7723 EA","Bur, dental surgery:  ISO No. 500 205 408 297 016, Tungsten Carbide, RA Long, Tapered (9,0 mm) Bone Cutter, Dia 1,6 mm\nEach\n.i Gratia:  Komet (Fig.H162)\n\n","each"]
["RT296-11-053","Burs","Bur, dental surgery:  ISO No. 500 205 409 297 021, Tungsten Carbide, RA Long, Tapered (10 mm), Bone Cutter, Dia 2,1 mm\r\nEach\r\n.i Gratia:  Komet (Fig.H166)\r\n\rICN: 18-970-5673 EA\r\n\r\n\r\n\r\n\r\n\r\n\r\n\r\n\r\n\r\n\r\n","Bur, dental surgery:  ISO No. 500 205 409 297 021, Tungsten Carbide, RA Long, Tapered (10 mm), Bone Cutter, Dia 2,1 mm\nEach\n.i Gratia:  Komet (Fig.H166)\n\n\n\n\n\n\n\n\n\n\n","each"]
["RT296-11-054","Burs","Bur, dental, excavaTing:  Tungsten Carbide, FG Std, Cylinder Round, Transmetal for CutTing Metals, Dia 1,2 mm\r\nEach\r\n.i Gratia:  Maillefer\r\n\rICN: 18-970-7965 EA","Bur, dental, excavaTing:  Tungsten Carbide, FG Std, Cylinder Round, Transmetal for CutTing Metals, Dia 1,2 mm\nEach\n.i Gratia:  Maillefer\n\n","each"]
["RT296-11-055","Burs","Bur, dental, excavaTing:  Tungsten Carbide, FG Std, Pear, Transmetal for CutTing Metals, Dia 1,0 mm\r\nEach\r\n.i Gratia:  Maillefer\r\n\rICN: 18-970-7966 EA","Bur, dental, excavaTing:  Tungsten Carbide, FG Std, Pear, Transmetal for CutTing Metals, Dia 1,0 mm\nEach\n.i Gratia:  Maillefer\n\n","each"]
["RT296-11-056","Burs","Bur, denture trimming:  ISO No. 500 104 137 190 060, Tungsten Carbide, HP Std, Cylinder Round (12 mm), Staggered Toothing, Dia 6,0 mm\r\nEach\r\n.i Gratia:  Komet (Fig.H72E)\r\n\rICN: 18-970-7708 EA","Bur, denture trimming:  ISO No. 500 104 137 190 060, Tungsten Carbide, HP Std, Cylinder Round (12 mm), Staggered Toothing, Dia 6,0 mm\nEach\n.i Gratia:  Komet (Fig.H72E)\n","each"]
["RT296-11-057","Burs","Bur, denture trimming:  ISO No. 500 104 194 190 050, Tungsten Carbide, HP Std, Tapered Round (13 mm), Staggered Toothing, Dia 5,0 mm\r\nEach\r\n.i Gratia:  Komet (Fig.H79E)\r\n\rICN: 18-970-7710 EA","Bur, denture trimming:  ISO No. 500 104 194 190 050, Tungsten Carbide, HP Std, Tapered Round (13 mm), Staggered Toothing, Dia 5,0 mm\nEach\n.i Gratia:  Komet (Fig.H79E)\n","each"]
["RT296-11-058","Burs","Bur, denture trimming:  ISO No. 500 104 263 190 060, Tungsten Carbide, HP Std, Bud (11 mm), Staggered Toothing, Dia 6,0 mm\r\nEach\r\n.i Gratia:  Komet (Fig.H351E)\r\n\rICN: 18-970-7712 EA","Bur, denture trimming:  ISO No. 500 104 263 190 060, Tungsten Carbide, HP Std, Bud (11 mm), Staggered Toothing, Dia 6,0 mm\nEach\n.i Gratia:  Komet (Fig.H351E)\n","each"]
["RT296-11-059","Burs","Bur, denture trimming:  ISO No. 500 104 274 190 060, Tungsten Carbide, HP Std, Grenade (14 mm), Staggered Toothing Dia 6,0 mm\r\nEach\r\n.i Gratia:  Komet (Fig.H251E)\r\n\rICN: 18-970-7714 EA","Bur, denture trimming:  ISO No. 500 104 274 190 060, Tungsten Carbide, HP Std, Grenade (14 mm), Staggered Toothing Dia 6,0 mm\nEach\n.i Gratia:  Komet (Fig.H251E)\n","each"]
["RT296-11-060","Burs","Bur, denture trimming:  ISO No. 500 104 292 141 023, Tungsten Carbide, HP Std, Torpedo (15 mm), Diamond Toothing Fine, Dia 2,3 mm\r\nEach\r\n.i Gratia:  Komet (Fig.H295DF)\r\n\rICN: 18-974-2269 EA","Bur, denture trimming:  ISO No. 500 104 292 141 023, Tungsten Carbide, HP Std, Torpedo (15 mm), Diamond Toothing Fine, Dia 2,3 mm\nEach\n.i Gratia:  Komet (Fig.H295DF)\n","each"]
["RT296-11-061","Burs","Bur, denture trimming:  ISO No. 500 104 292 190 023, Tungsten Carbide, HP Std, Torpedo (15 mm), Staggered Toothing, Dia 2,3 mm\r\nEach\r\n.i Gratia:  Komet (Fig.H295E)\r\n\rICN: 18-970-7709 EA","Bur, denture trimming:  ISO No. 500 104 292 190 023, Tungsten Carbide, HP Std, Torpedo (15 mm), Staggered Toothing, Dia 2,3 mm\nEach\n.i Gratia:  Komet (Fig.H295E)\n","each"]
["RT296-11-062","Burs","Bur, dental, excavaTing:  ISO No. 500 104 547 211 070, Tungsten Carbide, HP Std, Pin-Hole Cutter (3,3 mm), Plain Cut, Dia 7,0 mm\r\nEach\r\n.i Gratia:  Komet (Fig.H98)\r\n\rICN: 18-094-9821 EA","Bur, dental, excavaTing:  ISO No. 500 104 547 211 070, Tungsten Carbide, HP Std, Pin-Hole Cutter (3,3 mm), Plain Cut, Dia 7,0 mm\nEach\n.i Gratia:  Komet (Fig.H98)\n","each"]
["RT296-11-063","Burs","Bur, dental, excavaTing:  Diamond, FG Std, ST.11, Crown Cut TM\r\nEach\r\n.i Gratia:  Premier - Two Striper TM\r\n\rICN: 18-974-0628 EA","Bur, dental, excavaTing:  Diamond, FG Std, ST.11, Crown Cut TM\nEach\n.i Gratia:  Premier - Two Striper TM\n","each"]
["RT296-11-064","Burs","Bur, dental, excavaTing:  Diamond, FG Std, ST.8, Crown Cut TM\r\nEach\r\n.i Gratia:  Premier - Two Striper TM\r\n\rICN: 18-974-0629 EA","Bur, dental, excavaTing:  Diamond, FG Std, ST.8, Crown Cut TM\nEach\n.i Gratia:  Premier - Two Striper TM\n","each"]
["RT296-11-065","Burs","Bur, dental, excavaTing:  ISO No. 806 104 001 524 018, Diamond, HP Std, Round, Med Grit, Dia 1,8 mm\r\nEach\r\n.i Gratia:  Komet (Fig.801)\r\n\rICN: 18-970-7679 EA","Bur, dental, excavaTing:  ISO No. 806 104 001 524 018, Diamond, HP Std, Round, Med Grit, Dia 1,8 mm\nEach\n.i Gratia:  Komet (Fig.801)\n","each"]
["RT296-11-066","Burs","Bur, dental, excavaTing:  ISO No. 806 104 001 524 023, Diamond, HP Std, Round, Med Grit, Dia 2,3 mm\r\nEach\r\n.i Gratia:  Komet (Fig.801)\r\n\rICN: 18-970-7680 EA","Bur, dental, excavaTing:  ISO No. 806 104 001 524 023, Diamond, HP Std, Round, Med Grit, Dia 2,3 mm\nEach\n.i Gratia:  Komet (Fig.801)\n","each"]
["RT296-11-067","Burs","Bur, dental, excavaTing:  ISO No. 806 104 010 524 027, Diamond, HP Std, Inv Cone, Med Grit, Dia 2,7 mm\r\nEach\r\n.i Gratia:  Komet (Fig.805)\r\n\rICN: 18-970-5659 EA","Bur, dental, excavaTing:  ISO No. 806 104 010 524 027, Diamond, HP Std, Inv Cone, Med Grit, Dia 2,7 mm\nEach\n.i Gratia:  Komet (Fig.805)\n","each"]
["RT296-11-068","Burs","Bur, dental, excavaTing:  ISO No. 806 104 172 524 040, Diamond, HP Std, Tapered Flat (9,0 mm), Med Grit, Dia 4,0 mm\r\nEach\r\n.i Gratia:  Komet (Fig.854)\r\n\rICN: 18-970-7690 EA","Bur, dental, excavaTing:  ISO No. 806 104 172 524 040, Diamond, HP Std, Tapered Flat (9,0 mm), Med Grit, Dia 4,0 mm\nEach\n.i Gratia:  Komet (Fig.854)\n","each"]
["RT296-11-069","Burs","Bur, dental, excavaTing:  ISO No. 806 104 173 524 016, Diamond, HP Std, Tapered Flat (10,0 mm), Med Grit, Dia 1,6 mm\r\nEach\r\n.i Gratia:  Komet (Fig.848)\r\n\rICN: 18-970-7684 EA","Bur, dental, excavaTing:  ISO No. 806 104 173 524 016, Diamond, HP Std, Tapered Flat (10,0 mm), Med Grit, Dia 1,6 mm\nEach\n.i Gratia:  Komet (Fig.848)\n","each"]
["RT296-11-070","Burs","Bur, dental, excavaTing:  ISO No. 806 104 198 524 033, Diamond, HP Std, Tapered Round (9,0 mm), Med Grit, Dia 3,3 mm\r\nEach\r\n.i Gratia:  Komet (Fig.854R)\r\n\rICN: 18-008-3163 EA","Bur, dental, excavaTing:  ISO No. 806 104 198 524 033, Diamond, HP Std, Tapered Round (9,0 mm), Med Grit, Dia 3,3 mm\nEach\n.i Gratia:  Komet (Fig.854R)\n","each"]
["RT296-11-071","Burs","Bur, dental, excavaTing:  ISO No. 806 104 225 524 023, Diamond, HP Std, Inv Tapered (6,0 mm), Med Grit, Dia 2,3 mm\r\nEach\r\n.i Gratia:  (Fig.807)\r\n\rICN: 18-970-7681 EA","Bur, dental, excavaTing:  ISO No. 806 104 225 524 023, Diamond, HP Std, Inv Tapered (6,0 mm), Med Grit, Dia 2,3 mm\nEach\n.i Gratia:  (Fig.807)\n","each"]
["RT296-11-072","Burs","Bur, dental, excavaTing:  ISO No. 806 104 249 524 018, Diamond, HP Std, Flame (8,0 mm), Med Grit, Dia 1,8 mm\r\nEach\r\n.i Gratia:  Komet (Fig.862)\r\n\rICN: 18-970-7686 EA","Bur, dental, excavaTing:  ISO No. 806 104 249 524 018, Diamond, HP Std, Flame (8,0 mm), Med Grit, Dia 1,8 mm\nEach\n.i Gratia:  Komet (Fig.862)\n","each"]
["RT296-11-073","Burs","Bur, dental, excavaTing:  ISO No. 806 104 250 524 012, Diamond, HP Std, Flame (10 mm), Med Grit, Dia 1,2 mm\r\nEach\r\n.i Gratia:  Komet (Fig.863)\r\n\rICN: 18-970-7687 EA","Bur, dental, excavaTing:  ISO No. 806 104 250 524 012, Diamond, HP Std, Flame (10 mm), Med Grit, Dia 1,2 mm\nEach\n.i Gratia:  Komet (Fig.863)\n","each"]
["RT296-11-074","Burs","Bur, dental, excavaTing:  ISO No. 806 104 257 524 023, Diamond, HP Std, Bud (5,0 mm), Med Grit, Dia 2,3 mm\r\nEach\r\n.i Gratia:  Komet (Fig.368)\r\n\rICN: 18-970-7682 EA","Bur, dental, excavaTing:  ISO No. 806 104 257 524 023, Diamond, HP Std, Bud (5,0 mm), Med Grit, Dia 2,3 mm\nEach\n.i Gratia:  Komet (Fig.368)\n","each"]
["RT296-11-075","Burs","Bur, Dental, excavaTing: Iso 806 314 001 504 023, diamond HP Std, Round, Diam  023mm, Course  Each                           \n.i Gratia:  Edenta C801.314 023                                                                                                                                      ICN :","Bur, Dental, excavaTing: Iso 806 314 001 504 023, diamond HP Std, Round, Diam  023mm, Course  Each                           \n.i Gratia:  Edenta C801.314 023                                                                                                                                      "]
["RT296-11-076","Burs","Bur, Dental, excavaTing: Iso 806 314 001 504 029, diamond HP Std, Round, Diam  029mm, Course  Each                           \n.i Gratia:  Edenta C801.314 029                                                                                                                                      ICN :","Bur, Dental, excavaTing: Iso 806 314 001 504 029, diamond HP Std, Round, Diam  029mm, Course  Each                           \n.i Gratia:  Edenta C801.314 029                                                                                                                                      "]
["RT296-11-077","Burs","Bur, Dental, excavaTing: Iso 806 314 001 504 029, diamond HP Std, Round, Diam  029mm, Course  Each                           \n.i Gratia:  Edenta C801.314 029                                                                                                                                      ICN : ","Bur, Dental, excavaTing: Iso 806 314 001 504 029, diamond HP Std, Round, Diam  029mm, Course  Each                           \n.i Gratia:  Edenta C801.314 029                                                                                                                                      "]
["RT296-11-078","Burs","Bur, dental, excavaTing:  ISO No. 806 314 198 544 015, Diamond, FG Std, Tapered Round (8,0 mm), Super-Coarse Grit, Dia 1,5 mm\r\nEach\r\n.i Gratia:  Big Bite Diamond\r\n\rICN: 18-095-4831 EA","Bur, dental, excavaTing:  ISO No. 806 314 198 544 015, Diamond, FG Std, Tapered Round (8,0 mm), Super-Coarse Grit, Dia 1,5 mm\nEach\n.i Gratia:  Big Bite Diamond\n","each"]
["RT296-11-079","Burs","Bur, dental, excavaTing:  ISO No. 806 314 198 544 020, Diamond, FG Std, Tapered round (8,0 mm), Super-Coarse Grit, Dia 2,0 mm\r\nEach\r\n.i Gratia:  Big Bite Diamond\r\n\rICN: 18-095-4832 EA","Bur, dental, excavaTing:  ISO No. 806 314 198 544 020, Diamond, FG Std, Tapered round (8,0 mm), Super-Coarse Grit, Dia 2,0 mm\nEach\n.i Gratia:  Big Bite Diamond\n","each"]
["RT296-11-080","Burs","Bur, dental, excavaTing:  ISO No. 806 314 198 544 025, Diamond, FG Std, Tapered Round (8.0 mm), Super-Coarse Grit, Dia 2,5 mm\r\nEach\r\n.i Gratia:  Big Bite Diamond\r\n\rICN: 18-095-4833 EA","Bur, dental, excavaTing:  ISO No. 806 314 198 544 025, Diamond, FG Std, Tapered Round (8.0 mm), Super-Coarse Grit, Dia 2,5 mm\nEach\n.i Gratia:  Big Bite Diamond\n","each"]
["RT296-11-081","Burs","Bur, dental, excavaTing:  ISO No. 806 314 198 544 027, Diamond, FG Std, Tapered Round (8,0 mm), Super-Coarse Grit, Dia 2,7 mm\r\nEach\r\n.i Gratia:  Big Bite Diamond\r\n\rICN: 18-092-4834 EA","Bur, dental, excavaTing:  ISO No. 806 314 198 544 027, Diamond, FG Std, Tapered Round (8,0 mm), Super-Coarse Grit, Dia 2,7 mm\nEach\n.i Gratia:  Big Bite Diamond\n","each"]
["RT296-11-082","Burs","Bur, dental, excavaTing:  ISO No. 806 314 001 524 009, Diamond, FG Std, Round, Med Grit, Dia 0,9 mm\r\nEach\r\n.i Gratia:  Komet (Fig.801)\r\n\rICN: 18-970-2122 EA","Bur, dental, excavaTing:  ISO No. 806 314 001 524 009, Diamond, FG Std, Round, Med Grit, Dia 0,9 mm\nEach\n.i Gratia:  Komet (Fig.801)\n","each"]
["RT296-11-083","Burs","Bur, lab, dental, excavaTing: InLab System, MCX5, Grinder for glass and hybrid ceramics, Diamond, 0.6mm, 1.2mm, 1.4mm, 2.2mm         .i Gratia: Sirona InLab Diamond          Packaging: Each     ICN:18-182-2644         DOQ: EA\nRT296-11-083 to RT296-11-086 will be awarded as a series\n","Bur, lab, dental, excavaTing: InLab System, MCX5, Grinder for glass and hybrid ceramics, Diamond, 0.6mm, 1.2mm, 1.4mm, 2.2mm         \n.i Gratia: Sirona InLab Diamond          \nPackaging: Each \nItem RT296-11-083 to RT296-11-086 will be awarded as a series\n"]
["RT296-11-084","Burs","Bur, lab, dental, excavaTing: InLab System, MCX5, Diamond-coated for zirconia, 0.5mm, 1.0mm, 2.5mm                       .i Gratia: Sirona InLab Bur Zr02 DC        Packaging: Each     ICN:18-182-2653         DOQ: EA","Bur, lab, dental, excavaTing: InLab System, MCX5, Diamond-coated for zirconia, 0.5mm, 1.0mm, 2.5mm     \n Packaging: Each                    \n.i Gratia: Sirona InLab Bur Zr02 DC         "]
["RT296-11-085","Burs","Bur, lab, dental, excavaTing: InLab System, MCX5, for PMMA, wax, PEEK, 0.5mm, 1.0mm, 2.5mm                                .i Gratia: Sirona InLab Bur PMMA          Packaging: Each     ICN:18-182-2885         DOQ: EA","Bur, lab, dental, excavaTing: InLab System, MCX5, for PMMA, wax, PEEK, 0.5mm, 1.0mm, 2.5mm       \nPackaging: Each                            \n.i Gratia: Sirona InLab Bur PMMA           "]
["RT296-11-086","Burs","Bur, lab, dental, excavaTing: InLab System, MCX5, for composite resin, 0.5mm, 1.0mm, 2.5mm                                     .i Gratia: Sirona InLab Bur Composite          Packaging: Each     ICN:18-182-2889         DOQ: EA","Bur, lab, dental, excavaTing: InLab System, MCX5, for composite resin, 0.5mm, 1.0mm, 2.5mm                                     \n.i Gratia: Sirona InLab Bur Composite          \nPackaging: Each   "]
["RT296-11-087","Burs","Bur, dental, excavaTing:  ISO No. 806 314 001 524 012, Diamond, FG Std, Round, Med Grit, Dia 1,2 mm\nEach\n.i Gratia:  Komet (Fig.801)\nICN: 18-970-2123 EA\nRT296-11-087 to RT296-11-089","Bur, dental, excavaTing:  ISO No. 806 314 001 524 012, Diamond, FG Std, Round, Med Grit, Dia 1,2 mm\nEach\n.i Gratia:  Komet (Fig.801)\nItem RT296-11-087 to RT296-11-089 will be awarded as a series","each"]
["RT296-11-088","Burs","Bur, dental, excavaTing:  ISO No. 806 314 010 524 010, Diamond, FG Std, Inv Cone, Med Grit, Dia 1,0 mm\r\nEach\r\n.i Gratia:  Komet (Fig.805)\r\n\rICN: 18-970-6915 EA","Bur, dental, excavaTing:  ISO No. 806 314 010 524 010, Diamond, FG Std, Inv Cone, Med Grit, Dia 1,0 mm\nEach\n.i Gratia:  Komet (Fig.805)\n","each"]
["RT296-11-089","Burs","Bur, dental, excavaTing:  ISO No. 806 314 038 524 033, Diamond, FG Std, Double Cone (4,2 mm), Med Grit, Dia 3,3 mm\r\nEach\r\n.i Gratia:  Komet (Fig.811)\r\n\rICN: 18-970-7674 EA","Bur, dental, excavaTing:  ISO No. 806 314 038 524 033, Diamond, FG Std, Double Cone (4,2 mm), Med Grit, Dia 3,3 mm\nEach\n.i Gratia:  Komet (Fig.811)\n","each"]
["RT296-11-090","Burs","Bur, Dental:   ISO 808 314 165 534 018, Diamond, FG Needle                                                                                 .i Gratia:  Edenta G858.314.018                                                                                                                                ICN To be determined","Bur, Dental:   ISO 808 314 165 534 018, Diamond, FG Needle                                                                                 .i Gratia:  Edenta G858.314.018                                                                                                                                ","each"]
["RT296-11-091","Burs","Bur, dental, excavaTing:  ISO No. 806 314 068 524 040, Diamond, FG Std, Wheel Half-Circle Rim (1,0 mm), Dia 4,0 mm\r\nEach\r\n.i Gratia:  Komet (Fig.909)\r\n\rICN: 18-970-7758 EA","Bur, dental, excavaTing:  ISO No. 806 314 068 524 040, Diamond, FG Std, Wheel Half-Circle Rim (1,0 mm), Dia 4,0 mm\nEach\n.i Gratia:  Komet (Fig.909)\n","each"]
["RT296-11-092","Burs","Bur, dental, excavaTing:  ISO No. 806 314 107 524 010, Diamond, FG Std, Cyl Flat (4,0 mm), Med Grit, Dia 1,0 mm\r\nEach\r\n.i Gratia:  Komet (Fig.835)\r\n\rICN: 18-970-6911 EA","Bur, dental, excavaTing:  ISO No. 806 314 107 524 010, Diamond, FG Std, Cyl Flat (4,0 mm), Med Grit, Dia 1,0 mm\nEach\n.i Gratia:  Komet (Fig.835)\n","each"]
["RT296-11-093","Burs","Bur, Dental, ExcavaTing: ISO 806 314 001 534 018 diamond, course                                                                       .i Gratia:  Edenta G 801.314 018                                                                                                                                  ICN: ","Bur, Dental, ExcavaTing: ISO 806 314 001 534 018 diamond, course                                                                       .i Gratia:  Edenta G 801.314 018                                                                                                                                  ","each"]
["RT296-11-094","Burs","Bur , Dental, Soft Tissue Trimmer:  ISO ….249.314.016 (Iso not available yet),  Porcelain FG                                    \n .i Gratia:  Edenta STT249.314                                                                                                                           ICN ","Bur , Dental, Soft Tissue Trimmer:  ISO ….249.314.016 (Iso not available yet),  Porcelain FG                                    \n .i Gratia:  Edenta STT249.314                                                                                                                           ","each"]
["RT296-11-095","Burs","Bur , Dental, Soft Tissue Trimmer:  ISO ….2509.314.016 (Iso not available yet),  Porcelain FG                                     \n.i Gratia:  Edenta STT250.314                                                                                                                           ICN ","Bur , Dental, Soft Tissue Trimmer:  ISO ….2509.314.016 (Iso not available yet),  Porcelain FG                                     \n.i Gratia:  Edenta STT250.314                                                                                                                           ","each"]
["RT296-11-096","Burs","Bur, dental, excavaTing:  ISO No. 806 314 110 524 014, Diamond, FG Std, Cyl Flat (6,0 mm), Med Grit, Dia 1,4 mm\r\nEach\r\n.i Gratia:  Komet (Fig.836)\r\n\rICN: 18-970-5325 EA","Bur, dental, excavaTing:  ISO No. 806 314 110 524 014, Diamond, FG Std, Cyl Flat (6,0 mm), Med Grit, Dia 1,4 mm\nEach\n.i Gratia:  Komet (Fig.836)\n","each"]
["RT296-11-097","Burs","Bur, dental, excavaTing:  ISO No.806 314 137 524 012, Diamond, FG Std, Cylinder Round (4,0 mm), Med Grit, Dia 1,2 mm\r\nEach\r\n.i Gratia:  Komet (Fig.838)\r\n\rICN: 18-970-7072 EA","Bur, dental, excavaTing:  ISO No.806 314 137 524 012, Diamond, FG Std, Cylinder Round (4,0 mm), Med Grit, Dia 1,2 mm\nEach\n.i Gratia:  Komet (Fig.838)\n","each"]
["RT296-11-098","Burs","Bur, dental, excavaTing:  ISO No. 806 314 141 524 014, Diamond, FG Std, Cylinder Round (8,0 mm), Med Grit, Dia 1,4 mm\r\nEach\r\n.i Gratia:  Komet (Fig.881)\r\n\rICN: 18-9707759 EA","Bur, dental, excavaTing:  ISO No. 806 314 141 524 014, Diamond, FG Std, Cylinder Round (8,0 mm), Med Grit, Dia 1,4 mm\nEach\n.i Gratia:  Komet (Fig.881)\n","each"]
["RT296-11-099","Burs","Bur, dental, excavaTing:  ISO No. 806 314 150 524 012, Diamond, FG Std, Cyl End CutTing, Med Grit, Dia 1,2 mm\r\nEach\r\n.i Gratia:  Komet (Fig.839)\r\n\rICN: 18-970-3137 EA","Bur, dental, excavaTing:  ISO No. 806 314 150 524 012, Diamond, FG Std, Cyl End CutTing, Med Grit, Dia 1,2 mm\nEach\n.i Gratia:  Komet (Fig.839)\n","each"]
["RT296-11-100","Burs","Bur, dental, excavaTing:  ISO No. 806 314 156 524 010, Diamond, FG Std, Cylinder with Rounded Edges (4,0 mm), Med grit, Dia 1,0 mm\r\nEach\r\n.i Gratia:  Komet (Fig.835 KR)\r\n\rICN: 18-008-3162 EA\r\n","Bur, dental, excavaTing:  ISO No. 806 314 156 524 010, Diamond, FG Std, Cylinder with Rounded Edges (4,0 mm), Med grit, Dia 1,0 mm\nEach\n.i Gratia:  Komet (Fig.835 KR)\n","each"]
["RT296-11-101","Burs","Bur, dental, excavaTing;  ISO No. 806 314 157 524 014, Diamond, FG Std, Cylinder with Rounded Edges (6,0 mm), Med Grit, Dia 1,4 mm\r\nEach\r\n.i Gratia:  Komet (Fig.836KR)\r\n\rICN: 18-008-3166 EA","Bur, dental, excavaTing;  ISO No. 806 314 157 524 014, Diamond, FG Std, Cylinder with Rounded Edges (6,0 mm), Med Grit, Dia 1,4 mm\nEach\n.i Gratia:  Komet (Fig.836KR)\n","each"]
["RT296-11-102","Burs","Bur, dental, excavaTing:  ISO No. 806 314 171 524 016, Diamond, FG Std, Tapered Flat (6,0 mm), Med Grit, Dia 1,6 mm\r\nEach\r\n.i Gratia:  Komet (Fig.846)\r\n\rICN: 18-970-2118 EA","Bur, dental, excavaTing:  ISO No. 806 314 171 524 016, Diamond, FG Std, Tapered Flat (6,0 mm), Med Grit, Dia 1,6 mm\nEach\n.i Gratia:  Komet (Fig.846)\n","each"]
["RT296-11-103","Burs","Bur, dental, excavaTing:  ISO No. 806 314 198 524 018, Diamond, FG Std, Tapered round (8,0 mm), Med Grit, dial 1,8 mm\r\nEach\r\n.i Gratia:  Komet (Fig.856)\r\n\rICN: 18-970-7671 EA","Bur, dental, excavaTing:  ISO No. 806 314 198 524 018, Diamond, FG Std, Tapered round (8,0 mm), Med Grit, dial 1,8 mm\nEach\n.i Gratia:  Komet (Fig.856)\n","each"]
["RT296-11-104","Burs","Bur denture trimming: Student Laboratory kit, consisTing of two acrylic polishers, three HP Standard tungsten carbide cutters and one HP Standard mandrel as follow:\nISO No.658 104 201 534 150, Grey Silicon-carbide, HP Std, Bud 18.0 mm, Medium Grit, Dia 15 mm (e.g. Edenta 0662HP)\nISO No.658 900 372 533 220, White Silicone-carbide, Unmounted, Disc (3,0 mm), Coarse Grit, Dia 22 mm (e.g. Edenta 0501UM)\nISO No.500 104 274 190 060, Tungsten Carbide, HP Std, Grenade (14 mm), Volcano Cut 10 Cross Cut Standard, Dia 6,0 mm (e.g. Edenta 7210.060HP)\nISO No.500 104 194 190 040, Tungsten Carbide, HP Std, Tapered (14 mm), Volcano Cut 10 Cross Cut Standard, Dia 4,0 mm (e.g. Edenta 5710.040HP\nISO No.500 104 001 175 031, Tungsten Carbide, HP Std, Round, Volcano Cut 70 Plain Cut Standard, Dia 3,1 mm (e.g. Edenta 7170.031HP)\nISO No.330 104 604 391 050, Stainless Steel, HP Std, Screw type Mandrel reinforced, Dia 5.0 mm (e.g. Edenta 4007HP)\n\n\n","Bur denture trimming: Student Laboratory kit, consisTing of two acrylic polishers, three HP Standard tungsten carbide cutters and one HP Standard mandrel as follow:\nISO No.658 104 201 534 150, Grey Silicon-carbide, HP Std, Bud 18.0 mm, Medium Grit, Dia 15 mm (e.g. Edenta 0662HP)\nISO No.658 900 372 533 220, White Silicone-carbide, Unmounted, Disc (3,0 mm), Coarse Grit, Dia 22 mm (e.g. Edenta 0501UM)\nISO No.500 104 274 190 060, Tungsten Carbide, HP Std, Grenade (14 mm), Volcano Cut 10 Cross Cut Standard, Dia 6,0 mm (e.g. Edenta 7210.060HP)\nISO No.500 104 194 190 040, Tungsten Carbide, HP Std, Tapered (14 mm), Volcano Cut 10 Cross Cut Standard, Dia 4,0 mm (e.g. Edenta 5710.040HP\nISO No.500 104 001 175 031, Tungsten Carbide, HP Std, Round, Volcano Cut 70 Plain Cut Standard, Dia 3,1 mm (e.g. Edenta 7170.031HP)\nISO No.330 104 604 391 050, Stainless Steel, HP Std, Screw type Mandrel reinforced, Dia 5.0 mm (e.g. Edenta 4007HP)\n\n\n","kit"]
["RT296-11-105","Burs","Bur denture trimming: Student Laboratory kit, consisTing of one HP Standard mandrel, one diamond disc and two HP Standard tungsten carbide cutters as follow:\nISO No.330 104 604 391 050, Stainless Steel, HP Std, Screw type Mandrel reinforced, Dia 5.0 mm (e.g. Edenta 4007HP)\nISO No 806 104 335 524 220, Diamond, HP Std Mandrel mounted, both Sides Coated Perforated (0,3 mm), Std Grit, Dia 22 mm (e.g. Edenta 335.524.220HP)\nISO No.500 104 194 194 040, Tungsten Carbide, HP Std, Tapered (14 mm), Cut 26 Titanium toothing coarse, Dia 4,0 mm (e.g. Edenta 6926.040HP\nISO No.500 104 001 001 023, Tungsten Carbide, HP Std, Round, for contouring fissures, Dia 2.3 mm (e.g. Edenta C1.104.023)","Bur denture trimming: Student Laboratory kit, consisTing of one HP Standard mandrel, one diamond disc and two HP Standard tungsten carbide cutters as follow:\nISO No.330 104 604 391 050, Stainless Steel, HP Std, Screw type Mandrel reinforced, Dia 5.0 mm (e.g. Edenta 4007HP)\nISO No 806 104 335 524 220, Diamond, HP Std Mandrel mounted, both Sides Coated Perforated (0,3 mm), Std Grit, Dia 22 mm (e.g. Edenta 335.524.220HP)\nISO No.500 104 194 194 040, Tungsten Carbide, HP Std, Tapered (14 mm), Cut 26 Titanium toothing coarse, Dia 4,0 mm (e.g. Edenta 6926.040HP\nISO No.500 104 001 001 023, Tungsten Carbide, HP Std, Round, for contouring fissures, Dia 2.3 mm (e.g. Edenta C1.104.023)","kit"]
["RT296-11-106","Burs","Bur, dental, excavaTing:  ISO No. 806 314 198 524 025, Diamond, FG Std, Tapered round (8,0 mm), Med Grit, Dia 2,5 mm\r\nEach\r\n.i Gratia:  Komet (Fig.856)\r\n\rICN: 18-970-7672 EA","Bur, dental, excavaTing:  ISO No. 806 314 198 524 025, Diamond, FG Std, Tapered round (8,0 mm), Med Grit, Dia 2,5 mm\nEach\n.i Gratia:  Komet (Fig.856)\n","each"]
["RT296-11-107","Burs","Bur, dental, excavaTing:  ISO No. 806 314 199 524 012, Diamond, FG Std, Tapered Round (10,0 mm) Med Grit, Dia 1,2 mm\r\nEach\r\n.i Gratia:  Komet (Fig.850)\r\n\rICN: 18-970-7299 EA","Bur, dental, excavaTing:  ISO No. 806 314 199 524 012, Diamond, FG Std, Tapered Round (10,0 mm) Med Grit, Dia 1,2 mm\nEach\n.i Gratia:  Komet (Fig.850)\n\n","each"]
["RT296-11-108","Burs","Bur, dental, excavaTing:  ISO No. 806 314 225 524 012, Diamond, FG Std, Inv Tapered (3,5 mm), Med Grit, Dia 1,2 mm\r\nEach\r\n.i Gratia:  Komet (Fig.807)\r\n\rICN: 18-970-7663 EA","Bur, dental, excavaTing:  ISO No. 806 314 225 524 012, Diamond, FG Std, Inv Tapered (3,5 mm), Med Grit, Dia 1,2 mm\nEach\n.i Gratia:  Komet (Fig.807)\n","each"]
["RT296-11-109","Burs","Bur, dental, excavaTing:  ISO No. 806 314 233 524 009, Diamond, FG Std, Pear (2,7 mm), Med Grit, Dia 0,9 mm\r\nEach\r\n.i Gratia:  Komet (Fig.830)\r\n\rICN: 18-008-3170 EA","Bur, dental, excavaTing:  ISO No. 806 314 233 524 009, Diamond, FG Std, Pear (2,7 mm), Med Grit, Dia 0,9 mm\nEach\n.i Gratia:  Komet (Fig.830)\n","each"]
["RT296-11-110","Burs","Bur, dental, excavaTing:  ISO No. 806 314 233 524 012, Diamond, FG Std, Pear (2,7 mm), Med Grit, Dia 1,2mm\r\nEach\r\n.i Gratia:  Komet (Fig.830)\r\n\rICN: 18-008-3172 EA","Bur, dental, excavaTing:  ISO No. 806 314 233 524 012, Diamond, FG Std, Pear (2,7 mm), Med Grit, Dia 1,2mm\nEach\n.i Gratia:  Komet (Fig.830)\n","each"]
["RT296-11-111","Burs","Bur, dental, excavaTing:  ISO No. 806 314 234 524 014, Diamond, FG Std, Pear (4,0 mm), Med Grit, Dia 1,4 mm\r\nEach\r\n.i Gratia:  Komet (Fig.830L)\r\n\rICN: 18-008-3175 EA","Bur, dental, excavaTing:  ISO No. 806 314 234 524 014, Diamond, FG Std, Pear (4,0 mm), Med Grit, Dia 1,4 mm\nEach\n.i Gratia:  Komet (Fig.830L)\n","each"]
["RT296-11-112","Burs","Bur, dental, excavaTing:  ISO No.8 06 314 257 524 023, Diamond, FG Std, Bud (5,0 mm), Med Grit, dia 2,3 mm\r\nEach\r\n.i Gratia:  Komet (Fig.368)\r\n\rICN: 18-970-7664 EA","Bur, dental, excavaTing:  ISO No.8 06 314 257 524 023, Diamond, FG Std, Bud (5,0 mm), Med Grit, dia 2,3 mm\nEach\n.i Gratia:  Komet (Fig.368)\n\n","each"]
["RT296-11-113","Burs","Bur, dental, excavaTing:  ISO No. 806 314 288 524 012, Diamond, FG Std, Torpedo (6,0 mm), Med Grit, dia 1,2 mm\r\nEach\r\n.i Gratia:  Komet (Fig.877)\r\n\rICN: 18-970-7666 EA","Bur, dental, excavaTing:  ISO No. 806 314 288 524 012, Diamond, FG Std, Torpedo (6,0 mm), Med Grit, dia 1,2 mm\nEach\n.i Gratia:  Komet (Fig.877)\n","each"]
["RT296-11-114","Burs","Bur, dental, excavaTing:  ISO No. 806 314 289 524 014, Diamond, FG Std, Torpedo (8,0 mm), Med Grit, Dia 1,4 mm\r\nEach\r\n.i Gratia:  Komet (Fig.878)\r\n\rICN: 18-970-7667 EA","Bur, dental, excavaTing:  ISO No. 806 314 289 524 014, Diamond, FG Std, Torpedo (8,0 mm), Med Grit, Dia 1,4 mm\nEach\n.i Gratia:  Komet (Fig.878)\n","each"]
["RT296-11-115","Burs","Bur, dental, excavaTing;  ISO No. 806 314 535 524 009, Diamond, FG Std, Torpedo (3,0 mm), Med Grit, Dia 0,9 mm\r\nEach\r\n.i Gratia:  Komet (Fig.875)","Bur, dental, excavaTing;  ISO No. 806 314 535 524 009, Diamond, FG Std, Torpedo (3,0 mm), Med Grit, Dia 0,9 mm\r\nEach\r\n.i Gratia:  Komet (Fig.875)","each"]
["RT296-11-116","Burs","Bur, dental, finishing:  ISO No. 806 314 165 504 014, Diamond, FG Std, Pointed (8,0 mm), S-Fine Grit, Dia 1,4 mm\r\nEach\r\n.i Gratia:  Komet (Fig.858EF)\r\n\rICN: 18-970-5333 EA","Bur, dental, finishing:  ISO No. 806 314 165 504 014, Diamond, FG Std, Pointed (8,0 mm), S-Fine Grit, Dia 1,4 mm\nEach\n.i Gratia:  Komet (Fig.858EF)\n","each"]
["RT296-11-117","Burs","Bur, dental, finishing:  ISO No. 806 314 249 504 012, Diamond, FG Std, Flame (8,0 mm), S-Fine Grit, Dia 1,2 mm\r\nEach\r\n.i Gratia:  Komet (Fig.862EF)\r\n\rICN: 18-970-5332 EA","Bur, dental, finishing:  ISO No. 806 314 249 504 012, Diamond, FG Std, Flame (8,0 mm), S-Fine Grit, Dia 1,2 mm\nEach\n.i Gratia:  Komet (Fig.862EF)\n","each"]
["RT296-11-118","Burs","Bur, dental, finishing:  ISO No. 806 314 257 504 023, Diamond, FG Std, Bud (5,0 mm), S-Fine Grit, Dia 2.3 mm\r\nEach\r\n.i Gratia:  Komet (Fig.368EF)\r\n\rICN: 18-970-7661 EA","Bur, dental, finishing:  ISO No. 806 314 257 504 023, Diamond, FG Std, Bud (5,0 mm), S-Fine Grit, Dia 2.3 mm\nEach\n.i Gratia:  Komet (Fig.368EF)\n","each"]
["RT296-11-119","Burs","Disk, abrasive:  Flexible, ISO No. 806 900 346 524 220, Diamond, Unmounted, One Side Coated (0,2 mm), Med Grit, Dia 22 mm\r\nEach\r\n.i Gratia:  Komet (Fig.919)\r\n\rICN: 18-008-3520 EA","Disk, abrasive:  Flexible, ISO No. 806 900 346 524 220, Diamond, Unmounted, One Side Coated (0,2 mm), Med Grit, Dia 22 mm\nEach\n.i Gratia:  Komet (Fig.919)\n","each"]
["RT296-11-120","Burs","Disk, abrasive:  Flexible, ISO No. 806 900 350 524 220, Diamond, Unmounted, Both Sides Coated Perforated (0,3 mm), Med Grit, Dia 22 mm\r\nEach \r\n.i Gratia:  Komet (Fig.918PB)\r\n\rICN: 18-008-3271 EA","Disk, abrasive:  Flexible, ISO No. 806 900 350 524 220, Diamond, Unmounted, Both Sides Coated Perforated (0,3 mm), Med Grit, Dia 22 mm\nEach \n.i Gratia:  Komet (Fig.918PB)\n\n","each"]
["RT296-11-121","Burs","Disk, abrasive:  Hyperflex, ISO No. 806 900 355 514 220, Diamond, Unmounted, Both Sides 3,0 mm Periphery Coated (0,15 mm), Fine Grit, Dia 22 mm\r\nEach\r\n.i Gratia:  Komet (Fig.911H)\r\n\rICN: 18-038-0629 EA","Disk, abrasive:  Hyperflex, ISO No. 806 900 355 514 220, Diamond, Unmounted, Both Sides 3,0 mm Periphery Coated (0,15 mm), Fine Grit, Dia 22 mm\nEach\n.i Gratia:  Komet (Fig.911H)\n","each"]
["RT296-11-122","Burs","Wheel, abrasive:  White, Aluminium Oxide, FG Std, Conical, Finishing, CN1 \r\n1 Pack 12 Pieces\r\n.i Gratia:  Shofu\r\n\rICN: 18-970-7920 EA","Wheel, abrasive:  White, Aluminium Oxide, FG Std, Conical, Finishing, CN1 \n1 Pack 12 Pieces\n.i Gratia:  Shofu\n\n","pack"]
["RT296-11-123","Burs","Wheel, abrasive:  White, Aluminium Oxide, FG Std, Flame, Finishing, FL2\r\n1 Pack 12 Pieces\r\n.i Gratia:  Shofu\r\n\rICN: 18-970-7918 PK\r\n","Wheel, abrasive:  White, Aluminium Oxide, FG Std, Flame, Finishing, FL2\n1 Pack 12 Pieces\n.i Gratia:  Shofu\n\n\n","pack"]
["RT296-11-124","Burs","Wheel, abrasive:  White, Aluminium Oxide, FG Std, Round, Finishing, RD1\r\n1 Pack 12 Pieces\r\n.i Gratia:  Shofu\r\n\rICN: 18-970-7919 PK","Wheel, abrasive:  White, Aluminium Oxide, FG Std, Round, Finishing, RD1\n1 Pack 12 Pieces\n.i Gratia:  Shofu\n\n","pack"]
["RT296-11-125","Burs","Wheel, abrasive:  White, Aluminium Oxide, FG Std, Tapered Cone, Finishing, TC1 \r\n1 Pack 12 Pieces\r\n.i Gratia:  Shofu\r\n\rICN: 18-970-7921 PK","Wheel, abrasive:  White, Aluminium Oxide, FG Std, Tapered Cone, Finishing, TC1 \n1 Pack 12 Pieces\n.i Gratia:  Shofu\n","pack"]
["RT296-11-126","Burs","Wheel, abrasive:  White, Aluminium Oxide, RA Std, Conical, Finishing, CN1\r\n1 Pack 12 Pieces\r\n.i Gratia:  Shofu\r\n\rICN: 18-970-7922 PK","Wheel, abrasive:  White, Aluminium Oxide, RA Std, Conical, Finishing, CN1\n1 Pack 12 Pieces\n.i Gratia:  Shofu\n","pack"]
["RT296-11-127","Burs","Wheel, abrasive:  White, Aluminium Oxide, RA Std, Flame, Finishing, FL2\r\n1 Pack 12 Pieces\r\n.i Gratia:  Shofu\r\n\rICN: 18-970-2569 PK","Wheel, abrasive:  White, Aluminium Oxide, RA Std, Flame, Finishing, FL2\n1 Pack 12 Pieces\n.i Gratia:  Shofu\n\n","pack"]
["RT296-11-128","Burs","Wheel, abrasive:  White, Aluminium Oxide, RA Std, Round, Finishing, RD1\r\n1 Pack 12 Pieces\r\n.i Gratia:  Shofu\r\n\rICN: 18-970-2570 PK","Wheel, abrasive:  White, Aluminium Oxide, RA Std, Round, Finishing, RD1\n1 Pack 12 Pieces\n.i Gratia:  Shofu\n","pack"]
["RT296-11-129","Burs","Wheel, abrasive:  White, Aluminium Oxide, RA Std, Tapered Cone, Finishing, TC1\r\n1 Pack 12 Pieces\r\n.i Gratia:  Shofu\r\n\rICN: 18-970-7923 PK","Wheel, abrasive:  White, Aluminium Oxide, RA Std, Tapered Cone, Finishing, TC1\n1 Pack 12 Pieces\n.i Gratia:  Shofu\n","pack"]
["RT296-11-130","Burs","Wheel, abrasive:  Green, ISO No. 655 104 041 130, Silicon-Carbide, HP Std, Wheel Square (1,5 mm), Fine Grit Med Hardness, Dia 13,0 mm\r\nEach\r\n.i Gratia:  Komet (Fig.703)\r\n\rICN: 18-970-4091 EA\r","Wheel, abrasive:  Green, ISO No. 655 104 041 130, Silicon-Carbide, HP Std, Wheel Square (1,5 mm), Fine Grit Med Hardness, Dia 13,0 mm\nEach\n.i Gratia:  Komet (Fig.703)\n","each"]
["RT296-11-131","Burs","Wheel, abrasive:  Brown, ISO No. 635 104 027 522 070, High-grade Corundum, HP Std, Inv Wheel (4,0 mm), Med Grit Soft Hardness, Dia 7,0 mm\r\nEach\r\n.i Gratia:  Komet (Fig.735)","Wheel, abrasive:  Brown, ISO No. 635 104 027 522 070, High-grade Corundum, HP Std, Inv Wheel (4,0 mm), Med Grit Soft Hardness, Dia 7,0 mm\r\nEach\r\n.i Gratia:  Komet (Fig.735)","each"]
["RT296-11-132","Burs","Wheel, abrasive:  Brown, ISO No. 635 104 107 522 050, High-grade Corundum, HP Std, Cyl Flat (12,0 mm), Med Grit Soft Hardness, Dia 5,0 mm\r\nEach\r\n.i Gratia:  Komet (Fig.732)\r\n\rICN: 18-008-3366 EA","Wheel, abrasive:  Brown, ISO No. 635 104 107 522 050, High-grade Corundum, HP Std, Cyl Flat (12,0 mm), Med Grit Soft Hardness, Dia 5,0 mm\nEach\n.i Gratia:  Komet (Fig.732)\n","each"]
["RT296-11-133","Burs","Wheel, abrasive:  Brown, ISO No. 635 104 107 522 065, High-grade Corundum, HP Std, Cyl Flat (13 mm), Med Grit Soft Hardness, Dia 6,5 mm\r\nEach\r\n.i Gratia:  Komet (Fig.731)\r\n\rICN: 18-970-2578 EA","Wheel, abrasive:  Brown, ISO No. 635 104 107 522 065, High-grade Corundum, HP Std, Cyl Flat (13 mm), Med Grit Soft Hardness, Dia 6,5 mm\nEach\n.i Gratia:  Komet (Fig.731)\n","each"]
["RT296-11-134","Burs","Wheel, abrasive:  Brown, ISO No. 635 104 168 522 035, High-grade Corundum, HP Std, Tapered Flat (10,5 mm), Med Grit Soft Hardness, Dia 3,5 mm\r\nEach\r\n.i Gratia:  Komet (Fig.733)\r\n\rICN: 18-970-2580 EA","Wheel, abrasive:  Brown, ISO No. 635 104 168 522 035, High-grade Corundum, HP Std, Tapered Flat (10,5 mm), Med Grit Soft Hardness, Dia 3,5 mm\nEach\n.i Gratia:  Komet (Fig.733)\n\n","each"]
["RT296-11-135","Burs","Wheel, abrasive:  Brown, ISO No. 635 104 243 522 050, High-grade Corundum, HP Std, Flame (1- mm), Med Grit Soft Hardness, Dia 5,0 mm\r\nEach\r\n.i Gratia:  Komet (Fig.663)\r\n\rICN: 18-970-2584 EA","Wheel, abrasive:  Brown, ISO No. 635 104 243 522 050, High-grade Corundum, HP Std, Flame (1- mm), Med Grit Soft Hardness, Dia 5,0 mm\nEach\n.i Gratia:  Komet (Fig.663)\n","each"]
["RT296-11-136","Burs","Disk, abrasive:  SeparaTing, brown, for ceramics, carborundum, unmounted, both sides coated (0,2 mm), Ultra-Fine Grit, Dia 22 mm\r\n1 box 50 pieces\r\nExempli Gratia:  Bego\r\n\rICN: 18-974-1576 BX","Disk, abrasive:  SeparaTing, brown, for ceramics, carborundum, unmounted, both sides coated (0,2 mm), Ultra-Fine Grit, Dia 22 mm\n1 box 50 pieces\nExempli Gratia:  Bego\n\n","box"]
["RT296-11-137","Burs","Disk, abrasive: SeparaTing, brown, for ceramics, carborundum, unmounted, both sides coated (0,2 mm), Ultra-Fine Grit, Dia ISO 613 900 327 504 220   22 mm 1 box 100 pieces                                                                                                                                                                      Exempli Gratia: EDENTA                                                                                                                                                                                 ICN: 18-974-1576 BX","Disk, abrasive: SeparaTing, brown, for ceramics, carborundum, unmounted, both sides coated (0,2 mm), Ultra-Fine Grit, Dia ISO 613 900 327 504 220   22 mm 1 box 100 pieces                                                                                                                                                                      Exempli Gratia: EDENTA                                                                                                                                                                                 ","box"]
["RT296-11-138","Burs","Disk, abrasive:  SeparaTing, brown, ISO No. 613 900 327 524 220, normal corundum, unmounted, both sides coated (0,7 mm), Med Grit Hard, Dia 22 mm\r\n1 Box 100 Pieces\r\n.i Gratia:  Komet (Fig.9504) \r\n\rICN: 18-970-7654 BX\r\n","Disk, abrasive:  SeparaTing, brown, ISO No. 613 900 327 524 220, normal corundum, unmounted, both sides coated (0,7 mm), Med Grit Hard, Dia 22 mm\n1 Box 100 Pieces\n.i Gratia:  Komet (Fig.9504) \n\n\n","box"]
["RT296-11-139","Burs","Disk, abrasive: SeparaTing, brown, ISO No. 613 900 327 524 375 normal corundum, unmounted, both sides coated (0,7 mm), Med Grit Hard, Dia 22 mm 1 Box 100 Pieces                                                                                                                  Exempli Gratia: Komet (Fig.9504)                                                                                                                                                                       ICN: 18-970-7654 BX","Disk, abrasive: SeparaTing, brown, ISO No. 613 900 327 524 375 normal corundum, unmounted, both sides coated (0,7 mm), Med Grit Hard, Dia 22 mm 1 Box 100 Pieces                                                                                                                  Exempli Gratia: Komet (Fig.9504)                                                                                                                                                                       "]
["RT296-11-140","Burs","Disk, abrasive:  SeparaTing, brown, ISO No. 613 900 371 524 370, normal corundum, unmounted, both sides coated (1,0 mm), Med Grit Hard, Dia 37 mm\r\n1 Box 100 Pieces\r\n.i Gratia:  Komet (Fig.9504)\r\n\rICN: 18-970-5936 BX","Disk, abrasive:  SeparaTing, brown, ISO No. 613 900 371 524 370, normal corundum, unmounted, both sides coated (1,0 mm), Med Grit Hard, Dia 37 mm\n1 Box 100 Pieces\n.i Gratia:  Komet (Fig.9504)\n\n","box"]
["RT296-11-141","Burs","Disk, abrasive:  SeparaTing, brown, ISO No. 613 900 371 534 400, normal, corundum, unmounted, reinforced both sides coated (1,0 mm), Coarse Grit Hard, Dia 40 mm\r\n1 box 25 pieces\r\nKomet (Fig.9507)\r\n\rICN: 18-008-3227 BX","Disk, abrasive:  SeparaTing, brown, ISO No. 613 900 371 534 400, normal, corundum, unmounted, reinforced both sides coated (1,0 mm), Coarse Grit Hard, Dia 40 mm\n1 box 25 pieces\nKomet (Fig.9507)\n\n","box"]
["RT296-11-142","Burs","Brush, bristle, dental handpiece:  Black artificial bristles, snap-on, flat, bristle dia 0,178 mm\r\n1 pack 12 pieces\r\n.i Gratia:  Ash - Flair TM\r\n\rICN: 18-008-3394 PK","Brush, bristle, dental handpiece:  Black artificial bristles, snap-on, flat, bristle dia 0,178 mm\n1 pack 12 pieces\n.i Gratia:  Ash - Flair TM\n\n","pack"]
["RT296-11-143","Burs","Brush, bristle, dental handpiece:  Black artificial bristles, snap-on, tapered, bristle dia 0,178 mm\r\n1 pack 12 pieces\r\n.i Gratia:  Ash - Flair TM\r\n\rICN: 18-008-3395 PK","Brush, bristle, dental handpiece:  Black artificial bristles, snap-on, tapered, bristle dia 0,178 mm\n1 pack 12 pieces\n.i Gratia:  Ash - Flair TM\n\nICN: 18-008-3395 PK","pack"]
["RT296-11-144","Burs","Cup, polishing, dental handpiece:  Prophylactic, Screw on Type, Webbed, Firm\r\n1 Pack 12 Pieces\r\n.i Gratia:  Ash - Flair TM\r\n\rICN: 18-970-2301 PK","Cup, polishing, dental handpiece:  Prophylactic, Screw on Type, Webbed, Firm\n1 Pack 12 Pieces\n.i Gratia:  Ash - Flair TM\n","pack"]
["RT296-11-145","Burs","Cup, polishing, dental handpiece:  Prophylactic, Snap on Type, Webbed, Firm\r\n1 Pack 12 Pieces\r\n.i Gratia:  Ash - Flair TM\r\n\rICN: 18-970-9850 PK","Cup, polishing, dental handpiece:  Prophylactic, Snap on Type, Webbed, Firm\n1 Pack 12 Pieces\n.i Gratia:  Ash - Flair TM\n","pack"]
["RT296-11-146","Burs","Cup, polishing, dental handpiece:  Prophylactic, White ISO No. 658 204 034 523 060, Silicon-Carbide, RA Std, Inv Cone (10 mm) Webbed, Med Grit Med Hardness, Dia 6,0 mm\r\n1 Pack 12 Pieces\r\n.i Gratia:  Ash\r\n\rICN: 18-970-7659 PK","Cup, polishing, dental handpiece:  Prophylactic, White ISO No. 658 204 034 523 060, Silicon-Carbide, RA Std, Inv Cone (10 mm) Webbed, Med Grit Med Hardness, Dia 6,0 mm\n1 Pack 12 Pieces\n.i Gratia:  Ash\n","pack"]
["RT296-11-147","Burs","Brush, bristle, dental handpiece:  White Artificial Bristles, RA Std, Cup, M-Hard, Small (Dia 5-8 mm)\r\n1 Pack 6 Piece\r\n.i Gratia:  P.D. - Junior RA\r\n\rICN: 18-970-7012 PK","Brush, bristle, dental handpiece:  White Artificial Bristles, RA Std, Cup, M-Hard, Small (Dia 5-8 mm)\n1 Pack 6 Piece\n.i Gratia:  P.D. - Junior RA\n","pack"]
["RT296-11-148","Burs","Brush, bristle, dental handpiece:  Black Artificial Bristles, HP Std, Wheel, X-Hard, Dia 19 mm\r\n1 Pack 12 Pieces\r\n.i Gratia:  Robinson\r\n\rICN: 18-970-2111 PK","Brush, bristle, dental handpiece:  Black Artificial Bristles, HP Std, Wheel, X-Hard, Dia 19 mm\n1 Pack 12 Pieces\n.i Gratia:  Robinson\n","pack"]
["RT296-11-149","Burs","Brush, bristle, dental handpiece:  White Natural Bristles, HP Std, Wheel, Soft, Dia 19 mm\r\n1 Pack 12 Pieces\r\n.i Gratia:  Robinson\r\n\rICN: 18-970-7851 PK","Brush, bristle, dental handpiece:  White Natural Bristles, HP Std, Wheel, Soft, Dia 19 mm\n1 Pack 12 Pieces\n.i Gratia:  Robinson\n","pack"]
["RT296-11-150","Burs","Polisher, dental:  Brown, ISO No. 658 104 292 513 045, Silicon-Carbide, HP Std, Torpedo (16 mm), Fine Grit Med Hardness, Dia 4,5 mm\r\n1 Pack 12 Pieces\r\n.i Gratia:  Komet (Fig.9610)\r\n\rICN: 18-970-7650 PK","Polisher, dental:  Brown, ISO No. 658 104 292 513 045, Silicon-Carbide, HP Std, Torpedo (16 mm), Fine Grit Med Hardness, Dia 4,5 mm\n1 Pack 12 Pieces\n.i Gratia:  Komet (Fig.9610)\n\n","pack"]
["RT296-11-151","Burs","Polisher, dental:  Brown, ISO No. 658 104 303 513 150, Silicon-Carbide, Lenticular (2,5 mm), Fine Grit Med Hardness, Dia 15 mm\r\n1 Pack 12 Pieces\r\n.i Gratia:  Komet (Fig.9611)\r\n\rICN: 18-970-7652 PK","Polisher, dental:  Brown, ISO No. 658 104 303 513 150, Silicon-Carbide, Lenticular (2,5 mm), Fine Grit Med Hardness, Dia 15 mm\n1 Pack 12 Pieces\n.i Gratia:  Komet (Fig.9611)\n\n","pack"]
["RT296-11-152","Burs","Polisher, dental:  Brown, ISO No. 658 104 372 513 150, Silicon-Carbide, HP Std, Disc (2,5 mm), Fine Grit Med Hardness, Dia 15 mm\r\n1 Pack 12 Pieces\r\n.i Gratia:  Komet (Fig.9612)\r\n\rICN: 18-970-7653 PK","Polisher, dental:  Brown, ISO No. 658 104 372 513 150, Silicon-Carbide, HP Std, Disc (2,5 mm), Fine Grit Med Hardness, Dia 15 mm\n1 Pack 12 Pieces\n.i Gratia:  Komet (Fig.9612)\n\n","pack"]
["RT296-11-153","Burs","Polisher, dental:  Brownie, silicon-carbide, HP Std, floppy disc, high-efficiency\r\n1 pack 12 pieces\r\n.i Gratia:  Shofu\r\n\rICN: 18-970-7928 PK","Polisher, dental:  Brownie, silicon-carbide, HP Std, floppy disc, high-efficiency\n1 pack 12 pieces\n.i Gratia:  Shofu\n\n","pack"]
["RT296-11-154","Burs","Polisher, dental:  Brownie, silicon-carbide, RA Std, Cup, high-efficiency\r\n1 pack 12 pieces\r\n.i Gratia:  Shofu\r\n\rICN: 18-970-7932 PK","Polisher, dental:  Brownie, silicon-carbide, RA Std, Cup, high-efficiency\n1 pack 12 pieces\n.i Gratia:  Shofu\n\n","pack"]
["RT296-11-155","Burs","Polisher, dental:  Brownie, silicon-carbide, RA Std, Knife, high-efficiency, KN7\r\n1 pack 12 pieces\r\n.i Gratia:  Shofu\r\n\rICN: 18-970-7521 PK","Polisher, dental:  Brownie, silicon-carbide, RA Std, Knife, high-efficiency, KN7\n1 pack 12 pieces\n.i Gratia:  Shofu\n\n","pack"]
["RT296-11-156","Burs","Polisher, dental:  Brownie, silicon-carbide, RA Std, mini-point, high-efficiency\r\n1 pack 12 pieces\r\n.i Gratia:  Shofu\r\n\rICN: 18-970-7933 PK","Polisher, dental:  Brownie, silicon-carbide, RA Std, mini-point, high-efficiency\n1 pack 12 pieces\n.i Gratia:  Shofu\n\n","pack"]
["RT296-11-157","Burs","Polisher, dental:  Brownie, silicon-carbide, RA Std, pointed cone, high-efficiency, PC2\r\n1 pack 12 pieces\r\n.i Gratia:  Shofu\r\n\rICN: 18-970-7522 PK","Polisher, dental:  Brownie, silicon-carbide, RA Std, pointed cone, high-efficiency, PC2\n1 pack 12 pieces\n.i Gratia:  Shofu\n","pack"]
["RT296-11-158","Burs","Polisher, dental:  Green, ISO No. 658 104 292 503 045, Silicon-Carbide, HP Std, Torpedo (16 mm), X-Fine Grit Med Hardness, Dia 4,5 mm\r\n1 pack 12 pieces\r\n.i Gratia:  Komet (Fig.9620)\r\n\rICN: 18-970-7651 PK","Polisher, dental:  Green, ISO No. 658 104 292 503 045, Silicon-Carbide, HP Std, Torpedo (16 mm), X-Fine Grit Med Hardness, Dia 4,5 mm\n1 pack 12 pieces\n.i Gratia:  Komet (Fig.9620)\n","pack"]
["RT296-11-159","Burs","Polisher, dental:  Green, ISO No. 658 104 303 503 150, Silicon-Carbide, HP Std, Lenticular (2,5 mm), X-Fine Grit Med Hardness, Dia 15 mm\r\n1 pack 12 pieces\r\n.i Gratia:  Komet (Fig.9621)\r\n\rICN: 18-970-4092 PK\r","Polisher, dental:  Green, ISO No. 658 104 303 503 150, Silicon-Carbide, HP Std, Lenticular (2,5 mm), X-Fine Grit Med Hardness, Dia 15 mm\n1 pack 12 pieces\n.i Gratia:  Komet (Fig.9621)\n\n\n","pack"]
["RT296-11-160","Burs","Polisher, dental:  Green, ISO No. 658 104 372 503 150, Silicon-Carbide, HP Std, Disc (2,5 mm), X-Fine Grit Med Hardness, Dia 15 mm\r\n1 pack 12 pieces\r\n.i Gratia:  Komet (Fig.9622)\r\n\rICN: 18-970-5897 PK","Polisher, dental:  Green, ISO No. 658 104 372 503 150, Silicon-Carbide, HP Std, Disc (2,5 mm), X-Fine Grit Med Hardness, Dia 15 mm\n1 pack 12 pieces\n.i Gratia:  Komet (Fig.9622)\n\n","pack"]
["RT296-11-161","Burs","Polisher, dental:  Greenie, Silicon-Carbide, HP Std, Floppy Disc, High-Efficiency\r\n1 pack 12 pieces\r\n.i Gratia:  Shofu\r\n\rICN: 18-970-7929 PK","Polisher, dental:  Greenie, Silicon-Carbide, HP Std, Floppy Disc, High-Efficiency\n1 pack 12 pieces\n.i Gratia:  Shofu\n","pack"]
["RT296-11-162","Burs","Polisher, dental:  Greenie, Silicon-Carbide, RA Std, Cup, High-Efficiency\r\n1 pack 12 pieces\r\n.i Gratia:  Shofu\r\n\rICN: 18-970-7931 PK","Polisher, dental:  Greenie, Silicon-Carbide, RA Std, Cup, High-Efficiency\n1 pack 12 pieces\n.i Gratia:  Shofu\n","pack"]
["RT296-11-163","Burs","Polisher, dental:  Greenie, Silicon-Carbide, RA Std, Knife, High-Efficiency, KN7\r\n1 pack 12 pieces\r\n.i Gratia:  Shofu\r\n\rICN: 18-970-7520 PK","Polisher, dental:  Greenie, Silicon-Carbide, RA Std, Knife, High-Efficiency, KN7\n1 pack 12 pieces\n.i Gratia:  Shofu\n","pack"]
["RT296-11-164","Burs","Polisher, dental:  Greenie, Silicon-Carbide, RA Std, Mini-Point, High-Efficiency\r\n1 pack 12 pieces\r\n.i Gratia:  Shofu\r\n\rICN: 18-970-7930 PK","Polisher, dental:  Greenie, Silicon-Carbide, RA Std, Mini-Point, High-Efficiency\n1 pack 12 pieces\n.i Gratia:  Shofu\n","pack"]
["RT296-11-165","Burs","Polisher, dental:  Greenie, Silicon-Carbide, RA Std, Pointed Cone, High-Efficiency, PC2\r\n1 pack 12 pieces\r\n.i Gratia:  Shofu\r\n\rICN: 18-970-7519 PK","Polisher, dental:  Greenie, Silicon-Carbide, RA Std, Pointed Cone, High-Efficiency, PC2\n1 pack 12 pieces\n.i Gratia:  Shofu\n","pack"]
["RT296-11-166","Burs","Bur, Dental Surgery: ISO No. 500 205 001 291 018, Tungsten Carbide, RA Long, Round, Bone Cutter, Dia 1,8 mm Each\nExempli Gratia: Komet (Fig.H141)\nICN: 18-970-7722 EA","Bur, Dental Surgery: ISO No. 500 205 001 291 018, Tungsten Carbide, RA Long, Round, Bone Cutter, Dia 1,8 mm Each\nExempli Gratia: Komet (Fig.H141)\n","each"]
["RT296-11-167","Burs","Polisher, dental:  Supergreenie, Silicon-Carbide, RA Std, Cup, High-Efficiency\r\n1 pack 12 pieces\r\n.i Gratia:  Shofu\r\n\rICN: 18-970-9858 PK","Polisher, dental:  Supergreenie, Silicon-Carbide, RA Std, Cup, High-Efficiency\n1 pack 12 pieces\n.i Gratia:  Shofu\n","pack"]
["RT296-11-168","Burs","Polisher, dental:  Supergreenie, Silicon-Carbide, RA Std, Mini-Point, High-Efficiency\r\n1 pack 12 pieces\r\n.i Gratia:  Shofu\r\n\rICN: 18-970-9857 PK","Polisher, dental:  Supergreenie, Silicon-Carbide, RA Std, Mini-Point, High-Efficiency\n1 pack 12 pieces\n.i Gratia:  Shofu\n\n","pack"]
["RT296-11-169","Burs","Finishing and polishing kit:  Composite Restorations, Discs, Points, Cups, Mandrels and Gloss Kit - 20 Finishing Discs, 10 Finishing Cups, 10 Finishing Points, 25 Polishing Cups, 1 Metal Mandrel, 1 4g Syringe Prisma Gloss, 1 4g Syringe Prisma Gloss Extrafine\r\n.i Gratia:  Dentsply - Enhance TM\r\n\rICN: 18-015-7614 KT\r","Finishing and polishing kit:  Composite Restorations, Discs, Points, Cups, Mandrels and Gloss Kit - 20 Finishing Discs, 10 Finishing Cups, 10 Finishing Points, 25 Polishing Cups, 1 Metal Mandrel, 1 4g Syringe Prisma Gloss, 1 4g Syringe Prisma Gloss Extrafine\n.i Gratia:  Dentsply - Enhance TM\n","Kit"]
["RT296-11-170","Burs","Polisher, dental: finishing cups\r\n1 Box, 40 Pieces\r\n.i Gratia:  Dentsply - Enhance TM\r\n\rICN: 18-015-7617 BX. Item RT296-11-170 to RT296-11-171 must be compatable with RT296-11-169","Polisher, dental: finishing cups\n1 Box, 40 Pieces\n.i Gratia:  Dentsply - Enhance TM\nItem RT296-11-170 to RT296-11-171 must be compatable with RT296-11-169","box"]
["RT296-11-171","Burs","Polisher, dental: finishing discs\r\n1 Box, 40 Pieces\r\n.i Gratia:  Dentsply - Enhance TM\r\n\rICN: 18-015-7615  BX","Polisher, dental: finishing discs\n1 Box, 40 Pieces\n.i Gratia:  Dentsply - Enhance TM\n","box"]
["RT296-11-172","Burs","Polisher, dental: finishing points\r\n1 Box, 40 Pieces\r\n.i Gratia:  Dentsply - Enhance TM\r\n\rICN: 18-015-7618 BX","Polisher, dental: finishing points\n1 Box, 40 Pieces\n.i Gratia:  Dentsply - Enhance TM\n","box"]
["RT296-11-173","Burs","Polisher, dental: polishing cups\r\n1 Box, 100 Pieces\r\n.i Gratia:  Dentsply - Enhance TM\r\n\rICN: 18-015-7619 BX","Polisher, dental: polishing cups\n1 Box, 100 Pieces\n.i Gratia:  Dentsply - Enhance TM\n","box"]
["RT296-11-174","Burs","Mandrel, dental handpiece: polishing system, Metal\r\n1 Pack, 3 Pieces\r\n.i Gratia:  Dentsply - Enhance TM\r\n\rICN: 18-015-7620 PK","Mandrel, dental handpiece: polishing system, Metal\n1 Pack, 3 Pieces\n.i Gratia:  Dentsply - Enhance TM\n","pack"]
["RT296-11-175","Burs","Polishing, compound, dental: Prisma Gloss\r\n1 Syringe, 4g\r\n.i Gratia:  Dentsply - Prisma Gloss\r\n\rICN: 18-015-7621 SG\r\nItem RT296-11-175 and RT296-11-176 will be awarded as a series","Polishing, compound, dental: Prisma Gloss\n1 Syringe, 4g\n.i Gratia:  Dentsply - Prisma Gloss\nItem RT296-11-175 and RT296-11-176 will be awarded as a series","Syringe"]
["RT296-11-176","Burs","Polishing compound, dental:  Prisma Gloss Extra Fine\r\n1 Syring, 4g\r\n.i Gratia:  Dentsply - Prisma Gloss\r\n\rICN: 18-015-7622 SG","Polishing compound, dental:  Prisma Gloss Extra Fine\n1 Syring, 4g\n.i Gratia:  Dentsply - Prisma Gloss\n","Syringe"]
["RT296-11-177","Burs","Polisher, dental:  diamond, HP Std, Knife-edge (2 mm), Fine Grit, 26 mm Dia, L26D\r\n1 Box 100 Pieces\r\n.i Gratia:  Eve diapol L26D\r\n\rICN: 18-970-5704 BX","Polisher, dental:  diamond, HP Std, Knife-edge (2 mm), Fine Grit, 26 mm Dia, L26D\n1 Box 100 Pieces\n.i Gratia:  Eve diapol L26D\n","box"]
["RT296-11-178","Burs","Bur, Denture Trimming: ISO No. 500 104 292 190 023, Tungsten Carbide, HP Std, Torpedo (15 mm), Staggered Toothing, Dia 2,3 mm\nEach\nExempli Gratia: Komet (Fig.H295E)\nICN: 18-970-7709 EA","Bur, Denture Trimming: ISO No. 500 104 292 190 023, Tungsten Carbide, HP Std, Torpedo (15 mm), Staggered Toothing, Dia 2,3 mm\nEach\nExempli Gratia: Komet (Fig.H295E)\n","each"]
["RT296-11-179","Burs","Polisher, dental:  diamond, HP Std, Knife-edge (2 mm), Medium Grit, 26 mm Dia, L26Dmf\r\n1 Box 100 Pieces\r\n.i Gratia:  Eve Diapol L26DMF\r\n\rICN: 18-970-5700 BX","Polisher, dental:  diamond, HP Std, Knife-edge (2 mm), Medium Grit, 26 mm Dia, L26Dmf\n1 Box 100 Pieces\n.i Gratia:  Eve Diapol L26DMF\n","box"]
["RT296-11-180","Burs","Mandrel, Dental Hand piece:  ISO No. 311 104 615 422 060, Steel RP, HP Std, Moore`s \nEach \nExempli Gratia:  Komet (Fig.327)\nICN: ","Mandrel, Dental Hand piece:  ISO No. 311 104 615 422 060, Steel RP, HP Std, Moore`s \nEach \nExempli Gratia:  Komet (Fig.327)\n","each"]
["RT296-11-181","Burs","Polisher, dental:  diamond, HP Std, Knife-edge (2 mm), Coarse Grit, 26 mm Dia, L26Dg\r\n1 Box 100 Pieces\r\n.i Gratia:  Eve Diapol L26D\r\n\rICN: 18-970-5702 BX","Polisher, dental:  diamond, HP Std, Knife-edge (2 mm), Coarse Grit, 26 mm Dia, L26Dg\n1 Box 100 Pieces\n.i Gratia:  Eve Diapol L26D\n","box"]
["RT296-11-182","Burs","Bur, Dental, ExcavaTing: Diamond, FG Std, ST.11, Crown Cut TM Each\nExempli Gratia: Premier - Two Striper TM\nICN: 18-974-0628 EA","Bur, Dental, ExcavaTing: Diamond, FG Std, ST.11, Crown Cut TM Each\nExempli Gratia: Premier - Two Striper TM\n","each"]
["RT296-11-183","Burs","Polisher, dental:  Disc, Plastic Backed, Brass Centre to fit Mandrel ISO No.615 421.  (Moore`s), Coarse Grit, Dia 15 mm\r\n1 Box 100 Pieces\r\n.i Gratia:  3M - Sof-Lex\r\n\rICN: 18-970-5704 BX\r\nItem RT296-11-183 to RT296-11-186 will be awarded as a series","Polisher, dental:  Disc, Plastic Backed, Brass Centre to fit Mandrel ISO No.615 421.  (Moore`s), Coarse Grit, Dia 15 mm\n1 Box 100 Pieces\n.i Gratia:  3M - Sof-Lex\nItem RT296-11-183 to RT296-11-186 will be awarded as a series","box"]
["RT296-11-184","Burs","Polisher, dental:  Disc, Plastic Backed, Brass Centre to fit Mandrel ISO No.615 421.  (Moore`s), Med Grit, Dia 15 mm\r\n1 Box 100 Pieces\r\n.i Gratia:  3M - Sof-Lex\r\n\rICN: 18-970-5700 BX","Polisher, dental:  Disc, Plastic Backed, Brass Centre to fit Mandrel ISO No.615 421.  (Moore`s), Med Grit, Dia 15 mm\n1 Box 100 Pieces\n.i Gratia:  3M - Sof-Lex\n","box"]
["RT296-11-185","Burs","Polisher, dental:  Disc, Plastic Backed, Brass Centre to fit Mandrel ISO No.615 421.  (Moore`s), Fine Grit, Dia 15 mm\r\n1 Box 100 Pieces\r\n.i Gratia:  3M - Sof-Lex\r\n\rICN: 18-970-5702 BX","Polisher, dental:  Disc, Plastic Backed, Brass Centre to fit Mandrel ISO No.615 421.  (Moore`s), Fine Grit, Dia 15 mm\n1 Box 100 Pieces\n.i Gratia:  3M - Sof-Lex\n","box"]
["RT296-11-186","Burs","Polisher, dental:  Disc, Plastic Backed, Brass Centre to fit Mandrel ISO No.615 421.  (Moore`s), S-Fine Grit, Dia 15 mm\r\n1 Box 100 Pieces\r\n.i Gratia:  3M - Sof-Lex\r\n\rICN: 18-970-5703 BX","Polisher, dental:  Disc, Plastic Backed, Brass Centre to fit Mandrel ISO No.615 421.  (Moore`s), S-Fine Grit, Dia 15 mm\n1 Box 100 Pieces\n.i Gratia:  3M - Sof-Lex\n","box"]
["RT296-11-187","Burs","Polisher, dental:  Disc, Plastic Backed, Brass Centre to fit Pop-On Mandrel, Coarse Grit, Regular Thickness, Dia 12,7mm (1/2 inch)\r\n1 Box 85 Pieces\r\n.i Gratia:  3M - Sof-Lex Pop-On\r\n\rICN: 18-007-2810 BX\r\nItem RT 296-11-187 to RT296-11-194 will be awarded as a series","Polisher, dental:  Disc, Plastic Backed, Brass Centre to fit Pop-On Mandrel, Coarse Grit, Regular Thickness, Dia 12,7mm (1/2 inch)\n1 Box 85 Pieces\n.i Gratia:  3M - Sof-Lex Pop-On\nItem RT 296-11-187 to RT296-11-194 will be awarded as a series","box"]
["RT296-11-188","Burs","Polisher, dental:  Disc, Plastic Backed, Brass Centre to fit Pop-On Mandrel, Medium Grit, Regular Thickness, Dia 12,7 mm (1/2 inch)\r\n1 Box 85 Pieces\r\n.i Gratia:  3M - Sof-Lex Pop-On\r\n\rICN: 18-007-2813 BX","Polisher, dental:  Disc, Plastic Backed, Brass Centre to fit Pop-On Mandrel, Medium Grit, Regular Thickness, Dia 12,7 mm (1/2 inch)\n1 Box 85 Pieces\n.i Gratia:  3M - Sof-Lex Pop-On\n","box"]
["RT296-11-189","Burs","Polisher, dental:  Disc, Plastic Backed, Brass Centre to fit Pop-On Mandrel, Fine Grit, Regular Thickness, Dia 12,7 mm (1/2 inch)\r\n1 Box 85 Pieces\r\n.i Gratia:  3M - Sof-Lex Pop-On\r\n\rICN: 18-007-2814 BX","Polisher, dental:  Disc, Plastic Backed, Brass Centre to fit Pop-On Mandrel, Fine Grit, Regular Thickness, Dia 12,7 mm (1/2 inch)\n1 Box 85 Pieces\n.i Gratia:  3M - Sof-Lex Pop-On\n","box"]
["RT296-11-190","Burs","Polisher, dental:  Disc, Plastic Backed, Brass Centre to fit Pop-on Mandrel, Superfine Grit,\r\nRegular Thickness, Dia 12,7 mm (1/2 inch)\r\n1 Box 85 Pieces\r\n\rICN: 18-007-2817 BX\r\n\r\n\r\n\r\n\r\n","Polisher, dental:  Disc, Plastic Backed, Brass Centre to fit Pop-on Mandrel, Superfine Grit,\nRegular Thickness, Dia 12,7 mm (1/2 inch)\n1 Box 85 Pieces\n\n\n\n\n","box"]
["RT296-11-191","Burs","Polisher, dental:  Disc, Plastic Backed, Brass Centre to fit Pop-On Mandrel, Coarse Grit, Extra Thin Thickness, Dia 3/8 inch\r\n1 Box 85 Pieces\r\n.i Gratia:  3M - Sof-Lex Pop-On\r\n\rICN: 18-094-9828 BX","Polisher, dental:  Disc, Plastic Backed, Brass Centre to fit Pop-On Mandrel, Coarse Grit, Extra Thin Thickness, Dia 3/8 inch\n1 Box 85 Pieces\n.i Gratia:  3M - Sof-Lex Pop-On\n","box"]
["RT296-11-192","Burs","Polisher, dental:  Disc, Plastic Backed, Brass Centre to fit Pop-on Mandrel, Medium Grit, Extra Thin Thickness, Dia 3/8 inch\r\n1 Box 85 Pieces\r\n.i Gratia:  3M - Sof-Lex Pop-On\r\n\rICN: 18-094-9856 BX","Polisher, dental:  Disc, Plastic Backed, Brass Centre to fit Pop-on Mandrel, Medium Grit, Extra Thin Thickness, Dia 3/8 inch\n1 Box 85 Pieces\n.i Gratia:  3M - Sof-Lex Pop-On\n","box"]
["RT296-11-193","Burs","Polisher, dental:  Disc, Plastic Backed, Brass Centre to fit Pop-on Mandrel, Fine Grit, Extra Thin Thickness, Dia 3/8 inch\r\n1 Box 85 Pieces\r\n.i Gratia:  3M - Sof-Lex Pop-On\r\n\rICN: 18-094-9833 BX","Polisher, dental:  Disc, Plastic Backed, Brass Centre to fit Pop-on Mandrel, Fine Grit, Extra Thin Thickness, Dia 3/8 inch\n1 Box 85 Pieces\n.i Gratia:  3M - Sof-Lex Pop-On\n","box"]
["RT296-11-194","Burs","Polisher, dental:  Disc, Plastic Backed, Brass Centre to fit Pop-on Mandrel, Superfine Grit, Extra Thin Thickness, Dia 3/8 inch\r\n1 Box 85 Pieces\r\n.i Gratia:  3M - Sof-Lex Pop-On\r\n\rICN: 18-175-0640 BX","Polisher, dental:  Disc, Plastic Backed, Brass Centre to fit Pop-on Mandrel, Superfine Grit, Extra Thin Thickness, Dia 3/8 inch\n1 Box 85 Pieces\n.i Gratia:  3M - Sof-Lex Pop-On\n","box"]
["RT296-11-195","Burs","Polisher, dental:  Blue, ISO No. 658 900 114 522 064, Silicon-Carbide, Unmounted, Cyl Flat (23,8 mm) Med Grit Soft Hardness, Dia 6,4 mm\r\n1 Pack 100 Pieces\r\n.i Gratia:  Dedeco No.4593\r\n\rICN: 18-038-3911 PK","Polisher, dental:  Blue, ISO No. 658 900 114 522 064, Silicon-Carbide, Unmounted, Cyl Flat (23,8 mm) Med Grit Soft Hardness, Dia 6,4 mm\n1 Pack 100 Pieces\n.i Gratia:  Dedeco No.4593\n","pack"]
["RT296-11-196","Burs","Polisher, dental:  Blue, ISO No. 658 900 372 522 220, Silicon-Carbice, Unmounted, Disc (3,0 mm), Med Grit Soft Hardness, Dia 22 mm\r\n1 Pack 100 Pieces\r\n.i Gratia:  Komet (Fig.9572)\r\n\rICN: 1818-970-2605 BX","Polisher, dental:  Blue, ISO No. 658 900 372 522 220, Silicon-Carbice, Unmounted, Disc (3,0 mm), Med Grit Soft Hardness, Dia 22 mm\n1 Pack 100 Pieces\n.i Gratia:  Komet (Fig.9572)\n","pack"]
["RT296-11-197","Burs","Polisher, dental:  white, ISO No.658 900 303 523 220, silicon-carbide, unmounted, lenticular (3,5 mm), med grit, med hardness, dia 22 mm\r\n1 Pack 100 Pieces\r\n.i Gratia:  Komet (Fig.9627)\r\n\rICN: 18-970-7649 PK","Polisher, dental:  white, ISO No.658 900 303 523 220, silicon-carbide, unmounted, lenticular (3,5 mm), med grit, med hardness, dia 22 mm\n1 Pack 100 Pieces\n.i Gratia:  Komet (Fig.9627)\n\n","pack"]
["RT296-11-198","Burs","Polisher, dental:  White, ISO No. 658 900 372 523 220, Silicon-Carbide, Unmounted, Disc (3,0 mm), Med Grit Hardness, Dia 22 mm\r\n1 Pack 100 Pieces\r\n.i Gratia:  Komet (Fig.9554)\r\n\rICN: 18-970-5924 PK","Polisher, dental:  White, ISO No. 658 900 372 523 220, Silicon-Carbide, Unmounted, Disc (3,0 mm), Med Grit Hardness, Dia 22 mm\n1 Pack 100 Pieces\n.i Gratia:  Komet (Fig.9554)\n","pack"]
["RT296-11-199","Burs","Polisher, dental:  Prepolisher for Permanent Soft Silicone Based Linings, Unmounted, Wheel Shape \r\n1 Pack 12 Pieces;  1 Mandrel\r\n.i Gratia:  Molloplast - Pre-Polisher 03153\r\n\rICN: 18-970-7590 PK","Polisher, dental:  Prepolisher for Permanent Soft Silicone Based Linings, Unmounted, Wheel Shape \n1 Pack 12 Pieces;  1 Mandrel\n.i Gratia:  Molloplast - Pre-Polisher 03153\n","pack"]
["RT296-11-200","Burs","Polisher, dental:  Dark-brown, ISO No. 618 900 114 534 070, Normal Corundum, Unmounted, Cyl Flat (21 mm), Coarse Grit Hard Hardness, Dia 7,0 mm\r\n1 Box 100 Pieces\r\n.i Gratia:  Komet (Fig.9551)\r\n\rICN: 18-970-5922 BX","Polisher, dental:  Dark-brown, ISO No. 618 900 114 534 070, Normal Corundum, Unmounted, Cyl Flat (21 mm), Coarse Grit Hard Hardness, Dia 7,0 mm\n1 Box 100 Pieces\n.i Gratia:  Komet (Fig.9551)\n","box"]
["RT296-11-201","Burs","Polisher, dental:  Dark-brown, ISO No. 618 900 372 534 220, Normal Corundum, Unmounted, Disc (3,0 mm), Coarse Grit Hard, Dia 22 mm\r\n1 Box 100 Pieces\r\n.i Gratia:  Komet (Fig.9550)\r\n\rICN: 18-970-5921 BX","Polisher, dental:  Dark-brown, ISO No. 618 900 372 534 220, Normal Corundum, Unmounted, Disc (3,0 mm), Coarse Grit Hard, Dia 22 mm\r\n1 Box 100 Pieces\r\n.i Gratia:  Komet (Fig.9550)\r\n\rICN: 18-970-5921 BX","box"]
["RT296-11-202","Burs","Polisher, dental:  White, ISO No. 658 900 372 525 220, Silicon-Carbide, Unmounted, Disc (2,0 mm), Med Grit X-Hard Hardness, Dia 22 mm\r\n1 Box 100 Pieces\r\n.i Gratia:  Komet (Fig.9598)\r\n\rICN: 18-970-7802 BX","Polisher, dental:  White, ISO No. 658 900 372 525 220, Silicon-Carbide, Unmounted, Disc (2,0 mm), Med Grit X-Hard Hardness, Dia 22 mm\r\n1 Box 100 Pieces\r\n.i Gratia:  Komet (Fig.9598)\r\n\rICN: 18-970-7802 BX","box"]
["RT296-11-203","Burs","Polisher, dental:  Diamond Polisher, Unmounted, Knife-edged, Coarse Grit, 15 x 2,5 mm\r\n1 Pack 6 Pieces\r\n.i Gratia:  EVE Diapol L15DG\r\n\rICN: 18-974-7591 PK","Polisher, dental:  Diamond Polisher, Unmounted, Knife-edged, Coarse Grit, 15 x 2,5 mm\r\n1 Pack 6 Pieces\r\n.i Gratia:  EVE Diapol L15DG\r\n\rICN: 18-974-7591 PK","pack"]
["RT296-11-204","Burs","Polisher, dental:  black, silicon-carbide, HP Std, Bud, med grit, no. 0662\r\n1 Pack 6 Pieces\r\n.i Gratia:  Edenta\r\n\rICN: 18-970-7803 PK","Polisher, dental:  black, silicon-carbide, HP Std, Bud, med grit, no. 0662\r\n1 Pack 6 Pieces\r\n.i Gratia:  Edenta\r\n\rICN: 18-970-7803 PK","pack"]
["RT296-11-205","Burs","Polisher, dental:  black, silicon-carbide, HP Std, Grenade, med grit, no. 0664 \r\n1 Pack 6 Pieces\r\n.i Gratia:  Edenta\r\n\rICN: 18-970-7804 PK","Polisher, dental:  black, silicon-carbide, HP Std, Grenade, med grit, no. 0664 \r\n1 Pack 6 Pieces\r\n.i Gratia:  Edenta\r\n\rICN: 18-970-7804 PK","pack"]
["RT296-11-206","Burs","Polisher, dental: Diamand Polisher, Soft Rubber Wheel Red \r\nEach\r\n.i Gratia:  Tanaka\r\n\rICN:RT-296-0155 EA","Polisher, dental: Diamand Polisher, Soft Rubber Wheel Red \r\nEach\r\n.i Gratia:  Tanaka\r\n\rICN:RT-296-0155 EA","each"]
["RT296-11-207","Burs","Polisher, dental: Diamond Polisher, Soft Rubber Wheel Red Each                                                                                              Exempli Gratia: 44 Tanaka                                                                                                                                                                              ICN:RT-296-0155 EA","Polisher, dental: Diamond Polisher, Soft Rubber Wheel Red Each                                                                                              Exempli Gratia: 44 Tanaka                                                                                                                                                                              ICN:RT-296-0155 EA","each"]
["RT296-11-208","Burs","Polisher, dental: Diamand Polisher, Soft Rubber Wheel Blue \r\nEach\r\n.i Gratia:  Tanaka\r\n\rICN:RT-296-0156 EA","Polisher, dental: Diamand Polisher, Soft Rubber Wheel Blue \r\nEach\r\n.i Gratia:  Tanaka\r\n\rICN:RT-296-0156 EA","each"]
["RT296-11-209","Burs","Polisher, dental: Diamand Polisher, Soft Rubber Wheel Yellow \r\nEach\r\n.i Gratia:  Tanaka\r\n\rICN:","Polisher, dental: Diamand Polisher, Soft Rubber Wheel Yellow \r\nEach\r\n.i Gratia:  Tanaka\r\n\rICN:","each"]
["RT296-11-210","Burs","Bur dental, cavity access set, 2 carbite round burs (ISO 010 and 014), 1 diamond round bur (ISO 016), 1 transmetal bur, 1 diamond conical bur, 1 X-Gates bur\r\n\rItem RT296-11-189ME to RT296-11-190ME will be awarded as a series.\r\n\r.i Gratia: Dentsply Cavity Access Set (A 0305-100)","Bur dental, cavity access set, 2 carbite round burs (ISO 010 and 014), 1 diamond round bur (ISO 016), 1 transmetal bur, 1 diamond conical bur, 1 X-Gates bur\r\n\rItem RT296-11-189ME to RT296-11-190ME will be awarded as a series.\r\n\r.i Gratia: Dentsply Cavity Access Set (A 0305-100)","set"]
["RT296-11-211","Burs","Bur dental, cavity access refill pack, 2 carbide round burs (ISO 010 and 014), 1 diamond round bur (ISO 016), 1 transdermal bur, 1 diamond conical bur, 1 X-Gates bur\r\n\r.i Gratia:  Dentsply Cavity Access Set (A305-100)","Bur dental, cavity access refill pack, 2 carbide round burs (ISO 010 and 014), 1 diamond round bur (ISO 016), 1 transdermal bur, 1 diamond conical bur, 1 X-Gates bur\r\n\r.i Gratia:  Dentsply Cavity Access Set (A305-100)","set"]
["RT296-11-212","Burs","Bur dental excavaTing, student operative kit consisTing of bur block/s with a minimum of 16 friction grip instruments and 4 right angle instruments, complete with the following instruments.\nISO no. 806 314 233 524 012, diamond, FG Std, pear (2.7mm), med grit, dia 1.2mm (eg, Komet fig 830)\nISO no. 806 314 234 524 014, diamond, FG Std, pear (4.0mm), med grit, dia 1.4mm (eg Komet fig. 830L)\nISO no. 806 314 001 524 007, diamond, FG Std, round, med grit, dia 0.7mm (e.g Komet fig. 801)\nISO no. 806 314 001 524 012, diamond, FG Std, round, med grit, dia 1.2mm (e.g Komet fig 801)\nISO no. 806 314 001 524 016, diamond, FG Std, round, med grit, dia 1.6mm (e.g Komet fig. 801)\nISO no. 806 314 198 524 016, diamond, FG round end taper med grid dia 1.6mm (e.g Komet fig.)\nISO no. 806 314 165 504 014, diamond, FG Std, pointed (8.0mm), S-Fine grit, dia 1.4mm (e.g Komet fig. 858EF)\nISO no. 806 314 257 524 023, diamond, FG Std, bud (5.0mm), med grit, dia 2.3mm (e.g Komet fig. 368)\nISO no. 806 314 257 504 023, diamond, FG Std, bud (5.0mm), S-Fine grit, dia 2.3mm (e.g Komet fig. 368EF)\nISO no. 806 814 249 514 012, diamond, HP Std, Flame (8.0mm), fine grit, dia 1.2mm (e.g Komet fig. 8862)\nISO no. 806 814 249 504 012, diamond, HP Std, Flame (8.0mm), extra fine grit, dia 1.2mm (e.g Komet fig. 88EF)\nISO no. 500 204 001 001 021, tungsten carbide, HP Std, round, plain cut, dia 2.1 mm (e.g Komet fig. H1)\n***\nISO no. 500 204 001 001 014, tungsten carbide, HP Std, round, plain cut, dia 1.4mm (e.g Komet fig. H1)","Bur dental excavaTing, student operative kit consisTing of bur block/s with a minimum of 16 friction grip instruments and 4 right angle instruments, complete with the following instruments.\nISO no. 806 314 233 524 012, diamond, FG Std, pear (2.7mm), med grit, dia 1.2mm (eg, Komet fig 830)\nISO no. 806 314 234 524 014, diamond, FG Std, pear (4.0mm), med grit, dia 1.4mm (eg Komet fig. 830L)\nISO no. 806 314 001 524 007, diamond, FG Std, round, med grit, dia 0.7mm (e.g Komet fig. 801)\nISO no. 806 314 001 524 012, diamond, FG Std, round, med grit, dia 1.2mm (e.g Komet fig 801)\nISO no. 806 314 001 524 016, diamond, FG Std, round, med grit, dia 1.6mm (e.g Komet fig. 801)\nISO no. 806 314 198 524 016, diamond, FG round end taper med grid dia 1.6mm (e.g Komet fig.)\nISO no. 806 314 165 504 014, diamond, FG Std, pointed (8.0mm), S-Fine grit, dia 1.4mm (e.g Komet fig. 858EF)\nISO no. 806 314 257 524 023, diamond, FG Std, bud (5.0mm), med grit, dia 2.3mm (e.g Komet fig. 368)\nISO no. 806 314 257 504 023, diamond, FG Std, bud (5.0mm), S-Fine grit, dia 2.3mm (e.g Komet fig. 368EF)\nISO no. 806 814 249 514 012, diamond, HP Std, Flame (8.0mm), fine grit, dia 1.2mm (e.g Komet fig. 8862)\nISO no. 806 814 249 504 012, diamond, HP Std, Flame (8.0mm), extra fine grit, dia 1.2mm (e.g Komet fig. 88EF)\nISO no. 500 204 001 001 021, tungsten carbide, HP Std, round, plain cut, dia 2.1 mm (e.g Komet fig. H1)\n***\nISO no. 500 204 001 001 014, tungsten carbide, HP Std, round, plain cut, dia 1.4mm (e.g Komet fig. H1)","set"]
["RT296-11-213","Burs","Bur dental excavaTing, student Crown and bridge  kit consisTing of bur block/s , complete with the following instruments.                                                                                                                                                                                                                                                                                                                                                                                                                              I.  ISO no. 806 314 111 524 010 diamond, FG Flat end cylinder, standard grit (EG Edenta 837 314  010)                                                \n2. ISO no. 806 314 111 524 014 diamond, FG  Flat end cylinder, standard grit (EG Edenta 837 314  014)                                                            \n3. ISO no. 806 314 111 524 016 diamond, FG  Flat end cylinder, standard grit (EG Edenta 837 314  016)                                      \n4. ISO no. 806 314 112 524 012 diamond, FG  Flat end cylinder, standard grit (EG Edenta 837 L314 012)                                                 \n5. ISO no. AX836 314 112 524 012 diamond, Flat. FG  Rapid Grinder (EG Edenta AX836.314.012)                                                  \n6.  ISO no. 806 314 167 524 010 diamond,  FG  , needle (EG: Edenta859.314.010)                                                                           \n7.  ISO no. 806 314 565 524 009 diamond, FG Beveled end cylinder (EG; Edenta 875.314.009)                                                      \n8.  ISO no. 806 314 289 534 012 diamond, FG Cylindrical torpedo Course grid  ( EG: Edenta G878.314.012)                                                      \n9.  ISO no. 806 314 141 524 014 diamond, FG Round End Cylinder, standard grid ( EG: Edenta 881.314.014)                     \n10.ISO no. 806 314 539 524 012 diamond, FG Beveled Cylinder. Standard grid (EG: Edenta 885.314.012)                          \n11.ISO no. 806 314 277 524 023 diamond FG Egg shape/Football standard grid (EG. Edenta 379.314.023)                        \n12.ISO no. 806 314 277 504 023 diamond FG Egg shape/Football course grid (EG. Edenta F379.314.023)                            \n13.ISO no. W806 314 173 534 018 diamond,FG Flat end taper course grid (EG: Edenta G848.314.018)                                      \n14.ISO no. 500 314 137 008 012  Tungsten carbide, FG Cylinder Round (EG: Edenta H31RPC314.012)                               \n15.ISO no. 500 204 186 006 014 Tungsten Carbide, RA Tapered fissure (EG: Edenta C23.204.014)                                    \n16.ISO no. 500 314 172 072 016  Tungsten Carbide . Flat End finisher (EG: EdentaTC375.314.016)                                            \n17.ISO no. 500 314 289 072 012  Tungsten Carbide, Parallel Bevel, FG  (EG: Edenta TC83.314012).                                             \n18.ISO no. 500 314 290 072 014 Tungsten Carbite,FG,  Modified Round End Cylinder (EG; Edenta: TC297.314.014)           \n19.ISO no. V806 314 299 524 014 Diamond, Torpedo Tapered, FG (EG : Edenta V881.304.014)                                         \n20.ISO no  500 314 138 019 012  Tungsten Carbide,   Crown separator, FG (EG Edenta C34.314 )                                             \n21.ISO no. 500 315 139 019 012 Tungsten Carbide, Crown Separator  Long , FGL (EG: Edenta C4AKL315)                                 \n22.ISO no. 806 314 141 524 014  Diamond, FG. Round end cylinder (EG: Edenta 881.314)                                                \n23.ISO no   806 314 166 524 012 Diamond FG , Needle (EG:  Edenta:859.314)                                                                    \n24.ISO no. 806 314 535 524 009  Diamond; FG, Beveled end Cylinder (EG: Edenta 857.314)                                                                                                                                                                                                                                                                                                                                                                      l                                                                                                                                                                                    ","Bur dental excavaTing, student Crown and bridge  kit consisTing of bur block/s , complete with the following instruments.                                                                                                                                                                                                                                                                                                                                                                                                                              I.  ISO no. 806 314 111 524 010 diamond, FG Flat end cylinder, standard grit (EG Edenta 837 314  010)                                                \n2. ISO no. 806 314 111 524 014 diamond, FG  Flat end cylinder, standard grit (EG Edenta 837 314  014)                                                            \n3. ISO no. 806 314 111 524 016 diamond, FG  Flat end cylinder, standard grit (EG Edenta 837 314  016)                                      \n4. ISO no. 806 314 112 524 012 diamond, FG  Flat end cylinder, standard grit (EG Edenta 837 L314 012)                                                 \n5. ISO no. AX836 314 112 524 012 diamond, Flat. FG  Rapid Grinder (EG Edenta AX836.314.012)                                                  \n6.  ISO no. 806 314 167 524 010 diamond,  FG  , needle (EG: Edenta859.314.010)                                                                           \n7.  ISO no. 806 314 565 524 009 diamond, FG Beveled end cylinder (EG; Edenta 875.314.009)                                                      \n8.  ISO no. 806 314 289 534 012 diamond, FG Cylindrical torpedo Course grid  ( EG: Edenta G878.314.012)                                                      \n9.  ISO no. 806 314 141 524 014 diamond, FG Round End Cylinder, standard grid ( EG: Edenta 881.314.014)                     \n10.ISO no. 806 314 539 524 012 diamond, FG Beveled Cylinder. Standard grid (EG: Edenta 885.314.012)                          \n11.ISO no. 806 314 277 524 023 diamond FG Egg shape/Football standard grid (EG. Edenta 379.314.023)                        \n12.ISO no. 806 314 277 504 023 diamond FG Egg shape/Football course grid (EG. Edenta F379.314.023)                            \n13.ISO no. W806 314 173 534 018 diamond,FG Flat end taper course grid (EG: Edenta G848.314.018)                                      \n14.ISO no. 500 314 137 008 012  Tungsten carbide, FG Cylinder Round (EG: Edenta H31RPC314.012)                               \n15.ISO no. 500 204 186 006 014 Tungsten Carbide, RA Tapered fissure (EG: Edenta C23.204.014)                                    \n16.ISO no. 500 314 172 072 016  Tungsten Carbide . Flat End finisher (EG: EdentaTC375.314.016)                                            \n17.ISO no. 500 314 289 072 012  Tungsten Carbide, Parallel Bevel, FG  (EG: Edenta TC83.314012).                                             \n18.ISO no. 500 314 290 072 014 Tungsten Carbite,FG,  Modified Round End Cylinder (EG; Edenta: TC297.314.014)           \n19.ISO no. V806 314 299 524 014 Diamond, Torpedo Tapered, FG (EG : Edenta V881.304.014)                                         \n20.ISO no  500 314 138 019 012  Tungsten Carbide,   Crown separator, FG (EG Edenta C34.314 )                                             \n21.ISO no. 500 315 139 019 012 Tungsten Carbide, Crown Separator  Long , FGL (EG: Edenta C4AKL315)                                 \n22.ISO no. 806 314 141 524 014  Diamond, FG. Round end cylinder (EG: Edenta 881.314)                                                \n23.ISO no   806 314 166 524 012 Diamond FG , Needle (EG:  Edenta:859.314)                                                                    \n24.ISO no. 806 314 535 524 009  Diamond; FG, Beveled end Cylinder (EG: Edenta 857.314)         "]
["RT296-11-215","Burs","Sinus Lift Kit: Dental kit consisTing of 8 Hand instruments with Washtray with lid.                                                                                \n.i gratia :  \"Dr Kirsch kit: Helmud Zepf (24.995.00).                                                                                                                                                                                                                                                                                                                                                                                                                                                                                                                                                                                                                                                                                                                         Hand Instruments should be\":                                                                                                                                                                                                                             \n1. Sinus lift instrument: Dental  Universal raspatory, exchangable inserts (24.747.03)                                                                         \n2. Sinus lift instrument: Dental  Kirsh,Sinus 1 elevator 25°, Titanium Handle (41.868.01)                                                                                                                            3. Sinus lift instrument: Dental  Kirsh,Sinus 2 elevator 60°, Titanium Handle (41.868.02)                                                            \n3. Sinus lift instrument: Dental  Kirsh,Sinus 3 elevator 90°, Titanium Handle (41.868.03)                                                                  \n 4. Sinus lift instrument: Dental  Kirsh,Sinus 4 elevator 120°, Titanium Handle (41.868.04)                                                              \n  5. Sinus lift instrument: Dental  Kirsh,Sinus 5 elevator 90/90/60°, Titanium Handle (41.868.05)                                                           \n6. Sinus lift instrument: Dental  Kirsh,Sinus 6 elevator 90/90°, Titanium Handle (41.868.06)                                                              \n7. Sinus lift instrument: Dental  Kirsh,Sinus 7 spoon plugger;Dia 4.7mm Titanium Handle (41.868.07)                                            \n8. Sinus lift instrument: Dental  Kirsh,Sinus 8 convex plugger;Dia 45mm,plan-plugger dia 2.6mm Titanium Handle (41.868.087) ","Sinus Lift Kit: Dental kit consisTing of 8 Hand instruments with Washtray with lid.                                                                                \n.i gratia :  \"Dr Kirsch kit: Helmud Zepf (24.995.00).                                                                                                                                                                                                                                                                                                                                                                                                                                                                                                                                                                                                                                                                                                                         Hand Instruments should be\":                                                                                                                                                                                                                             \n1. Sinus lift instrument: Dental  Universal raspatory, exchangable inserts (24.747.03)                                                                         \n2. Sinus lift instrument: Dental  Kirsh,Sinus 1 elevator 25°, Titanium Handle (41.868.01)                                                                                                                            3. Sinus lift instrument: Dental  Kirsh,Sinus 2 elevator 60°, Titanium Handle (41.868.02)                                                            \n3. Sinus lift instrument: Dental  Kirsh,Sinus 3 elevator 90°, Titanium Handle (41.868.03)                                                                  \n 4. Sinus lift instrument: Dental  Kirsh,Sinus 4 elevator 120°, Titanium Handle (41.868.04)                                                              \n  5. Sinus lift instrument: Dental  Kirsh,Sinus 5 elevator 90/90/60°, Titanium Handle (41.868.05)                                                           \n6. Sinus lift instrument: Dental  Kirsh,Sinus 6 elevator 90/90°, Titanium Handle (41.868.06)                                                              \n7. Sinus lift instrument: Dental  Kirsh,Sinus 7 spoon plugger;Dia 4.7mm Titanium Handle (41.868.07)                                            \n8. Sinus lift instrument: Dental  Kirsh,Sinus 8 convex plugger;Dia 45mm,plan-plugger dia 2.6mm Titanium Handle (41.868.087) ","Kit"]
["RT296-11-216","Burs","Bur denture trimming  excavaTing : ISO500 104 001 090 050 Tungsten Carbite, HP Std Round (Eg Komet H71E.104.050)\r","Bur denture trimming  excavaTing : ISO500 104 001 090 050 Tungsten Carbite, HP Std Round (Eg Komet H71E.104.050)\r","each"]
["RT296-11-217","Burs","Bur  denture trimming :ISO no. 500 204 001 001 018, tungsten carbide, HP Std, round, plain cut, dia 1.8mm (e.g Komet fig. H1)","Bur  denture trimming :ISO no. 500 204 001 001 018, tungsten carbide, HP Std, round, plain cut, dia 1.8mm (e.g Komet fig. H1)","each"]
["RT296-11-218","Burs","Bur  denture trimming : ISO 500 123 116 190 015 Tungsten Carbite, HP Std Round (Eg Komet H364E.123.015)\r","Bur  denture trimming : ISO 500 123 116 190 015 Tungsten Carbite, HP Std Round (Eg Komet H364E.123.015)\r","each"]
["RT296-11-219","Burs","Bur  denture trimming :ISO no. 500 204 137 006 010, tungsten carbide,HP Std, cylinder round (4.2mm), plain cut, dia 1.0mm (e.g Komet fig. H21R)","Bur  denture trimming :ISO no. 500 204 137 006 010, tungsten carbide,HP Std, cylinder round (4.2mm), plain cut, dia 1.0mm (e.g Komet fig. H21R)","each"]
["RT296-11-220","Burs","Bur  denture trimming : ISO 500 104 468 211 023 Tungsten Carbite, HP Std  (Eg Komet H219.104.023)\n","Bur  denture trimming : ISO 500 104 468 211 023 Tungsten Carbite, HP Std  (Eg Komet H219.104.023)\n","each"]
["RT296-11-221","Burs","Bur  denture trimming :ISO no. 310 204 001 071 021, steel, HP Std, round, fine cut, dia 2.1mm (e.g Komet fig. 41)","Bur  denture trimming :ISO no. 310 204 001 071 021, steel, HP Std, round, fine cut, dia 2.1mm (e.g Komet fig. 41)","each"]
["RT296-11-222","Burs","Bur  denture trimming : ISO 500 104 184 140 016 Tungsten Carbite, HP Std  (Eg Komet H136EF.104.023)\r","Bur  denture trimming : ISO 500 104 184 140 016 Tungsten Carbite, HP Std  (Eg Komet H136EF.104.023)\r","each"]
["RT296-11-223","Burs","Bur  denture trimming :ISO no. 310 204 237 071 021, steel, HP Std, pear, fine cut, dia 2.1mm (e.g Komet fig. 48)","Bur  denture trimming :ISO no. 310 204 237 071 021, steel, HP Std, pear, fine cut, dia 2.1mm (e.g Komet fig. 48)","each"]
["RT296-11-224","Burs","Bur  denture trimming : ISO 500 104 194 216 023 Tungsten Carbite, HP Std  (Eg Komet H 261 GFSQ.060)\r","Bur  denture trimming : ISO 500 104 194 216 023 Tungsten Carbite, HP Std  (Eg Komet H 261 GFSQ.060)\r","each"]
["RT296-11-225","Burs","Polisher, dental composite, ISO 685 204 243 524 030, white universal polisher for all resin based materials (e.g edenta 0532RA)","Polisher, dental composite, ISO 685 204 243 524 030, white universal polisher for all resin based materials (e.g edenta 0532RA)","each"]
["RT296-11-226","Burs","Bur  denture trimming : ISO  500 204 194 190 031Tungsten Carbite with Titanium Nitrade CoaTing, HP Std  (Eg Dedeco 8355)\r","Bur  denture trimming : ISO  500 204 194 190 031Tungsten Carbite with Titanium Nitrade CoaTing, HP Std  (Eg Dedeco 8355)\r","each"]
["RT296-11-227","Burs","Bur  denture trimming : ISO  500 104 194 216 040 Tungsten Carbite with Titanium Nitrade CoaTing for mouthguard and soft reline material, HP Std  (Eg Dedeco 8327)\r","Bur  denture trimming : ISO  500 104 194 216 040 Tungsten Carbite with Titanium Nitrade CoaTing for mouthguard and soft reline material, HP Std  (Eg Dedeco 8327)\r","each"]
["RT296-11-228","Burs","Bur  denture trimming : ISO  500 104 274 221 060 Tungsten Carbite with Titanium Nitrade CoaTing for work on acrylic and stone cutTing, HP Std  (Eg Dedeco 8377)\r","Bur  denture trimming : ISO  500 104 274 221 060 Tungsten Carbite with Titanium Nitrade CoaTing for work on acrylic and stone cutTing, HP Std  (Eg Dedeco 8377)\r","each"]
["RT296-11-229","Burs","Bur  denture trimming : ISO  500 104 274 190 060 Tungsten Carbite with Titanium Nitrade CoaTing for rapid metal,acrylic and stone cutTing, HP Std  (Eg Dedeco 8359)\r","Bur  denture trimming : ISO  500 104 274 190 060 Tungsten Carbite with Titanium Nitrade CoaTing for rapid metal,acrylic and stone cutTing, HP Std  (Eg Dedeco 8359)\r","each"]
["RT296-11-230","Burs","Bur  denture trimming : ISO  500 104 263 140 060 Tungsten Carbite with Titanium Nitrade CoaTing for Fine metal,acrylic and stone cutTing, HP Std  (Eg Dedeco 8322)\r","Bur  denture trimming : ISO  500 104 263 140 060 Tungsten Carbite with Titanium Nitrade CoaTing for Fine metal,acrylic and stone cutTing, HP Std  (Eg Dedeco 8322)\r","each"]
["RT296-11-231","Burs","Bur  denture trimming : ISO  500 104 164 140 013 Tungsten Carbite with Titanium Nitrade CoaTing for Fine metal,acrylic and stone cutTing, HP Std  (Eg Dedeco 8318)\r","Bur  denture trimming : ISO  500 104 164 140 013 Tungsten Carbite with Titanium Nitrade CoaTing for Fine metal,acrylic and stone cutTing, HP Std  (Eg Dedeco 8318)\r","each"]
["RT296-11-232","Burs","Bur  vacuum formed trimmer  : ISO  500 104 468 211 023 Tungsten Carbite with Titanium Nitrade CoaTing f, HP Std  (Eg Dedeco 8378)\r","Bur  vacuum formed trimmer  : ISO  500 104 468 211 023 Tungsten Carbite with Titanium Nitrade CoaTing f, HP Std  (Eg Dedeco 8378)\r","each"]
["RT296-11-233","Burs","Bur  vacuum formed trimmer  : ISO  500 104 468  133 023 Tungsten Carbite with Titanium Nitrade CoaTing f, HP Std  (Eg Dedeco 8379)\r","Bur  vacuum formed trimmer  : ISO  500 104 468  133 023 Tungsten Carbite with Titanium Nitrade CoaTing f, HP Std  (Eg Dedeco 8379)\r","each"]
["RT296-11-234","Burs","Bur   trimming : ISO  500 104 194 141 023 Tungsten Carbite with Titanium Nitrade CoaTing for texturising porcelain, metal substructure and temp, HP Std  (Eg Dedeco 8335)\r","Bur   trimming : ISO  500 104 194 141 023 Tungsten Carbite with Titanium Nitrade CoaTing for texturising porcelain, metal substructure and temp, HP Std  (Eg Dedeco 8335)\r","each"]
["RT296-11-235","Burs","Bur   trimming : ISO  500 104 263 194 060 Tungsten Carbite with Titanium Nitrade CoaTing for work n plaste and acrylicsom, HP Std  (Eg Dedeco8369)\r","Bur   trimming : ISO  500 104 263 194 060 Tungsten Carbite with Titanium Nitrade CoaTing for work n plaste and acrylicsom, HP Std  (Eg Dedeco8369)\r","each"]
["RT296-11-236","Burs","Bur dental  excavaTing , Diamond with Sintered Bond, HP Round ISO 807 104 001 524  018 -Lab (EG Komet 7801)\r","Bur dental  excavaTing , Diamond with Sintered Bond, HP Round ISO 807 104 001 524  018 -Lab (EG Komet 7801)\r","each"]
["RT296-11-237","Burs","Bur dental  excavaTing; Diamond with Sintered Bond, HP Inverted Cone  ISO 807  104 524 029  -Lab (EG Komet 7805\r","Bur dental  excavaTing; Diamond with Sintered Bond, HP Inverted Cone  ISO 807  104 524 029  -Lab (EG Komet 7805\r","each"]
["RT296-11-238","Burs","Bur dental  excavaTing; Diamond with Sintered Bond, HP Inverted Cone  ISO 807  104 534 029  -Lab (EG Komet 76805\r","Bur dental  excavaTing; Diamond with Sintered Bond, HP Inverted Cone  ISO 807  104 534 029  -Lab (EG Komet 76805\r","each"]
["RT296-11-239","Burs","Bur dental  excavaTing; Diamond with Sintered Bond, HP Inverted Cone  ISO 807  104 030 524 029  -Lab (EG Komet 7928\r","Bur dental  excavaTing; Diamond with Sintered Bond, HP Inverted Cone  ISO 807  104 030 524 029  -Lab (EG Komet 7928\r","each"]
["RT296-11-240","Burs","Bur dental  excavaTing; Diamond with Sintered Bond, HP lenticular  ISO 807  104 304 534 029  -Lab (EG Komet 76825\r","Bur dental  excavaTing; Diamond with Sintered Bond, HP lenticular  ISO 807  104 304 534 029  -Lab (EG Komet 76825\r","each"]
["RT296-11-241","Burs","Bur dental  excavaTing; Diamond with Sintered Bond, HP lenticular  ISO 807  104 304 534 040  -Lab (EG Komet 76825.040\r","Bur dental  excavaTing; Diamond with Sintered Bond, HP lenticular  ISO 807  104 304 534 040  -Lab (EG Komet 76825.040\r","each"]
["RT296-11-242","Burs","Bur dental  excavaTing; Diamond with Sintered Bond, HP Cylinder Round  ISO 807  104 141 534 029  -Lab (EG Komet 76811.029\r","Bur dental  excavaTing; Diamond with Sintered Bond, HP Cylinder Round  ISO 807  104 141 534 029  -Lab (EG Komet 76811.029\r","each"]
["RT296-11-243","Burs","Bur dental  excavaTing; Diamond with Sintered Bond, HP Taper pointed  ISO 807  104 166 534 029  -Lab (EG Komet 76859.029\r","Bur dental  excavaTing; Diamond with Sintered Bond, HP Taper pointed  ISO 807  104 166 534 029  -Lab (EG Komet 76859.029\r","each"]
["RT296-11-244","Burs","Bur dental  excavaTing; Diamond with Sintered Bond, HP Flat end taper  ISO 807  104 174 524 029  -Lab (EG Komet 7848.029\r","Bur dental  excavaTing; Diamond with Sintered Bond, HP Flat end taper  ISO 807  104 174 524 029  -Lab (EG Komet 7848.029\r","each"]
["RT296-11-245","Burs","Bur dental  excavaTing; Diamond with Sintered Bond, HP Round end taper  ISO 807  104 198 524 023  -Lab (EG Komet 7856.023\r","Bur dental  excavaTing; Diamond with Sintered Bond, HP Round end taper  ISO 807  104 198 524 023  -Lab (EG Komet 7856.023\r","each"]
["RT296-11-246","Burs","Bur dental  excavaTing , Diamond with Sintered Bond, HP Round end taper  ISO 807  104 198 524 029  -Lab (EG Komet 7856.029\r","Bur dental  excavaTing , Diamond with Sintered Bond, HP Round end taper  ISO 807  104 198 524 029  -Lab (EG Komet 7856.029\r","each"]
["RT296-11-247","Burs","Bur dental  excavaTing , Diamond with Sintered Bond, HP Round end taper  ISO 807  104 198 524 033  -Lab (EG Komet 7856.033\r","Bur dental  excavaTing , Diamond with Sintered Bond, HP Round end taper  ISO 807  104 198 524 033  -Lab (EG Komet 7856.033\r","each"]
["RT296-11-248","Burs","Bur Dental  ExcavaTing , Diamond with Sintered Bond, HP Neeler ISO 807  104 200 524 080  -Lab (EG Komet 7852.050\r","Bur Dental  ExcavaTing , Diamond with Sintered Bond, HP Neeler ISO 807  104 200 524 080  -Lab (EG Komet 7852.050\r","each"]
["RT296-11-249","Burs","Bur Dental  ExcavaTing , Diamond with Sintered Bond, HP Flame  ISO 807  104 243 524 029  -Lab (EG Komet 7862.029\r","Bur Dental  ExcavaTing , Diamond with Sintered Bond, HP Flame  ISO 807  104 243 524 029  -Lab (EG Komet 7862.029\r","each"]
["RT296-11-250","Burs","Bur dental  excavaTing , Diamond with Sintered Bond, HP Round End Taper  ISO 807  104 263 524 050  -Lab (EG Komet 7351.050\r","Bur dental  excavaTing , Diamond with Sintered Bond, HP Round End Taper  ISO 807  104 263 524 050  -Lab (EG Komet 7351.050\r","each"]
["RT296-11-251","Burs","Bur dental  excavaTing , Diamond with Sintered Bond, HP Grenade  ISO 807  104 274 534 060  -Lab (EG Komet 76251-060\r","Bur dental  excavaTing , Diamond with Sintered Bond, HP Grenade  ISO 807  104 274 534 060  -Lab (EG Komet 76251-060\r","each"]
["RT296-11-252","Burs","Bur dental  excavaTing , Diamond with Sintered Bond, HP Round End Taper  ISO 807  104 167 524 035  -Lab (EG Dedco 2556)\r","Bur dental  excavaTing , Diamond with Sintered Bond, HP Round End Taper  ISO 807  104 167 524 035  -Lab (EG Dedco 2556)\r","each"]
["RT296-11-253","Burs","Disk separaTing , diamond sintered , ISO 807 104 041 524 080 Lab (Eg Komet fig 7818.080)\r","Disk separaTing , diamond sintered , ISO 807 104 041 524 080 Lab (Eg Komet fig 7818.080)\r","each"]
["RT296-11-254","Burs","Disk separaTing , diamond sintered , ISO 807 104 327 524 200 Lab (Eg Komet fig 7941.200\r","Disk separaTing , diamond sintered , ISO 807 104 327 524 200 Lab (Eg Komet fig 7941.200\r","each"]
["RT296-11-255","Burs","Disk separaTing , diamond sintered , ISO 807 104 327 534 200 Lab (Eg Komet fig 7941.200\r","Disk separaTing , diamond sintered , ISO 807 104 327 534 200 Lab (Eg Komet fig 7941.200\r","each"]
["RT296-11-256","Burs","Polisher dental lab, hi glaze dental polishing kit for ceramics containing 3 pieces,  EG Dedco Hi Glaze 1180 kit)\r","Polisher dental lab, hi glaze dental polishing kit for ceramics containing 3 pieces,  EG Dedco Hi Glaze 1180 kit)\r","Kit"]
["RT296-11-257","Burs","Polisher dental lab, Silcone Rubber Polishers extra fine  EG Dedco 7253/4\r","Polisher dental lab, Silcone Rubber Polishers extra fine  EG Dedco 7253/4\r","each"]
["RT296-11-258","Burs","Polisher dental lab, diamond sandin cap  with 1 Dia dome mandrel 12.7mm  and 1 fine 12.7mm goldie diamond Cap (.i Gratia Dedeco 2544)\r","Polisher dental lab, diamond sandin cap  with 1 Dia dome mandrel 12.7mm  and 1 fine 12.7mm goldie diamond Cap (.i Gratia Dedeco 2544)\r","each"]
["RT296-11-259","Burs","Polisher dental lab, diamond sandin cap 3 fine 12.7mm goldie diamond Caps (.i Gratia Dedeco 2544) Polishers extra fine  EG Dedco 2547\r","Polisher dental lab, diamond sandin cap 3 fine 12.7mm goldie diamond Caps (.i Gratia Dedeco 2544) Polishers extra fine  EG Dedco 2547\r","each"]
["RT296-11-260","Burs","Bur dental prosthodontic kit consisTing of bur block complete consisTing of the following Burs :\n1. Diamond FG Round ended straight fissure  1,2 mm dia ISO 806 314 141  5364 014 (eg Hoico 141G-014)\n2. Diamond FG Round ended Straight fisure  1,4 mm dai ISO 806 314 534 140  014 (Eg Horico 140G-014)\n3. Diamond FG Chamfer 1,2mm dia ISO 806 314 289 534 012 (eg Horico 289G-012)\n4. Diamond FG  Chamfer 1,4 mm dia ISO 806 314 289 534 014 (eg. Horico 289G-014) \n5. Diamond FG Chamfer short shank 1,2mm dia ISO 806 313 289 534 012 (eg Horico s289G-012)\n6.  Diamond FG Tapered Fissure ISO 806 314 198 534 014 (eg Horico 198G-014) \n7. Diamond FG Flame coarse ISO 806 314 273 514 010 (eg.  Horico 273C-010)\n8. Diamond FG Rugby ball fine ISO 806 314 277 574 023 (Eg Horico 277C-023)\n9. Diamond FG Rugby ball. Coarse ISO 806 314 277 534 023 (eg. Horico 277G-023)\n10.Tungstan Carbite FG  end cutTing 1,2mm ISO 500 314 150 001 012 (eg Komet H207-021) \n11. Tungsten Carbite FG Finishing bur ch\namfer 1,2 mm ISO 500 314 289 072 012 (eg Horico 283-012)\n12. Tungsten Carbite FG finishing bur straight 1,2mm dia ISO 500 314 158 072 012 (eg HoricoC297-012)\n13. Tungsten Carbite FG finishing bur tapered fissure 1,2mm dia ISO 500 314 194 006 012 (eg Horico C23R -012)\n14. Tungsten Carbite FG finishing bur staight 1,2mm dia ISO 500 314 150 001 012 (eg Horico C21R-012) \n15. Tungsten Carbite  FG finishing bur round 1,8 mm daia ISO 500 314 001 003 012 (eg. Horic C1s-018)  \n16. Tungsten Carbite FC metal cutTing bur 1.2 dia  ISO 500 314 139 008 (eg Horico C36R -012)\n17. Polisher Brownie FG  for smoothing gold amalgam and composite OSO 653 314 243 513 030 (eg EveB2FG)\n18. Polisher Greenie FG High lustre polishing on gold , amalgam and composite ISO 500 314 289 072 012) (eg EVE G2FG)\n19:  Polisher Diamond RA polishing porcelain and metal without paste (ISO803 204 030 514 060) (eg EVE W16D)\n20. Polisher  RA Reducing and smoothing porcelain (ISO 803 204 234 514 040) (EG  EVE W16Dmf)\n21. Polisher Diamond RA pre-polishing and smoothing porcelain and metal (ISO 803 204 243 524 040) (Eg E\nVAW16Dmf)\n22. Polisher RA Fine finish on Porcelain (ISO 803 204 243 532 040) (Eg EVA21Dmg)\n23. Polisher RA diamond for reducing and trimming of porcelain and metal (ISO 803 204 243 534 040) (egEVE W16Dg)\n24.  Polisher RA diamond for reducing and trimming porcelain and metals (ISO 803 204 243 534 040) (eg EVEW21Dg)\n25. Trimmer HP with diamond reducing porcelain (ISO 805 104 042 534 150) (Eg EvE Dyp-15)\n26.  Mandrel RA for abrasive disc  (ISO 330 204 406 391 050) (eg EvE ET -983)\n27. Polisher, dental RA Cotton mop ,polishing paste carrier (ISO 050 204 373 000 220 0 (EG. Komet 9628)","Bur dental prosthodontic kit consisTing of bur block complete consisTing of the following Burs :\n1. Diamond FG Round ended straight fissure  1,2 mm dia ISO 806 314 141  5364 014 (eg Hoico 141G-014)\n2. Diamond FG Round ended Straight fisure  1,4 mm dai ISO 806 314 534 140  014 (Eg Horico 140G-014)\n3. Diamond FG Chamfer 1,2mm dia ISO 806 314 289 534 012 (eg Horico 289G-012)\n4. Diamond FG  Chamfer 1,4 mm dia ISO 806 314 289 534 014 (eg. Horico 289G-014) \n5. Diamond FG Chamfer short shank 1,2mm dia ISO 806 313 289 534 012 (eg Horico s289G-012)\n6.  Diamond FG Tapered Fissure ISO 806 314 198 534 014 (eg Horico 198G-014) \n7. Diamond FG Flame coarse ISO 806 314 273 514 010 (eg.  Horico 273C-010)\n8. Diamond FG Rugby ball fine ISO 806 314 277 574 023 (Eg Horico 277C-023)\n9. Diamond FG Rugby ball. Coarse ISO 806 314 277 534 023 (eg. Horico 277G-023)\n10.Tungstan Carbite FG  end cutTing 1,2mm ISO 500 314 150 001 012 (eg Komet H207-021) \n11. Tungsten Carbite FG Finishing bur ch\namfer 1,2 mm ISO 500 314 289 072 012 (eg Horico 283-012)\n12. Tungsten Carbite FG finishing bur straight 1,2mm dia ISO 500 314 158 072 012 (eg HoricoC297-012)\n13. Tungsten Carbite FG finishing bur tapered fissure 1,2mm dia ISO 500 314 194 006 012 (eg Horico C23R -012)\n14. Tungsten Carbite FG finishing bur staight 1,2mm dia ISO 500 314 150 001 012 (eg Horico C21R-012) \n15. Tungsten Carbite  FG finishing bur round 1,8 mm daia ISO 500 314 001 003 012 (eg. Horic C1s-018)  \n16. Tungsten Carbite FC metal cutTing bur 1.2 dia  ISO 500 314 139 008 (eg Horico C36R -012)\n17. Polisher Brownie FG  for smoothing gold amalgam and composite OSO 653 314 243 513 030 (eg EveB2FG)\n18. Polisher Greenie FG High lustre polishing on gold , amalgam and composite ISO 500 314 289 072 012) (eg EVE G2FG)\n19:  Polisher Diamond RA polishing porcelain and metal without paste (ISO803 204 030 514 060) (eg EVE W16D)\n20. Polisher  RA Reducing and smoothing porcelain (ISO 803 204 234 514 040) (EG  EVE W16Dmf)\n21. Polisher Diamond RA pre-polishing and smoothing porcelain and metal (ISO 803 204 243 524 040) (Eg E\nVAW16Dmf)\n22. Polisher RA Fine finish on Porcelain (ISO 803 204 243 532 040) (Eg EVA21Dmg)\n23. Polisher RA diamond for reducing and trimming of porcelain and metal (ISO 803 204 243 534 040) (egEVE W16Dg)\n24.  Polisher RA diamond for reducing and trimming porcelain and metals (ISO 803 204 243 534 040) (eg EVEW21Dg)\n25. Trimmer HP with diamond reducing porcelain (ISO 805 104 042 534 150) (Eg EvE Dyp-15)\n26.  Mandrel RA for abrasive disc  (ISO 330 204 406 391 050) (eg EvE ET -983)\n27. Polisher, dental RA Cotton mop ,polishing paste carrier (ISO 050 204 373 000 220 0 (EG. Komet 9628)","Kit"]
["RT296-11-261","Burs","Paediatric & restorative student kit consisTing of the following items:\n1 . FG Straight Fissure ISO 500 314 107 006 010  .i Gratia:  Horico C 21 314 012\n2.  FG Straight Fissure ISO 500 314 107 006 014 .i Gratia:  Horico C 21 314 014\n3.  RA Straight Fissure ISO 500 204 107 006 010 .i Gratia:  Horico C 21 204 012\n4.  RA Straight Fissure ISO 500 204 107 006 014 .i Gratia:  Horico C 21 204 014\n5.  RA Straight Fissure round tip T/C ISO 500 314 137 006 010 .i Gratia:  Horico C 21R 204 012 \n6.  RA Straight Fissure round tip T/C ISO 500 314 137 006 012 .i Gratia:  Komet H21R\n7.  FG Straight Fissure round tip Diamond - fine ISO 806 314 158 514 010 .i Gratia:  Horico FG156G010\n8.  FG Straight Fissure round tip Diamond - medium ISO 806 314 158 524 014; .i Gratia:  Horico FG156G014\n9.  RA Inverted cone  T/C ISO 500 204 010 001 012 .i Gratia:  Horico C 2 204 012\n10. RA Round    T/C ISO 500 204 001 001 012 .i Gratia:  Horico C 1 204 012\n11. RA Round    T/C ISO 500 204 001 001 016 .i Gratia:  Horico C 1 204 016\n12. RA  Round high cutTing  T/C ISO 500 204 001 003 016 .i Gratia:  Horico C1S 204 016\n13. FG Round    T/C ISO 500 314 001 001 012 .i Gratia:  Horico C 1 314 012\n14. FG Round    T/C ISO 500 314 001 001 016 .i Gratia:  Horico C 1 314 016\n15. FG Truncated conical  Diamond - medium  ISO 806 314 168 524 010 .i Gratia:  Horico FG 170 010\n16. FG Bud    Diamond - fine ISO 806 314 277 514 016 .i Gratia:  Horico FG277F016\n17. FG conical, slender, pointed Diamond - fine ISO 806 314 165 514 014 .i Gratia:  Horico FG165F014\n18.RA Snap-on mandrel ISO .i Gratia:  ISO 311 204 615 421 Komet327 \n19.RA Inverted cone hollow polisher Medium ISO 652 204 030 513 060 .i Gratia:  Horico 1 BV5W\n20. RA Flame polisher   Medium ISO 652 204 297 513 030 .i Gratia:  Horico 1 BV2K\n21. RA Inverted cone hollow polisher  Fine ISO 652 204 030 503 090 .i Gratia:  Horico 1 GH5W\n22. RA Flame polisher    Fine ISO 652 204 030 503 030 .i Gratia Horico1 GH2K\n23 RA Arkansas round   Extra fine 030 ISO 635 204 001 523 601\n24. RA  Arkansas slender bud  Extra fine 025 ISO 635 204 257 505 025\n25. RA Round polishing bur   ISO 500 204 001 001  012 .i Gratia Horico C1 012  \n26.  RA Round polishing bur   T/C ISO SO 500 204 001 001  016 .i Gratia Horico C1  016  \n27. RA Flame shaped   T/C ISO  310 204 243 071 014 .i Gratia Komet Fig48)\n28 RA Junior cup brush ISO\n29 RA Rubber cup ISO\n30. FG Fissurotomy bur  ISO 500 314 194 006 012 .i Gratia:  Horico C 23R 314 012\n31.FG Fissurotomy bur  ISO    ISO 500 314 194 006 0162 .i Gratia:  Horico C 23R 314 016\n32. FG Diamond Egg shaped fine ISO 806 314 277 514 018 .i Gratia:  Horrico 277U -018 \n33. FG Diamond Egg shaped  extra fine ISO 806 314 277 504 023 .i Gratia:  Horrico 277U -023\n34. FG Diamond cylindrical end pointed fine ISO 806 314 249514 010 .i Gratia Horrico 249 C-010\n35. FG Diamond cylindrical end pointed extra fine ISO 806 314 249 504 010 .i Gratia Horrico 249F -010\n36. Bur stand (autoclavable) and label .i Gratia Komet Fig A 701 S","Paediatric & restorative student kit consisTing of the following items:\n1 . FG Straight Fissure ISO 500 314 107 006 010  .i Gratia:  Horico C 21 314 012\n2.  FG Straight Fissure ISO 500 314 107 006 014 .i Gratia:  Horico C 21 314 014\n3.  RA Straight Fissure ISO 500 204 107 006 010 .i Gratia:  Horico C 21 204 012\n4.  RA Straight Fissure ISO 500 204 107 006 014 .i Gratia:  Horico C 21 204 014\n5.  RA Straight Fissure round tip T/C ISO 500 314 137 006 010 .i Gratia:  Horico C 21R 204 012 \n6.  RA Straight Fissure round tip T/C ISO 500 314 137 006 012 .i Gratia:  Komet H21R\n7.  FG Straight Fissure round tip Diamond - fine ISO 806 314 158 514 010 .i Gratia:  Horico FG156G010\n8.  FG Straight Fissure round tip Diamond - medium ISO 806 314 158 524 014; .i Gratia:  Horico FG156G014\n9.  RA Inverted cone  T/C ISO 500 204 010 001 012 .i Gratia:  Horico C 2 204 012\n10. RA Round    T/C ISO 500 204 001 001 012 .i Gratia:  Horico C 1 204 012\n11. RA Round    T/C ISO 500 204 001 001 016 .i Gratia:  Horico C 1 204 016\n12. RA  Round high cutTing  T/C ISO 500 204 001 003 016 .i Gratia:  Horico C1S 204 016\n13. FG Round    T/C ISO 500 314 001 001 012 .i Gratia:  Horico C 1 314 012\n14. FG Round    T/C ISO 500 314 001 001 016 .i Gratia:  Horico C 1 314 016\n15. FG Truncated conical  Diamond - medium  ISO 806 314 168 524 010 .i Gratia:  Horico FG 170 010\n16. FG Bud    Diamond - fine ISO 806 314 277 514 016 .i Gratia:  Horico FG277F016\n17. FG conical, slender, pointed Diamond - fine ISO 806 314 165 514 014 .i Gratia:  Horico FG165F014\n18.RA Snap-on mandrel ISO .i Gratia:  ISO 311 204 615 421 Komet327 \n19.RA Inverted cone hollow polisher Medium ISO 652 204 030 513 060 .i Gratia:  Horico 1 BV5W\n20. RA Flame polisher   Medium ISO 652 204 297 513 030 .i Gratia:  Horico 1 BV2K\n21. RA Inverted cone hollow polisher  Fine ISO 652 204 030 503 090 .i Gratia:  Horico 1 GH5W\n22. RA Flame polisher    Fine ISO 652 204 030 503 030 .i Gratia Horico1 GH2K\n23 RA Arkansas round   Extra fine 030 ISO 635 204 001 523 601\n24. RA  Arkansas slender bud  Extra fine 025 ISO 635 204 257 505 025\n25. RA Round polishing bur   ISO 500 204 001 001  012 .i Gratia Horico C1 012  \n26.  RA Round polishing bur   T/C ISO SO 500 204 001 001  016 .i Gratia Horico C1  016  \n27. RA Flame shaped   T/C ISO  310 204 243 071 014 .i Gratia Komet Fig48)\n28 RA Junior cup brush ISO\n29 RA Rubber cup ISO\n30. FG Fissurotomy bur  ISO 500 314 194 006 012 .i Gratia:  Horico C 23R 314 012\n31.FG Fissurotomy bur  ISO    ISO 500 314 194 006 0162 .i Gratia:  Horico C 23R 314 016\n32. FG Diamond Egg shaped fine ISO 806 314 277 514 018 .i Gratia:  Horrico 277U -018 \n33. FG Diamond Egg shaped  extra fine ISO 806 314 277 504 023 .i Gratia:  Horrico 277U -023\n34. FG Diamond cylindrical end pointed fine ISO 806 314 249514 010 .i Gratia Horrico 249 C-010\n35. FG Diamond cylindrical end pointed extra fine ISO 806 314 249 504 010 .i Gratia Horrico 249F -010\n36. Bur stand (autoclavable) and label .i Gratia Komet Fig A 701 S\n","Kit"]
["RT296-11-262","Burs","Bur dental excavaTing, diamond, FG,Round  Finishing, course size 006 ISO 0806 314 001 1534 009 \r","Bur dental excavaTing, diamond, FG,Round  Finishing, course size 006 ISO 0806 314 001 1534 009 \r","each"]
["RT296-11-263","Burs","Bur dental excavaTing, diamond, FG, Round  Finishing, course size 0012 ISO 0806 314 001 1534 0012 .i Gratia Kommet fig  6801 \r","Bur dental excavaTing, diamond, FG, Round  Finishing, course size 0012 ISO 0806 314 001 1534 0012 .i Gratia Kommet fig  6801 \r","each"]
["RT296-11-264","Burs","Bur dental excavaTing, diamond, FG,Pear shape , Normal Size 007  ISO 830 314 233 524 007 .i Gratia Kommet fig  830\r","Bur dental excavaTing, diamond, FG,Pear shape , Normal Size 007  ISO 830 314 233 524 007 .i Gratia Kommet fig  830\r","each"]
["RT296-11-265","Burs","Bur dental excavaTing, diamond, FG, Pear shape , Normal Size 012  ISO 830 314 233 524 012 .i Gratia Kommet fig  830\r","Bur dental excavaTing, diamond, FG, Pear shape , Normal Size 012  ISO 830 314 233 524 012 .i Gratia Kommet fig  830\r","each"]
["RT296-11-266","Burs","Bur dental excavaTing, Diamond, FG,  short parallele Edshoulder , Rounded edge shape , Normal Size 010  ISO 806 314 157 524 010 .i Gratia Kommet fig  836KR\r","Bur dental excavaTing, Diamond, FG,  short parallele Edshoulder , Rounded edge shape , Normal Size 010  ISO 806 314 157 524 010 .i Gratia Kommet fig  836KR\r","each"]
["RT296-11-267","Burs","Bur dental excavaTing, Diamond, FG,  short parallele Edshoulder , Rounded edge shape , Normal Size 012  ISO 806 314 157 524 012 .i Gratia Kommet fig  836KR\r","Bur dental excavaTing, Diamond, FG,  short parallele Edshoulder , Rounded edge shape , Normal Size 012  ISO 806 314 157 524 012 .i Gratia Kommet fig  836KR\r","each"]
["RT296-11-268","Burs","Bur dental excavaTing, diamond, FG, Cylinder with Beveled tip  shape , Normal Size 012  ISO 806 314 130 524 012 .i Gratia Kommet fig  885","Bur dental excavaTing, diamond, FG, Cylinder with Beveled tip  shape , Normal Size 012  ISO 806 314 130 524 012 .i Gratia Kommet fig  885","each"]
["RT296-11-269","Burs","Bur dental excavaTing, diamond, FG, Pointed finishing Burr Normal;  Size 010  ISO 806 314 166 524 010 .i Gratia Kommet fig  0106\r","Bur dental excavaTing, diamond, FG, Pointed finishing Burr Normal;  Size 010  ISO 806 314 166 524 010 .i Gratia Kommet fig  0106\r","each"]
["RT296-11-270","Burs","Bur dental excavaTing, diamond, FG, Bud, occlusal/lingular reduction Normal;  Size 016  ISO 806 314 257 524 010 .i Gratia Kommet fig  368","Bur dental excavaTing, diamond, FG, Bud, occlusal/lingular reduction Normal;  Size 016  ISO 806 314 257 524 010 .i Gratia Kommet fig  368","each"]
["RT296-11-271","Burs","Bur dental excavaTing, diamond, FG, Egg/football occlusal,lingual resuction course Normal;  Size 018i  ISO 806 314 277 534  018 .i Gratia Kommet fig  S 6379368\r","Bur dental excavaTing, diamond, FG, Egg/football occlusal,lingual resuction course Normal;  Size 018i  ISO 806 314 277 534  018 .i Gratia Kommet fig  S 6379368\r","each"]
["RT296-11-272","Burs","Bur, dental surgery,ISO 500 205 001 291 010, Tungsten Carbide, HP Std round Bone Cutter size 010 .i gratia Komet fig H141.205\r","Bur, dental surgery,ISO 500 205 001 291 010, Tungsten Carbide, HP Std round Bone Cutter size 010 .i gratia Komet fig H141.205\r","each"]
["RT296-11-273","Burs","Bur, dental surgery , ISO 500 104 001 1291 010, Bone cutter round ZrN coated size 10 . .i Gratia:  Komet fig H141Z)\r","Bur, dental surgery , ISO 500 104 001 1291 010, Bone cutter round ZrN coated size 10 . .i Gratia:  Komet fig H141Z)\r","each"]
["RT296-11-274","Burs","Bur, dental surgery , ISO 500 104 001 1291 014, Bone cutter round ZrN coated size 14 . .i Gratia:  Komet fig H141Z)\r","Bur, dental surgery , ISO 500 104 001 1291 014, Bone cutter round ZrN coated size 14 . .i Gratia:  Komet fig H141Z)\r","each"]
["RT296-11-275","Burs","Bur, dental surgery , ISO 500 104 001 1291 018, Bone cutter round ZrN coated size 18 . .i Gratia:  Komet fig H141Z)\r","Bur, dental surgery , ISO 500 104 001 1291 018, Bone cutter round ZrN coated size 18 . .i Gratia:  Komet fig H141Z)\r","each"]
["RT296-11-276","Burs","Bur, dental surgery,ISO 500 206 001 291 023, Tungsten Carbide, HP Std round Bone Cutter size 010 .i gratia Komet fig H141.206\r","Bur, dental surgery,ISO 500 206 001 291 023, Tungsten Carbide, HP Std round Bone Cutter size 010 .i gratia Komet fig H141.206\r","each"]
["RT296-11-277","Burs","Bur, dental surgery,ISO 500 206 001 291 025, Tungsten Carbide, HP Std round Bone Cutter size 010 .i gratia Komet fig H141.206\r","Bur, dental surgery,ISO 500 206 001 291 025, Tungsten Carbide, HP Std round Bone Cutter size 010 .i gratia Komet fig H141.206\r","each"]
["RT296-11-278","Burs","Bur, dental surgery,ISO 500 205 001 291 035, Tungsten Carbide, HP Std round Bone Cutter size 035 .i gratia Komet fig H141A.205)\r","Bur, dental surgery,ISO 500 205 001 291 035, Tungsten Carbide, HP Std round Bone Cutter size 035 .i gratia Komet fig H141A.205)\r","each"]
["RT296-11-279","Burs","Bur, dental surgery,ISO 500 314 415 296 010 Tungsten Carbide, RA Bone Cutter for leaf implants size 035 .i gratia Komet fig H254.314)\r","Bur, dental surgery,ISO 500 314 415 296 010 Tungsten Carbide, RA Bone Cutter for leaf implants size 035 .i gratia Komet fig H254.314)\r","each"]
["RT296-11-280","Burs","Bur, dental surgery,Tungsten Carbide, RA Bone Cutter for  size 014 .i gratia Komet fig H162SL.204) \r","Bur, dental surgery,Tungsten Carbide, RA Bone Cutter for  size 014 .i gratia Komet fig H162SL.204) \r","each"]
["RT296-11-281","Burs","Bur, dental surgery,Tungsten Carbide, RA Bone Cutter for  size 014 .i gratia Komet fig H162SL.104) \r","Bur, dental surgery,Tungsten Carbide, RA Bone Cutter for  size 014 .i gratia Komet fig H162SL.104) \r","each"]
["RT296-11-282","Burs","Bur, dental surgery,ISO 500 104 210 295 016, Tungsten Carbide, FG Bone Cutter  size 016 .i gratia Komet fig H267.104)\r\n","Bur, dental surgery,ISO 500 104 210 295 016, Tungsten Carbide, FG Bone Cutter  size 016 .i gratia Komet fig H267.104)\r\n","each"]
["RT296-11-283","Burs","Bur, dental surgery,ISO 316 150 001 012, Tungsten Carbide,  FGXL  Bone Cutter  End cutTing for bone reduction duringCrown extention size 012 .i gratia Komet fig H207D.316)\r","Bur, dental surgery,ISO 316 150 001 012, Tungsten Carbide,  FGXL  Bone Cutter  End cutTing for bone reduction duringCrown extention size 012 .i gratia Komet fig H207D.316)\r","each"]
["RT296-11-284","Burs","Bur, dental surgery,Diamond , HP Bone Cutter diamond round size 018 .i gratia Komet fig 242.104. . 018 \r","Bur, dental surgery,Diamond , HP Bone Cutter diamond round size 018 .i gratia Komet fig 242.104. . 018 \r","each"]
["RT296-11-285","Burs","Bur, dental surgery,Diamond , RA Bone Cutter diamond round size 023 .i gratia Komet fig 242.104...023 ","Bur, dental surgery,Diamond , RA Bone Cutter diamond round size 023 .i gratia Komet fig 242.104...023 ","each"]
["RT296-11-286","Burs","Bur, dental surgery, diamond , RA Bone Cutter diamond  for apisectomy and root separation 012 .i gratia Komet fig 242.314..   \n","Bur, dental surgery, diamond , RA Bone Cutter diamond  for apisectomy and root separation 012 .i gratia Komet fig 242.314..   \n","each"]
["RT296-11-287","Burs","Bur, dental surgery, stainless steel, HP Trepan Bur for explantation size 032 .i gratia Komet fig 227A.204\r","Bur, dental surgery, stainless steel, HP Trepan Bur for explantation size 032 .i gratia Komet fig 227A.204\r","each"]
["RT296-11-288","Burs","Bur, dental surgery ,stainless steel, HP Trepan Bur for explantation size 040 .i gratia Komet fig 227A.204\r","Bur, dental surgery ,stainless steel, HP Trepan Bur for explantation size 040 .i gratia Komet fig 227A.204\r","each"]
["RT296-11-289","Burs","Bur, dental surgery, stainless steel, HP Trepan Bur for explantation size 050 .i gratia Komet fig 227A.204\r","Bur, dental surgery, stainless steel, HP Trepan Bur for explantation size 050 .i gratia Komet fig 227A.204\r","each"]
["RT296-11-290","Burs","Bur, dental surgery, stainless steel, HP Trepan Bur for explantation size 060 .i gratia Komet fig 227A.204\r","Bur, dental surgery, stainless steel, HP Trepan Bur for explantation size 060 .i gratia Komet fig 227A.204\r","each"]
["RT296-11-291","Burs","Bur, dental surgery, stainless steel, RA Centering Bur,  Bur for Centering for creaTing guide groove size 060 .i gratia Komet fig 2TRC.205.   ...050  \r","Bur, dental surgery, stainless steel, RA Centering Bur,  Bur for Centering for creaTing guide groove size 060 .i gratia Komet fig 2TRC.205.   ...050  \r","each"]
["RT296-11-292","Burs","Bur, dental surgery, stainless steel, HP Bone chip extractor  Bur for extracTing bone chips 060 .i gratia Komet fig 9126.204.. .. 050 \r","Bur, dental surgery, stainless steel, HP Bone chip extractor  Bur for extracTing bone chips 060 .i gratia Komet fig 9126.204.. .. 050 \r","each"]
["RT296-11-293","Burs","Bur, dental surgery, ceramic, HP Universal pilot drill size 20 .i gratia Komet fig K210L 16.204.020 \r","Bur, dental surgery, ceramic, HP Universal pilot drill size 20 .i gratia Komet fig K210L 16.204.020 \r","each"]
["RT296-11-294","Burs","Bur, dental surgery, Ceramic, HP Univerasl pilot drill size 20 .i gratia Komet fig K210L 16.204.020\r","Bur, dental surgery, Ceramic, HP Univerasl pilot drill size 20 .i gratia Komet fig K210L 16.204.020\r","each"]
["RT296-11-295","Burs","Bur, dental laboratory ,ISO 500 104 001 190 050, Tungsten Carbide, HP for Acrylics, plaster and metal size 050 .i gratia Komet fig H71E.104\r","Bur, dental laboratory ,ISO 500 104 001 190 050, Tungsten Carbide, HP for Acrylics, plaster and metal size 050 .i gratia Komet fig H71E.104\r","each"]
["RT296-11-296","Burs","Bur, dental laboratory ,ISO 500 104 277 190 040 Tungsten Carbide, HP for Acrylics, plaster and metal Size 040 .i gratia Komet fig H73E.104\r","Bur, dental laboratory ,ISO 500 104 277 190 040 Tungsten Carbide, HP for Acrylics, plaster and metal Size 040 .i gratia Komet fig H73E.104\r","each"]
["RT296-11-297","Burs","Bur, dental laboratory ,ISO 500 104 257 190 060 Tungsten Carbide, HP for Acrylics, plaster and metal Size 060 .i gratia Komet fig H78E.104\r","Bur, dental laboratory ,ISO 500 104 257 190 060 Tungsten Carbide, HP for Acrylics, plaster and metal Size 060 .i gratia Komet fig H78E.104\r","each"]
["RT296-11-298","Burs","Bur, dental laboratory ,ISO 500 104 194 190 060 Tungsten Carbide, HP for Acrylics, plaster and metal size 060 .i gratia Komet fig H78E.104\r","Bur, dental laboratory ,ISO 500 104 194 190 060 Tungsten Carbide, HP for Acrylics, plaster and metal size 060 .i gratia Komet fig H78E.104\r","each"]
["RT296-11-299","Burs","Bur, dental laboratory ,ISO 310 104 107 002 023 Tungsten Carbide, HP for Acrylics, plaster and metal size 23 .i gratia Komet fig H36.104\r","Bur, dental laboratory ,ISO 310 104 107 002 023 Tungsten Carbide, HP for Acrylics, plaster and metal size 23 .i gratia Komet fig H36.104\r","each"]
["RT296-11-300","Burs","Bur, dental laboratory ,ISO 310 104 417 364  023 Tungsten Carbide, HP Twist drill size 23 .i gratia Komet fig 203.104\r","Bur, dental laboratory ,ISO 310 104 417 364  023 Tungsten Carbide, HP Twist drill size 23 .i gratia Komet fig 203.104\r","each"]
["RT296-11-301","Burs","Bur, dental laboratory ,ISO 806 104 250 524 025  Diamond, HP Tflame Long size 23 .i gratia Komet fig 863.104\r","Bur, dental laboratory ,ISO 806 104 250 524 025  Diamond, HP Tflame Long size 23 .i gratia Komet fig 863.104\r","each"]
["RT296-11-302","Burs","Bur, lab, dental, excavaTing: InLab System, MCX5, Grinder for glass and hybrid ceramics, Diamond, 0.6mm, 1.2mm, 1.4mm, 2.2mm         \n.i Gratia: Sirona InLab Diamond          \nPackaging: Each    \nICN:18-182-2644         \nDOQ: EA\nItem RT296-11-302 to RT296-11-305 will be awarded as a series\n","Bur, lab, dental, excavaTing: InLab System, MCX5, Grinder for glass and hybrid ceramics, Diamond, 0.6mm, 1.2mm, 1.4mm, 2.2mm         \n.i Gratia: Sirona InLab Diamond          \nPackaging: Each          \nItem RT296-11-302 to RT296-11-305 will be awarded as a series\n","each"]
["RT296-11-303","Burs","Bur, lab, dental, excavaTing: InLab System, MCX5, Diamond-coated for zirconia, 0.5mm, 1.0mm, 2.5mm                       \n.i Gratia: Sirona InLab Bur Zr02 DC        \nPackaging: Each     \nICN:18-182-2653         \nDOQ: EA","Bur, lab, dental, excavaTing: InLab System, MCX5, Diamond-coated for zirconia, 0.5mm, 1.0mm, 2.5mm                       \n.i Gratia: Sirona InLab Bur Zr02 DC        \nPackaging: Each     \n     \n","each"]
["RT296-11-304","Burs","Bur, lab, dental, excavaTing: InLab System, MCX5, for PMMA, wax, PEEK, 0.5mm, 1.0mm, 2.5mm                              \n.i Gratia: Sirona InLab Bur PMMA          \nPackaging: Each    \nICN:18-182-2885         \nDOQ: EA","Bur, lab, dental, excavaTing: InLab System, MCX5, for PMMA, wax, PEEK, 0.5mm, 1.0mm, 2.5mm                              \n.i Gratia: Sirona InLab Bur PMMA          \nPackaging: Each    \n","each"]
["RT296-11-305","Burs","Bur, lab, dental, excavaTing: InLab System, MCX5, for composite resin, 0.5mm, 1.0mm, 2.5mm        \n.i Gratia: Sirona InLab Bur Composite          \nPackaging: Each    \nICN:18-182-2889         \nDOQ: EA","Bur, lab, dental, excavaTing: InLab System, MCX5, for composite resin, 0.5mm, 1.0mm, 2.5mm        \n.i Gratia: Sirona InLab Bur Composite          \nPackaging: Each    \n","each"]
["RT296-11-306","Burs","Disk separaTing, for metal and ceramic crowns, carbon reinforced and flexible, heatless cutTing disks for cutTing of sprues on all ceramic crowns .i Gratia Dynex separaTing disk 0,5mm x 40 mm (57-0540) 1 pack with 20 pieces\r","Disk separating, for metal and ceramic crowns, carbon reinforced and flexible, heatless cutTing disks for cutTing of sprues on all ceramic crowns .i Gratia Dynex separaTing disk 0,5mm x 40 mm (57-0540) 1 pack with 20 pieces\n","each"]
["RT296-11-307","Burs","Disk separaTing, for metal and ceramic crowns, carbon reinforced and flexible, heatless cutTing disks for cutTing of sprues on all ceramic crowns .i Gratia Dynex separaTing disk 01mm x 40 mm (57-1040) 1 pack with 20 pieces\r","Disk separating, for metal and ceramic crowns, carbon reinforced and flexible, heatless cutTing disks for cutTing of sprues on all ceramic crowns .i Gratia Dynex separaTing disk 01mm x 40 mm (57-1040) 1 pack with 20 pieces\n","each"]
["RT296-11-308","Burs","Disk separaTing, for metal and ceramic crowns, carbon reinforced and flexible, heatless cutTing disks for cutTing of sprues on all ceramic crowns .i Gratia Dynex separaTing disk 0.3mm x 40 mm (57-0322) 1 pack with 20 pieces\r","Disk separating, for metal and ceramic crowns, carbon reinforced and flexible, heatless cutTing disks for cutTing of sprues on all ceramic crowns .i Gratia Dynex separaTing disk 0.3mm x 40 mm (57-0322) 1 pack with 20 pieces\n","pack"]
["RT296-12-001","orthodontic components","Screw, expansion, dental: Piston Spring Kit, Reamer and Screwdriver with Consumable Screws, Nuts and Sleeves\nKit\n.i Gratia:  Dentaurum 609500\nICN: 18-974-1546 KT\nItem RT296-12-001 to RT296-12-013 will be awarded as a series\n","Screw, expansion, dental: Piston Spring Kit, Reamer and Screwdriver with Consumable Screws, Nuts and Sleeves\nKit\n.i Gratia:  Dentaurum 609500\nItem RT296-12-001 to RT296-12-013 will be awarded as a series\n","Kit"]
["RT296-12-002","orthodontic components","Screw, expansion, dental: Piston Spring System, Piston Spring, Length 4 mm, \n1 Pack 5 Pieces\n.i Gratia:  Dentaurum 609-004\nICN:18-974-1547 PK","Screw, expansion, dental: Piston Spring System, Piston Spring, Length 4 mm, \n1 Pack 5 Pieces\n.i Gratia:  Dentaurum 609-004\n","pack"]
["RT296-12-003","orthodontic components","Screw, expansion, dental: Piston Spring System, Piston Spring, Length 6 mm\r\n1 Pack 5 Pieces\r\n.i Gratia:  Dentaurum 609-006\r\n\rICN: 18-974-1548 PK","Screw, expansion, dental: Piston Spring System, Piston Spring, Length 6 mm\n1 Pack 5 Pieces\n.i Gratia:  Dentaurum 609-006\n","pack"]
["RT296-12-004","orthodontic components","Screw, expansion, dental: Piston Spring System, Piston Spring, Length 8 mm\r\n1 Pack 5 Pieces\r\n.i Gratia:  Dentaurum 609-008\r\n\rICN: 18-974-1549 PK","Screw, expansion, dental: Piston Spring System, Piston Spring, Length 8 mm\n1 Pack 5 Pieces\n.i Gratia:  Dentaurum 609-008\n","pack"]
["RT296-12-005","orthodontic components","Screw, expansion, dental: Piston Spring System, Positioning, Length 12 mm\r\n1 Pack 5 Pieces\r\n.i Gratia:  , Dentaurum 609-100\r\n\rICN: 18-974-1543 PK","Screw, expansion, dental: Piston Spring System, Positioning, Length 12 mm\n1 Pack 5 Pieces\n.i Gratia:  , Dentaurum 609-100\n","pack"]
["RT296-12-006","orthodontic components","Screw, expansion, dental: Piston Spring System, Serrated Housing Nuts, Length 3 mm, \r\n1 Pack 10 Pieces\r\n.i Gratia:  Dentaurum 609-200\r\n\rICN:18-974-1544 PK","Screw, expansion, dental: Piston Spring System, Serrated Housing Nuts, Length 3 mm, \n1 Pack 10 Pieces\n.i Gratia:  Dentaurum 609-200\n","pack"]
["RT296-12-007","orthodontic components","Screw, expansion, dental: Fan-Type, Expansion of 7 mm, Size 12 mm Length\r\nEach\r\n.i Gratia:   Dentaurum No.606 600\r\n\rICN:18-974-1545 EA","Screw, expansion, dental: Fan-Type, Expansion of 7 mm, Size 12 mm Length\nEach\n.i Gratia:   Dentaurum No.606 600\n","each"]
["RT296-12-008","orthodontic components","Screw, expansion, dental: Sectional, Mini, Individual Tooth, Expansion 3 mm, Size 9,5 x 4,7 x 2,6 mm, \r\nEach\r\n.i Gratia:  Dentaurum No.600-502-3\r\n\rICN:18-970-6851 EA","Screw, expansion, dental: Sectional, Mini, Individual Tooth, Expansion 3 mm, Size 9,5 x 4,7 x 2,6 mm, \nEach\n.i Gratia:  Dentaurum No.600-502-3\n","each"]
["RT296-12-009","orthodontic components","Screw, expansion, dental: Skeleton, Distal, Maxillary and Mandible, Expansion 7 mm, Size 14 x 7 x 3,2 mm\r\nEach\r\n.i Gratia:   Dentaurum No.600-301-3\r\n\rICN: 18-970-6848 EA","Screw, expansion, dental: Skeleton, Distal, Maxillary and Mandible, Expansion 7 mm, Size 14 x 7 x 3,2 mm\nEach\n.i Gratia:   Dentaurum No.600-301-3\n","each"]
["RT296-12-010","orthodontic components","Screw, expansion, dental: Skeleton, Lateral, Maxillary, Expansion 7 mm, Size 14 x 10 x 3,2 mm\r\nEach\r\n.i Gratia:  Dentaurum No. 600-303-3\r\n\rICN: 18-970-6846 EA","Screw, expansion, dental: Skeleton, Lateral, Maxillary, Expansion 7 mm, Size 14 x 10 x 3,2 mm\nEach\n.i Gratia:  Dentaurum No. 600-303-3\n\n","each"]
["RT296-12-011","orthodontic components","Screw, expansion, dental: Three Dimensional (Bertoni), Size 17 x 4 mm, \r\nEach\r\n.i Gratia: Dentaurum No.602 605\r\n\rICN: 18-019-2697 EA","Screw, expansion, dental: Three Dimensional (Bertoni), Size 17 x 4 mm, \nEach\n.i Gratia: Dentaurum No.602 605\n\n","each"]
["RT296-12-012","orthodontic components","Screw, expansion, dental: Sectional, Distal, Mandible, Traction 3 mm, Size 14 x 4,7 x 2,5 mm,\r\nEach\r\n.i Gratia:  Dentaurum No.602 710\r\n\rICN: 18-014-2327 EA","Screw, expansion, dental: Sectional, Distal, Mandible, Traction 3 mm, Size 14 x 4,7 x 2,5 mm,\r\nEach\r\n.i Gratia:  Dentaurum No.602 710\r\n\rICN: 18-014-2327 EA","each"]
["RT296-12-013","orthodontic components","Screw, Expansion, Dental: Sectional, Mid Palatal, Expansion 11 mm, Size 16 mm, \r\nEach\r\n.i Gratia:  Dentaurum No.602 813 (Hyrax)\r\n\rICN: 18-038-1311 EA","Screw, Expansion, Dental: Sectional, Mid Palatal, Expansion 11 mm, Size 16 mm, \r\nEach\r\n.i Gratia:  Dentaurum No.602 813 (Hyrax)\r\n\rICN: 18-038-1311 EA","each"]
["RT296-12-014","orthodontic components","New item","TMA wire for Pendulum appliances, in a tube, Titon Moly 14\" straight length. 50x tubes","Tubes of 50"]
["RT296-12-015","orthodontic components","New item","Universal Silver Solder: in rolls, without flux, Cadmium free, working temperature 700degrees celcius. 50 rolls","Rolls of 50"]
["RT296-12-016","orthodontic components","New item","Three Dimensional Screw - Bertoni: combination transversal and protrusion screw for Y plates. Maximun expansion of 4mm per segment 4x1/4 turn=0.35. 50x units","50 units"]
["RT296-12-017","orthodontic components","New item","Hyrax Special Expansion Screw with straight retention legs with safety key. Mini-7x 100 units.  Screw 9.4mm, maximun expansion 7mm, 4x1/4 turn=0.8mm. Solder free.","100 units"]
["RT296-12-018","orthodontic components","New item","Hyrax Special Expansion Screw with straight retention legs with safety key. Mini -12x 100 units.  Screw 9.4mm, maximun expansion 12mm,   4x1/4 turn=0.8mm. Solder free.","100 units"]
["RT296-12-019","orthodontic components","New item","Hyrax Special Expansion Screw with straight retention legs with safety key. Medium 100x units. Solder free.","100 units"]
["RT296-12-020","orthodontic components","New item","Hyrax Special Expansion Screw with straight retention legs with safety key. Maxi -12x100 units.  Solder free.","100 units"]
["RT296-12-021","orthodontic components","Bar, lingual, dental: Curved, Stainless Steel, Long, 80 mm\r\nEach\r\n.i Gratia:  Dentaurum 311-308-3\r\n\rICN; 18-970-2089 EA","Bar, lingual, dental: Curved, Stainless Steel, Long, 80 mm\nEach\n.i Gratia:  Dentaurum 311-308-3\n\n","each"]
["RT296-12-022","orthodontic components","Bar, lingual, dental: Curved, Stainless Steel, Medium, 70 mm\r\nEach\r\n.i Gratia:  Dentaurum 311-307-3\r\n\rICN: 18-970-2090 EA","Bar, lingual, dental: Curved, Stainless Steel, Medium, 70 mm\nEach\n.i Gratia:  Dentaurum 311-307-3\n\n","each"]
["RT296-12-023","orthodontic components","Bar, lingual, dental: Curved, Stainless Steel, Short, 60 mm\r\nEach\r\n.i Gratia:  Dentaurum 311-306-3\r\n\rICN: 18-970-2091 EA","Bar, lingual, dental: Curved, Stainless Steel, Short, 60 mm\nEach\n.i Gratia:  Dentaurum 311-306-3\n\n","each"]
["RT296-12-024","orthodontic components","Clasp, retainer, dental: Pre-formed, S/Steel, \"J\" Clasp, Dia 0,8 mm\r\n1 Pack 10 Pieces\r\n.i Gratia:  Dentaurum\r\n\rICN: 18-970-7969 PK","Clasp, retainer, dental: Pre-formed, S/Steel, \"J\" Clasp, Dia 0,8 mm\n1 Pack 10 Pieces\n.i Gratia:  Dentaurum\n\n","pack"]
["RT296-12-025","orthodontic components","Clasp, retainer, dental: Pre-formed, S/Steel, Ball, Dia 0,6 mm\r\n1 Pack 100 Pieces\r\n.i Gratia:  Dentaurum\r\n\rICN: 18-970-7002 PK","Clasp, retainer, dental: Pre-formed, S/Steel, Ball, Dia 0,6 mm\n1 Pack 100 Pieces\n.i Gratia:  Dentaurum\n","pack"]
["RT296-12-026","orthodontic components","Clasp, retainer, dental: Pre-formed, S/Steel, Ball, Dia 0.8 mm\r\n1 Pack 100 Pieces\r\n.i Gratia:  Dentaurum\r\n\rICN: 18-970-7796 PK","Clasp, retainer, dental: Pre-formed, S/Steel, Ball, Dia 0.8 mm\n1 Pack 100 Pieces\n.i Gratia:  Dentaurum\n\n","pack"]
["RT296-12-027","orthodontic components","New item","The Myobrace system The Myobrace for Kids (K series) is a three stage\nmyofunctional orthodontic system for the growing child to assist in the No commention of detrimental breathing and oral habits (tongue, lips and swallowing) to allow No comment jaw growth and naturally straight teeth, often without the need for braces.","Each"]
["RT296-12-028","prosthodontic components","Wire, fabric: Dental, Mesh, Gold Plated, Fine, 100 x 100 mm, Sheets\r\nEach\r\n.i Gratia:  Dentaurum\r\n\rICN: 18-970-5350 EA","Wire, fabric: Dental, Mesh, Gold Plated, Fine, 100 x 100 mm, Sheets\nEach\n.i Gratia:  Dentaurum\n\n","each"]
["RT296-12-029","prosthodontic components","Wire, fabric: Dental, Mesh, Grid Strengthener, Stainless Steel, 0.4 mm Thick, Maxillary Arch Shape\r\n1 Pack 10 Pieces\r\n.i Gratia:  Dentaurum\r\n\rICN: RT-296-0163 PK","Wire, fabric: Dental, Mesh, Grid Strengthener, Stainless Steel, 0.4 mm Thick, Maxillary Arch Shape\n1 Pack 10 Pieces\n.i Gratia:  Dentaurum\n\n","pack"]
["RT296-12-022","prosthodontic components","Clasp, retainer, dental: Pre-formed, S/Steel, Ball, Dia 0,7 mm\r\n1 Pack 100 Pieces\r\n.i Gratia:  Dentaurum\r","Clasp, retainer, dental: Pre-formed, S/Steel, Ball, Dia 0,7 mm\n1 Pack 100 Pieces\n.i Gratia:  Dentaurum\n","pack"]
["RT296-13-001","Laboratory material- crown and bridge","Die Spacer, Dental: Varnish, Paint on Liquid Set, Blue and Grey\r\nSet - 1 Bottle Blue Die Spacer 1/2 oz, 1 Bottle Grey Die Spacer 1/2 oz, 1 Bottle die Prep SetTing Retardent 2 oz\r\n.i Gratia:  Belle De St. Claire - Classic Die Spacer\r\n\rICN: 18-026-9699 SE","Die Spacer, Dental: Varnish, Paint on Liquid Set, Blue and Grey\nSet - 1 Bottle Blue Die Spacer 1/2 oz, 1 Bottle Grey Die Spacer 1/2 oz, 1 Bottle die Prep SetTing Retardent 2 oz\n.i Gratia:  Belle De St. Claire - Classic Die Spacer\n","set"]
["RT296-13-002","Laboratory material- crown and bridge","Drill, tooth die pin: pindex system, \r\nEach\r\n.i Gratia:  Whaledent PX 119\r\n\rICN: 18-970-9368 EA","Drill, tooth die pin: pindex system, \nEach\n.i Gratia:  Whaledent PX 119\n","each"]
["RT296-13-003","Laboratory material- crown and bridge","Pin, tooth die pin: Dowel, Brass, medium\r\n1 Pack 1000 Pieces\r\n.i Gratia:  Dentaurum\r\n\rICN: 18-970-5763 PK","Pin, tooth die pin: Dowel, Brass, medium\n1 Pack 1000 Pieces\n.i Gratia:  Dentaurum\n","pack"]
["RT296-13-004","Laboratory material- crown and bridge","Pin, tooth die pin: Pindex System, Dual with Sleeves\r\n1 Pack 100 Pieces\r\n.i Gratia:  Renfert\r\n\rICN: 18-974-1574 PK","Pin, tooth die pin: Pindex System, Dual with Sleeves\n1 Pack 100 Pieces\n.i Gratia:  Renfert\n","pack"]
["RT296-13-005","Laboratory material- crown and bridge","Pin, tooth die pin: Long with White Sleeves\r\n1 Pack 100 Pieces\r\n.i Gratia:  Whaledent  Pindex System\r\n\rICN: 18-970-7959 PK","Pin, tooth die pin: Long with White Sleeves\n1 Pack 100 Pieces\n.i Gratia:  Whaledent  Pindex System\n\n","pack"]
["RT296-13-006","Laboratory material- crown and bridge","Pin, tooth die pin:  Short with Grey Sleeves\r\n1 Pack 100 Pieces\r\n.i Gratia:  Whaledent  Pindex System\r\n\rICN: 18-970-7960 PK","Pin, tooth die pin:  Short with Grey Sleeves\n1 Pack 100 Pieces\n.i Gratia:  Whaledent  Pindex System\n\n","pack"]
["RT296-13-007","Laboratory material- crown and bridge","Brush, Fiber, Rotary Wheel: Artificial Bristles, Brush Chuck MounTing with Plastic Hub, Wheel Shape, 2 Rows of Stiff Black Bristles, X-Hard, 10 mm Long, Dia 65 mm \r\nEach\r\n.i Gratia:  Renfert\r\n\rICN: 18-970-2112 EA","Brush, Fiber, Rotary Wheel: Artificial Bristles, Brush Chuck MounTing with Plastic Hub, Wheel Shape, 2 Rows of Stiff Black Bristles, X-Hard, 10 mm Long, Dia 65 mm \nEach\n.i Gratia:  Renfert\n","each"]
["RT296-13-008","Laboratory material- crown and bridge","Brush, Fiber, Rotary Wheel: Artificial Bristles, Brush Chuck MounTing with Plastic Hub, Wheel Shape, 3 Rows of Stiff Black Bristles with Calico Insert, Dia 80 mm\r\nEach\r\n.i Gratia:  Renfert\r\n\rICN; 18-970-3713 EA","Brush, Fiber, Rotary Wheel: Artificial Bristles, Brush Chuck MounTing with Plastic Hub, Wheel Shape, 3 Rows of Stiff Black Bristles with Calico Insert, Dia 80 mm\nEach\n.i Gratia:  Renfert\n\n","each"]
["RT296-13-009","Laboratory material- crown and bridge","Brush, Fiber, Rotary Wheel: Artificial Bristles, Brush Chuck MounTing with Plastic Insert Metal Hub, Wheel Shape, 1 Row of Stiff Black Bristles, Dia 48 mm\r\nEach\r\n.i Gratia:  Renfert\r\n\rICN: 18-970-2113 EA","Brush, Fiber, Rotary Wheel: Artificial Bristles, Brush Chuck MounTing with Plastic Insert Metal Hub, Wheel Shape, 1 Row of Stiff Black Bristles, Dia 48 mm\nEach\n.i Gratia:  Renfert\n\n","each"]
["RT296-13-010","Laboratory material- crown and bridge","Cone, felt, dental grinding and polishing machine: Lathe Chuck MounTing, Small, Dia 18 mm\r\nEach\r\n.i Gratia:  Ash 67\r\n\rICN: 18-970-2293 EA","Cone, felt, dental grinding and polishing machine: Lathe Chuck MounTing, Small, Dia 18 mm\nEach\n.i Gratia:  Ash 67\n","each"]
["RT296-13-011","Laboratory material- crown and bridge","Cone, felt, dental grinding and polishing machine: Lathe Chuck MounTing, Large, Dia 25 mm\r\nEach\r\n.i Gratia:  Ash 65\r\n\rICN: 18-970-2292 EA","Cone, felt, dental grinding and polishing machine: Lathe Chuck MounTing, Large, Dia 25 mm\nEach\n.i Gratia:  Ash 65\n","each"]
["RT296-13-012","Laboratory material- crown and bridge","Wheel, buffing: Linnen, ISO No.010 900 372 002 210, unmounted, Disc, 30 Ply, Dia 21 mm\r\nEach\r\n.i Gratia:  Stoddard\r\n\rICN: 18-970-6939 EA","Wheel, buffing: Linnen, ISO No.010 900 372 002 210, unmounted, Disc, 30 Ply, Dia 21 mm\nEach\n.i Gratia:  Stoddard\n","each"]
["RT296-13-013","Laboratory material- crown and bridge","Wheel, buffing: Linnen, Lathe Chuck MounTing, 42 ply, Dia 100 mm\r\nEach\r\n.i Gratia:  Buffalo\r\n\rICN: 18-970-2609 EA","Wheel, buffing: Linnen, Lathe Chuck MounTing, 42 ply, Dia 100 mm\nEach\n.i Gratia:  Buffalo\n","each"]
["RT296-13-014","Laboratory material- crown and bridge","Wheel, abrasive: White, High-Grade Corundum, Lathe Chuck MounTing with Metal Centre, Square Edge, Coarse Grit, Dia 76 x 10 mm\r\nEach\r\n.i Gratia:  Jota\r\n\rICN:18-9705907 EA","Wheel, abrasive: White, High-Grade Corundum, Lathe Chuck MounTing with Metal Centre, Square Edge, Coarse Grit, Dia 76 x 10 mm\nEach\n.i Gratia:  Jota\n","each"]
["RT296-13-015","Laboratory material- crown and bridge","Wheel, Buffing: Wool, Lathe Chuck MounTing with Plastic Hub, Dia 100 mm\r\nEach\r\n.i Gratia: Stoddard\r\n\rICN: 18-970-2610 EA","Wheel, Buffing: Wool, Lathe Chuck MounTing with Plastic Hub, Dia 100 mm\nEach\n.i Gratia: Stoddard\n","each"]
["RT296-13-016","Laboratory material- crown and bridge","Plastic sprue, dental: Burnout CasTing, Wax Coated Sticks, Length 165 mm, Dia 2,5 mm\r\n1 Pack 40 Pieces\r\n.i Gratia:  Bego\r\n\rICN: 18-007-0168 PK\r","Plastic sprue, dental: Burnout CasTing, Wax Coated Sticks, Length 165 mm, Dia 2,5 mm\n1 Pack 40 Pieces\n.i Gratia:  Bego\n","pack"]
["RT296-13-017","Laboratory material- crown and bridge","Plastic sprue, dental: Burnout CasTing, with Reservoir, Tip Dia 1,5 mm\r\n1 Box 1000 Pieces\r\n.i Gratia:  Duradent\r\n\rICN:18-970-7643 PK","Plastic sprue, dental: Burnout CasTing, with Reservoir, Tip Dia 1,5 mm\n1 Box 1000 Pieces\n.i Gratia:  Duradent\n\n","box"]
["RT296-13-018","Laboratory material- crown and bridge","Plastic sprue, dental: Burnout CasTing, with Reservoir, Tip Dia 2,5 mm\r\n1 Box 1000 Pieces\r\n.i Gratia:  Duradent\r\n\rICN: 18-970-7644 BX","Plastic sprue, dental: Burnout CasTing, with Reservoir, Tip Dia 2,5 mm\n1 Box 1000 Pieces\n.i Gratia:  Duradent\n","box"]
["RT296-13-019","Wax","Wax, sprue, dental: Wire Sprues, Dia 2 mm, Cobalt-Chrome Partial Denture Technique\r\n1 Reel 250 g\r\n.i Gratia:  Renfert - 676-2020\r\n\rICN: 18-094-9860 RE\r","Wax, sprue, dental: Wire Sprues, Dia 2 mm, Cobalt-Chrome Partial Denture Technique\n1 Reel 250 g\n.i Gratia:  Renfert - 676-2020\n","Reel"]
["RT296-13-020","Wax","Wax, sprue, dental: Wire Sprues, Dia 2,5 mm, Cobalt-Chrome Partial Denture Technique\r\n1 Reel 250 g\r\n.i Gratia:  Dentaurum\r\n\rICN: 18-007-9503 RE","Wax, sprue, dental: Wire Sprues, Dia 2,5 mm, Cobalt-Chrome Partial Denture Technique\n1 Reel 250 g\n.i Gratia:  Dentaurum\n","Reel"]
["RT296-13-021","Wax","Wax, Sprue, Dental: Wire Sprues, Dia 3 mm, Cobalt-Chrome Partial Denture Technique\r\n1 Reel 250 g\r\n.i Gratia:  Dentaurum\r\n\rICN: 18-970-5883 RE","Wax, Sprue, Dental: Wire Sprues, Dia 3 mm, Cobalt-Chrome Partial Denture Technique\n1 Reel 250 g\n.i Gratia:  Dentaurum\n","Reel"]
["RT296-13-022","Wax","Wax, Sprue, Dental: Wire Sprues, Dia 4 mm, Cobalt-Chrome Partial Denture Technique\r\n1 Reel 250 g\r\n.i Gratia:  Dentaurum\r\n\rICN: 18-970-5884 RE","Wax, Sprue, Dental: Wire Sprues, Dia 4 mm, Cobalt-Chrome Partial Denture Technique\n1 Reel 250 g\n.i Gratia:  Dentaurum\n","Reel"]
["RT296-13-023","Laboratory finishing and polishing material","Wheel: dental laboratory; polishing, for use with soft materials like gum guard material .i Gratia Dreve Ultra TrimLight (D-43763) Pack with 80 wheels\r","Wheel: dental laboratory; polishing, for use with soft materials like gum guard material .i Gratia Dreve Ultra TrimLight (D-43763) Pack with 80 wheels\r","pack"]
["RT296-13-024","Laboratory finishing and polishing material","Wheel: dental laboratory; polishing, for use with soft materials like gum guard material .i Gratia Dreve Ultra TrimHeavy (D-43761) Pack with 80 wheels\r","Wheel: dental laboratory; polishing, for use with soft materials like gum guard material .i Gratia Dreve Ultra TrimHeavy (D-43761) Pack with 80 wheels\r","pack"]
["RT296-13-025","Laboratory finishing and polishing material","Wheel: dental laboratory; polishing, for use with soft materials like gum guard material .i Gratia Dreve Ultra TrimMedium(D-43762) Pack with 80 wheels\r","Wheel: dental laboratory; polishing, for use with soft materials like gum guard material .i Gratia Dreve Ultra TrimMedium(D-43762) Pack with 80 wheels\r","pack"]
["RT296-14-001","Acrylic resin ","Acrylic resin liquid, dental: denture base, clear, conventional poly-methacrylate cadmium free, heat curing\n1 Bottle 500 ml\n.i Gratia:  Dentimex - Vertex HC\n\nICN: 18-970-7792 BT\nItem RT 296-14-001Me to RT296-14-002ME  will be awarded as a series.","Acrylic resin liquid, dental: denture base, clear, conventional poly-methacrylate cadmium free, heat curing\n1 Bottle 500 ml\n.i Gratia:  Dentimex - Vertex HC\nItem RT296-14-001Me to RT296-14-002  will be awarded as a series.","bottle"]
["RT296-14-002","Acrylic resin ","Resin, acrylic, dental: denture base, clear, conventional poly-methacrylate cadmium free, heat curing, powder\r\n1 can 1000 g\r\n.i Gratia:  Dentimex - Vertex HC\r\n\rICN: 18-970-5790 CN","Resin, acrylic, dental: denture base, clear, conventional poly-methacrylate cadmium free, heat curing, powder\n1 can 1000 g\n.i Gratia:  Dentimex - Vertex HC\n\n","Can"]
["RT296-14-003","Acrylic resin ","Acrylic resin liquid, dental: denture base, veined, pink, cadmium-free, methyl-methacrylate, heat curing, comply with ISO 1567\n1 Bottle 1000 ml\n.i Gratia:  Dentimex - Vertex RS\nItem RT 296-14-003ME to RT296-14-004 will be awarded as a series","Acrylic resin liquid, dental: denture base, veined, pink, cadmium-free, methyl-methacrylate, heat curing, comply with ISO 1567\n1 Bottle 1000 ml\n.i Gratia:  Dentimex - Vertex RS\nItem RT 296-14-003ME to RT296-14-004 will be awarded as a series","bottle"]
["RT296-14-004","Acrylic resin ","Resin, acrylic, dental: denture base, veined, pink, cadmium-free, methyl-methacrylate, heat curing powder, comply with ISO 1567\r\n1 Container 4000 g\r\n.i Gratia:  Dentimex - Vertex RS\r\n\rICN: 18-970-5786 CN\r","Resin, acrylic, dental: denture base, veined, pink, cadmium-free, methyl-methacrylate, heat curing powder, comply with ISO 1567\n1 Container 4000 g\n.i Gratia:  Dentimex - Vertex RS\n\n\n","container"]
["RT296-14-005","Acrylic resin ","Resin, acrylic, dental: orthodontic, powder and liquid set cadmium free, clear and pink, cold curing set - 1 litre pink liquid, 1 litre clear liquid, 1 kg clear powder\r\n.i Gratia:  Dentaurum - Orthocryl. RT296-14-005 and RT296-14-006 will be awarded as a series\r\n\rICN: 18-970-5792 SE","Resin, acrylic, dental: orthodontic, powder and liquid set cadmium free, clear and pink, cold curing set - 1 litre pink liquid, 1 litre clear liquid, 1 kg clear powder\n.i Gratia:  Dentaurum - Orthocryl.\n Item RT296-14-005 and RT296-14-006 will be awarded as a series\n\n","set"]
["RT296-14-006","Acrylic resin ","Acrylic Resin Liquid, Dental: Orthodontic, Clear, Conventional Poly-Methacrylate;  Self Curing\r\n1 Bottle 500 ml\r\n.i Gratia:  Dentaurum\r\n\rICN: 18-094-8968 BT","Acrylic Resin Liquid, Dental: Orthodontic, Clear, Conventional Poly-Methacrylate;  Self Curing\n1 Bottle 500 ml\n.i Gratia:  Dentaurum","bottle"]
["RT296-14-007","Acrylic resin ","Acrylic resin liquid, dental: Denture Base, Pink, Cadmium-free, Methacrylate, Cold Curing\r\n1 Bottle 1000 ml\r\n.i Gratia:  Dentimex - Vertex SC\r\n\rICN: 18-970-5788 BT. Item RT296-14-007ME and RT296-14-008ME will be awarded as a series","Acrylic resin liquid, dental: Denture Base, Pink, Cadmium-free, Methacrylate, Cold Curing\n1 Bottle 1000 ml\n.i Gratia:  Dentimex - Vertex SC\n Item RT296-14-007 and RT296-14-008 will be awarded as a series","bottle"]
["RT296-14-008","Acrylic resin ","Resin, acrylic, dental: Denture Base, Veined Pink, Cadmium-free, Methyl-Methacrylate, Cold Curing Powder\r\n1 Container 1000 g\r\n.i Gratia:  Dentimex - Vertex SC\r\n\rICN: 18-970-2504 CN\r","Resin, acrylic, dental: Denture Base, Veined Pink, Cadmium-free, Methyl-Methacrylate, Cold Curing Powder\r\n1 Container 1000 g\r\n.i Gratia:  Dentimex - Vertex SC\r\n\rICN: 18-970-2504 CN\r","container"]
["RT296-14-009","Acrylic resin ","Resin, acrylic, dental: Denture Base, Veined, High Impact, Heat Curing, Powder and Liquid Set\r\nSet - 454 g Powder, 240 ml Liquid\r\n.i Gratia:  Langs\r\n\rICN: 18-970-5382 SE","Resin, acrylic, dental: Denture Base, Veined, High Impact, Heat Curing, Powder and Liquid Set\nSet - 454 g Powder, 240 ml Liquid\n.i Gratia:  Langs\n","set"]
["RT296-14-010","Acrylic resin ","Resin, acrylic, dental: Precision-Cast Dentures, Methyl-Methacrylate Based, Tertiary Amine-Free Catalyst System, Cold Curing\r\n1 Bottle 500 g\r\n.i Gratia:  Kulzer - Palapress TM\r\n\rICN: 18-038-2520 BT. Item RT296-14-010 and RT296-14-011 will be awarded as a series","Resin, acrylic, dental: Precision-Cast Dentures, Methyl-Methacrylate Based, Tertiary Amine-Free Catalyst System, Cold Curing\n1 Bottle 500 g\n.i Gratia:  Kulzer - Palapress TM\nItem RT296-14-010 and RT296-14-011 will be awarded as a series","bottle"]
["RT296-14-011","Acrylic resin ","Acrylic resin liquid, dental: Precision-Cast Dentures, Methyl-Methacrylate Based, Tertiary Amine-Free Catalyst System, Cold Curing\r\n1 Bottle 500 ml\r\n.i Gratia:  Kulzer - Palapress TM\r\n\rICN: 18-036-9356 BT","Acrylic resin liquid, dental: Precision-Cast Dentures, Methyl-Methacrylate Based, Tertiary Amine-Free Catalyst System, Cold Curing\n1 Bottle 500 ml\n.i Gratia:  Kulzer - Palapress TM\n\n","bottle"]
["RT296-14-012","Acrylic resin ","Powder, acrylic pouring, pouring denture acrylic for mixing with acrylic liquid for construction of dentures, 1 x 4kg bucket Note: RT296-14-012 and RT296-14-013 will be awarded as a series .i Gratia, Castdon pouring acrylic powder (D-3876)","Powder, acrylic pouring, pouring denture acrylic for mixing with acrylic liquid for construction of dentures, 1 x 4kg bucket Note: RT296-14-012 and RT296-14-013 will be awarded as a series .i Gratia, Castdon pouring acrylic powder (D-3876)","4kg bucket"]
["RT296-14-013","Acrylic resin ","Liquid, acrylic, for mixing with acrylix powder in the construction of dentures 1 x 1 litre bottle .i Gratia: Castdon Pouring Acrylic Liquid (D 3867)","Liquid, acrylic, for mixing with acrylix powder in the construction of dentures 1 x 1 litre bottle .i Gratia: Castdon Pouring Acrylic Liquid (D 3867)","1 Litre"]
["RT296-14-014","Acrylic resin ","Acrylic resin liquid, dental:  Special Trays, Cold Curing\n1 Bottle 250 ml\nRT296-14-014 and RT296-14-015 will be awarded \n.i Gratia:  GC - Ostron\n\nICN: 18-970-5383 BT. ","Acrylic resin liquid, dental:  Special Trays, Cold Curing\n1 Bottle 250 ml\nRT296-14-014 and RT296-14-015 will be awarded \n.i Gratia:  GC - Ostron\n","bottle"]
["RT296-14-015","Acrylic resin ","Resin, acrylic, dental:  Special Trays, Powder, Cold Curing\r\n1 Container 1kg\r\n.i Gratia:  GC - Ostron\r\n\rICN: 18-970-7004 CN","Resin, acrylic, dental:  Special Trays, Powder, Cold Curing\n1 Container 1kg\n.i Gratia:  GC - Ostron\n\n","container"]
["RT296-14-016","Liner","Reliner kit, denture:  Soft, Silicone Based with Adhesive\r\nSet - 45 g Material, 15 ml Adhesive\r\n.i Gratia:  Molloplast-B TM\r\n\rICN: 18-970-5789 SE","Reliner kit, denture:  Soft, Silicone Based with Adhesive\nSet - 45 g Material, 15 ml Adhesive\n.i Gratia:  Molloplast-B TM\n\n","set"]
["RT296-14-017","Acrylic resin ","Denture material lab; For use with Vertex system:  Polyamide, microcrystalline, Cartridges in assorted shades 25 mm  EA, .i Gratia:  Vertex Termosens cartridge large (THERL)\n Item RT296-14-017 and RT296-14-018 will be awarded \n","Denture material lab; For use with Vertex system:  Polyamide, microcrystalline, Cartridges in assorted shades 25 mm  EA, .i Gratia:  Vertex Termosens cartridge large (THERL)\n Item RT296-14-017 and RT296-14-018 will be awarded \n","each"]
["RT296-14-018","Acrylic resin ","Denture material lab; For use with Vertex system:  Monomer based Methyl Methacrylate (CH2=C9CH3)C00CH3 1 bottle of 5 litres, .i  Gratia Vertex Castavaria Liquid (CCL05) \r","Denture material lab; For use with Vertex system:  Monomer based Methyl Methacrylate (CH2=C9CH3)C00CH3 1 bottle of 5 litres, .i  Gratia Vertex Castavaria Liquid (CCL05) \r","bottle"]
["RT296-14-019","Acrylic resin ","Denture material lab; For use with Vertex system:  Polymer 1 X1 0KG Bucket,  .i  Gratia Vertex Castavaria Powder (VIC 003/10) \r","Denture material lab; For use with Vertex system:  Polymer 1 X1 0KG Bucket,  .i  Gratia Vertex Castavaria Powder (VIC 003/10) \r","Bucket"]
["RT296-14-020","Acrylic resin ","Denture material lab; For use with Vertex system:  Bonding of Acrylic to polyamides. 1 X 30ml bottle, .i  Gratia Vertex Thermo fusing liquid (FUSLIQ) RT296-14-020 and RT296-14-021 will be awarded \n","Denture material lab; For use with Vertex system:  Bonding of Acrylic to polyamides. 1 X 30ml bottle, .i  Gratia Vertex Thermo fusing liquid (FUSLIQ) \nItem RT296-14-020 and RT296-14-021 will be awarded \n","bottle"]
["RT296-14-021","Acrylic resin ","Resin, acrylic, dental: orthodontic, powder  cadmium free,  cold curing  1 kg container clear powder\r\n.i Gratia:  Dentaurum - Orthocryl. ","Resin, acrylic, dental: orthodontic, powder  cadmium free,  cold curing  1 kg container clear powder\r\n.i Gratia:  Dentaurum - Orthocryl. ","container"]
["RT296-15-001","Acrylic resin ","Baseplate, dental:  Light Cured, Preformed Sheets, Mandibular\r\n1 Pack 100 Pieces\r\n.i Gratia:  Palatray LC\r\n\rICN: 18-000-7192 PK\r","Baseplate, dental:  Light Cured, Preformed Sheets, Mandibular\n1 Pack 100 Pieces\n.i Gratia:  Palatray LC\n\n\n","pack"]
["RT296-15-002","Acrylic resin ","Baseplate, dental:  Light Cured, Preformed Sheets, Maxillary\r\n1 Pack 100 Pieces\r\n.i Gratia:  Palatray LC\r\n\rICN: 18-000-7189 PK","Baseplate, dental:  Light Cured, Preformed Sheets, Maxillary\n1 Pack 100 Pieces\n.i Gratia:  Palatray LC\n\n","pack"]
["RT296-15-003","Acrylic resin ","Baseplate, dental:  Light Cured, Preformed Sheets, Maxillary and Mandibular\r\n1 Pack 100 Pieces\r\n.i Gratia:  Palatray LC\r\n\rICN:18-000-7187 PK\r","Baseplate, dental:  Light Cured, Preformed Sheets, Maxillary and Mandibular\n1 Pack 100 Pieces\n.i Gratia:  Palatray LC\n\n\n","pack"]
["RT296-15-004","Resin ","Baseplate, Dental:  Shellack, Lower Form, 2mm\r\n1 Box 50 Pieces\r\nExempli Gratia:  Heko\r\n\rICN: 18-970-2093 BX\r","Baseplate, Dental:  Shellack, Lower Form, 2mm\n1 Box 50 Pieces\nExempli Gratia:  Heko\n\n\n","box"]
["RT296-15-005","Resin ","Baseplate, Dental:  Shellack, Upper Form, 2 mm\r\n1 Box 50 Pieces\r\nExempli Gratia:  Heko\r\n\rICN: 18-970-2094 BX","Baseplate, Dental:  Shellack, Upper Form, 2 mm\n1 Box 50 Pieces\nExempli Gratia:  Heko\n\n","box"]
["RT296-15-006","Wax","Wax, dental:  Adhesive, Stick Form, Acrylic Denture Technique\r\n1 Pack 12 Pieces\r\n.i Gratia:  Dentaurum\r\n\rICN: 18-970-7508 PK","Wax, dental:  Adhesive, Stick Form, Acrylic Denture Technique\n1 Pack 12 Pieces\n.i Gratia:  Dentaurum\n\n","pack"]
["RT296-15-007","Wax","Wax, assortment, dental:  Profiles, Wire, Sprues, Bars, Strips and Claps\r\n1 Pack 10 Pieces\r\n.i Gratia:  Bego\r\n\rICN: 18-970-2550 PK","Wax, assortment, dental:  Profiles, Wire, Sprues, Bars, Strips and Claps\n1 Pack 10 Pieces\n.i Gratia:  Bego\n\n","pack"]
["RT296-15-008","Wax","Wax, dental:  Blocking-out, Cobalt-Chrome Technique\r\n1 Tin 70 g\r\n.i Gratia:  Bego\r\n\rICN: 18-970-7642 TI","Wax, dental:  Blocking-out, Cobalt-Chrome Technique\n1 Tin 70 g\n.i Gratia:  Bego\n\n","Tin"]
["RT296-15-009","Wax","Wax, dental:  CasTing, Smooth Sheets, 0,3 mm\r\n Pack 15 Pieces\r\n.i Gratia:  Bego\r\n\rICN: 18-970-2546 PK\r","Wax, dental:  CasTing, Smooth Sheets, 0,3 mm\n Pack 15 Pieces\n.i Gratia:  Bego\n\n\n","pack"]
["RT296-15-010","Wax","Wax, dental:  CasTing, Smooth Sheets, 0,4 mm\r\n1 Pack 15 Pieces\r\n.i Gratia:  Bego\r\n\rICN: 18-970-7638 PK","Wax, dental:  CasTing, Smooth Sheets, 0,4 mm\n1 Pack 15 Pieces\n.i Gratia:  Bego\n\n","pack"]
["RT296-15-011","Wax","Wax, dental:  CasTing, Stippled Sheets, Fine, 0,3 mm\r\n1 Pack 15 Pieces\r\n.i Gratia:  Bego\r\n\rICN: 18-970-7631 PK","Wax, dental:  CasTing, Stippled Sheets, Fine, 0,3 mm\n1 Pack 15 Pieces\n.i Gratia:  Bego\n\n","pack"]
["RT296-15-012","Wax","Wax, dental:  CasTing, Stippled Sheets, Fine, 0,35 mm\r\n1 Pack 15 Pieces\r\n.i Gratia:  Bego\r\n\rICN: 18-970-7639 PK. Item RT296-15-012 and RT296-15-013 will be awarded as a series","Wax, dental:  CasTing, Stippled Sheets, Fine, 0,35 mm\n1 Pack 15 Pieces\n.i Gratia:  Bego\nItem RT296-15-012 and RT296-15-013 will be awarded as a series","pack"]
["RT296-15-013","Wax","Wax, dental:  CasTing, Stippled Sheets, Fine, 0,4 mm\r\n1 Pack 15 Pieces\r\n.i Gratia:  Bego\r\n\rICN; 18-970-7632 PK","Wax, dental:  CasTing, Stippled Sheets, Fine, 0,4 mm\n1 Pack 15 Pieces\n.i Gratia:  Bego\n\n","pack"]
["RT296-15-014","Wax","Wax, dental:  Pattern, Clasp Profile, Bonyhard\r\n1 Pack 10 Pieces\r\n.i Gratia:  Bego\r\n\rICN: 18-970-5400 PK","Wax, dental:  Pattern, Clasp Profile, Bonyhard\n1 Pack 10 Pieces\n.i Gratia:  Bego\n\n","pack"]
["RT296-15-015","Wax","Wax, dental:  Pattern, Clasp Profile, Molar\r\n1 Pack 10 Pieces\r\n.i Gratia:  Bego\r\n\rICN: 18-970-7583 PK","Wax, dental:  Pattern, Clasp Profile, Molar\n1 Pack 10 Pieces\n.i Gratia:  Bego\n","pack"]
["RT296-15-016","Wax","Wax, dental:  Pattern, Clasp Profile, Premolar\r\n1 Pack 10 Pieces\r\n.i Gratia:  Bego\r\n\rICN: 18-970-7582 PK","Wax, dental:  Pattern, Clasp Profile, Premolar\n1 Pack 10 Pieces\n.i Gratia:  Bego\n","pack"]
["RT296-15-017","Wax","Wax, dental:  Pattern, Clasp Profile, Ring\r\n1 Pack 10 Pieces\r\n.i Gratia:  Bego\r\n\rICN: 18-970-5930 PK","Wax, dental:  Pattern, Clasp Profile, Ring\n1 Pack 10 Pieces\n.i Gratia:  Bego\n\n","pack"]
["RT296-15-018","Wax","Wax, dental:  Pattern, Grid Retentions, Round Holes, For Lower Prostheses\r\n1 Pack 150 Pieces\r\n.i Gratia:  Bego (Cat No 40052)\r\n\rICN: 18-174-7182 PK","Wax, dental:  Pattern, Grid Retentions, Round Holes, For Lower Prostheses\n1 Pack 150 Pieces\n.i Gratia:  Bego (Cat No 40052)\n\n","pack"]
["RT296-15-019","Wax","Wax, dental:  Pattern, Grid Retentions, Round Holes, For Partial Upper Prostheses\r\n1 Pack 25 Pieces\r\n.i Gratia:  Bego\r\n\rICN: 18-970-7393 PK","Wax, dental:  Pattern, Grid Retentions, Round Holes, For Partial Upper Prostheses\n1 Pack 25 Pieces\n.i Gratia:  Bego\n","pack"]
["RT296-15-020","Wax","Wax, dental:  Profile, Bars, Lower, 2,0 x 4,0 mm\r\n1 Pack 85g\r\n.i Gratia:  Bego\r\n\rICN: 18-974-1571 PK","Wax, dental:  Profile, Bars, Lower, 2,0 x 4,0 mm\n1 Pack 85g\n.i Gratia:  Bego\n\n","pack"]
["RT296-15-021","Wax","Wax, dental:  Profile, Beading Wire, Dia 0,8 mm\r\n1 Pack 30g\r\n.i Gratia:  Bego\r\n\rICN:18-974-1570 PK","Wax, dental:  Profile, Beading Wire, Dia 0,8 mm\n1 Pack 30g\n.i Gratia:  Bego\n\n","pack"]
["RT296-15-022","Wax","Wax, dental:  Blocking-out, Crown and Bridge Technique\r\n1 Pack 45g\r\n.i Gratia:  Schuler\r\n\rICN: 18-970-7574 PK","Wax, dental:  Blocking-out, Crown and Bridge Technique\n1 Pack 45g\n.i Gratia:  Schuler\n","pack"]
["RT296-15-023","Wax","Wax, dental:  Build-up and Carving, Cervical Margin, Semi-Hard, Stress Free, Crown and Bridge Technique\r\n1 Pack 45g\r\n.i Gratia:  Schuler\r\n\rICN: 18-970-7575 PK\r\n\rItem RT 296-15-023 to RT296-15-026 will be awrded as a series","Wax, dental:  Build-up and Carving, Cervical Margin, Semi-Hard, Stress Free, Crown and Bridge Technique\n1 Pack 45g\n.i Gratia:  Schuler\nItem RT296-15-023 to RT296-15-026 will be awrded as a series","pack"]
["RT296-15-024","Wax","Wax, dental:  Build-up and Carving, Hard, Crown and Bridge Technique\r\n1 Pack 45g\r\n.i Gratia:  Schuler\r\n\rICN: 18-970-7579 PK","Wax, dental:  Build-up and Carving, Hard, Crown and Bridge Technique\n1 Pack 45g\n.i Gratia:  Schuler\n\n","pack"]
["RT296-15-025","Wax","Wax, dental:  Build-up and Carving, Medium, Crown and Bridge Technique\r\n1 Pack 45g\r\n.i Gratia:  Schuler\r\n\rICN: 18-970-7580 PK","Wax, dental:  Build-up and Carving, Medium, Crown and Bridge Technique\n1 Pack 45g\n.i Gratia:  Schuler\n\n","pack"]
["RT296-15-026","Wax","Wax, dental:  Build-up and Carving, Soft, Crown and Bridge Technique\r\n1 Pack 45g\r\n.i Gratia:  Schuler\r\n\rICN: 18-970-7581 PK","Wax, dental:  Build-up and Carving, Soft, Crown and Bridge Technique\n1 Pack 45g\n.i Gratia:  Schuler\n\n","pack"]
["RT296-15-027","Wax","Wax, dental:  ConnecTing and Adhesive, Soft, Stress Free, Crown and Bridge Technique\r\n1 Pack 4 x 25g\r\n.i Gratia:  Degussa - Plastodent K\r\n\rICN: 18-970-7576 PK","Wax, dental:  ConnecTing and Adhesive, Soft, Stress Free, Crown and Bridge Technique\n1 Pack 4 x 25g\n.i Gratia:  Degussa - Plastodent K\n\n","pack"]
["RT296-15-028","Wax","Wax, dental:  Dipping, Coping Dip Technique\r\n1 Pack 150g\r\n.i Gratia:  Bego\r\n\rICN: 18-970-7577 PK","Wax, dental:  Dipping, Coping Dip Technique\n1 Pack 150g\n.i Gratia:  Bego\n\n","pack"]
["RT296-15-029","Wax","Wax, dental:  Inlay, Medium Hardness, Dark Blue\r\n1 container 50g\r\n.i Gratia:  SA Wax - Inlay Wax\r\n\rICN: 18-018-1509 PK","Wax, dental:  Inlay, Medium Hardness, Dark Blue\n1 container 50g\n.i Gratia:  SA Wax - Inlay Wax\n","container"]
["RT296-15-030","Wax","Wax, dental:  Base Plate, Toughened No.4, Acrylic Denture Technique\r\n1 Pack 23 Pieces, 500g\r\n.i Gratia:  Kemdent\r\n\rICN:18-970-2547 PK","Wax, dental:  Base Plate, Toughened No.4, Acrylic Denture Technique\n1 Pack 23 Pieces, 500g\n.i Gratia:  Kemdent\n\n","pack"]
["RT296-15-031","Wax","Wax, dental: Bite Rims, hard pink, acrylic denture technique, Length 130mm, Height 15mm, Width 12mm taper to 10mm on occlusal surface       .i Gratia: 1 Box 192 Pieces      \nPackaging: Box    \nICN:             \nDOQ: BX","Wax, dental: Bite Rims, hard pink, acrylic denture technique, Length 130mm, Height 15mm, Width 12mm taper to 10mm on occlusal surface       .i Gratia: 1 Box 192 Pieces      \nPackaging: Box    \n","Box"]
["RT296-15-032","Wax","Wax, dental:  Boxing, Acrylic Denture Technique\r\n1 Pack 450g\r\n.i Gratia:  Hygenic\r\n\rICN:18-970-7000 PK","Wax, dental:  Boxing, Acrylic Denture Technique\n1 Pack 450g\n.i Gratia:  Hygenic\n\n","pack"]
["RT296-15-033","Wax","Wax occlusal, for diagnostic purposes specific for electric wax knife use, .i Gratia Geo Avantgarde Occlusal wax, beige-opaque (4920100) 1 x 75g container\r","Wax occlusal, for diagnostic purposes specific for electric wax knife use, .i Gratia Geo Avantgarde Occlusal wax, beige-opaque (4920100) 1 x 75g container\r","container"]
["RT296-15-034","Wax","Wax occlusal, for diagnostic purposes specific for electric wax knife use, .i Gratia Geo Avantgarde Occlusal wax, grey-opaque (4920200) 1 x 75g container\r","Wax occlusal, for diagnostic purposes specific for electric wax knife use, .i Gratia Geo Avantgarde Occlusal wax, grey-opaque (4920200) 1 x 75g container\r","container"]
["RT296-15-035","Wax","Wax occlusal, for diagnostic purposes specific for electric wax knife use, .i Gratia Geo Avantgarde Occlusal wax, mint-opaque (4920300) 1 x 75g container\r","Wax occlusal, for diagnostic purposes specific for electric wax knife use, .i Gratia Geo Avantgarde Occlusal wax, mint-opaque (4920300) 1 x 75g container\r","container"]
["RT296-15-036","Wax","Wax, dental for diagnostic purposes specific for electric wax knife use, .i Gratia Geo Avantgarde wax, Snow white L transparent (4990201) 1 x 75g container\r","Wax, dental for diagnostic purposes specific for electric wax knife use, .i Gratia Geo Avantgarde wax, Snow white L transparent (4990201) 1 x 75g container\r","container"]
["RT296-15-037","Wax","Wax, dental: for diagnostic purposes specific for electric wax knife use, .i Gratia Geo Natural wax, transparent (4990400) 1 x 75g container","Wax, dental: for diagnostic purposes specific for electric wax knife use, .i Gratia Geo Natural wax, transparent (4990400) 1 x 75g container","container"]
["RT296-15-038","Wax","Wax, dental for diagnostic wax up and fixed prosthetic structures specific for electric wax knives, .i Gratia Geo Classic wax, Blue transparent, (497 1200) 1 x 75 g container\r","Wax, dental for diagnostic wax up and fixed prosthetic structures specific for electric wax knives, .i Gratia Geo Classic wax, Blue transparent, (497 1200) 1 x 75 g container\r","container"]
["RT296-15-039","Wax","Wax, dental for waxing of crowns and bridges with gas flame instruments, .i Gratia Crowax Blue Transparent (4740200) 1 x 100g container\r","Wax, dental for waxing of crowns and bridges with gas flame instruments, .i Gratia Crowax Blue Transparent (4740200) 1 x 100g container\r","container"]
["RT296-15-040","Wax","Wax dental: for waxing of crowns and bridges with gas flame instruments, .i Gratia Crowax red transparent (4740300) 1 x 100g container\r","Wax dental: for waxing of crowns and bridges with gas flame instruments, .i Gratia Crowax red transparent (4740300) 1 x 100g container\r","container"]
["RT296-15-041","Wax","Wax dental , for waxing of crowns and bridges with gas flame instruments, .i Gratia Crowax Beige opaque (4740400) 1 x 100g container\r","Wax dental , for waxing of crowns and bridges with gas flame instruments, .i Gratia Crowax Beige opaque (4740400) 1 x 100g container\r","container"]
["RT296-15-042","Wax","Wax dental , for waxing of crowns and bridges with gas flame instruments, .i Gratia Crowax Dur Blue transparent (6740200) 1 x 100g container\r","Wax dental , for waxing of crowns and bridges with gas flame instruments, .i Gratia Crowax Dur Blue transparent (6740200) 1 x 100g container\r","container"]
["RT296-15-043","Wax","Wax dental, for blocking of undercuts, cavities or errors on plaster models for model casTing and crown and bridge techniques, .i Gratia Geo Undercut Wax pink opaque (650-0000) 1 x 75g container\r","Wax dental, for blocking of undercuts, cavities or errors on plaster models for model casTing and crown and bridge techniques, .i Gratia Geo Undercut Wax pink opaque (650-0000) 1 x 75g container\r","container"]
["RT296-15-045","Wax","Wax dental: cervical for forming of crown margins, .i Gratia Geo Cervical wax red transparent (4861000) 1 x 75g container\r","Wax dental: cervical for forming of crown margins, .i Gratia Geo Cervical wax red transparent (4861000) 1 x 75g container\r","container"]
["RT296-15-046","Laboratory finishing and polishing material","Finishing agent for use to achieve a smooth and even surface to enhance finishing and polishing process, .i Gratia Geo Wax finish (15530000) finishing kit consisTing of 15ml varnish and 30ml thinner\r","Finishing agent for use to achieve a smooth and even surface to enhance finishing and polishing process, .i Gratia Geo Wax finish (15530000) finishing kit consisTing of 15ml varnish and 30ml thinner\r","Kit"]
["RT296-15-047","Laboratory finishing and polishing material","Finishing agent for use to achieve a smooth and even surface to enhance finishing and polishing process, .i Gratia Geo Wax finish thinner  (15530200) 1 x 30ml bottle\r","Finishing agent for use to achieve a smooth and even surface to enhance finishing and polishing process, .i Gratia Geo Wax finish thinner  (15530200) 1 x 30ml bottle\r","bottle"]
["RT296-16-001","laboratory crown and bridge material","Ceramic liquid, dental:  Alluminium Oxide bonding ceramic substructure system (Allumina)\n1 Container 20 x 5ml Ampoules\n.i Gratia:  Vita In- Ceram\n\nICN: 18-974-2279 CN\nItem RT296-16-001 to RT 296-16-123 will be awarded as a series","Ceramic liquid, dental:  Alluminium Oxide bonding ceramic substructure system (Allumina)\n1 Container 20 x 5ml Ampoules\n.i Gratia:  Vita In- Ceram\nItem RT296-16-001 to RT 296-16-123 will be awarded as a series","container"]
["RT296-16-002","laboratory crown and bridge material","Ceramic liquid, dental: Mixing Liquid Additive\r\n1 Bottle 5ml\r\n.i Gratia:  Vita In-Ceram\r\n\rICN: 18-974-2280 BT","Ceramic liquid, dental: Mixing Liquid Additive\n1 Bottle 5ml\n.i Gratia:  Vita In-Ceram\n\n","bottle"]
["RT296-16-003","laboratory crown and bridge material","Ceramic liquid, dental:  TesTing Liquid\r\n1 Bottle 6ml\r\n.i Gratia:  Vita In-Ceram\r\n\rICN: 18-974-2285 BT","Ceramic liquid, dental:  TesTing Liquid\n1 Bottle 6ml\n.i Gratia:  Vita In-Ceram\n\n","bottle"]
["RT296-16-004","laboratory crown and bridge material","Die spacer, dental:  Interspace Varnish\r\n1 Bottle 30ml\r\n.i Gratia:  Vita In-Ceram\r\n\rICN: 18-974-2288 BT","Die spacer, dental:  Interspace Varnish\n1 Bottle 30ml\n.i Gratia:  Vita In-Ceram\n\n","bottle"]
["RT296-16-005","laboratory crown and bridge material","Hardener, dental:  Stabilizer\r\n1 Bottle 30ml\r\n.i Gratia:  Vita In-Ceram\r\n\rICN: 18-974-2290 BT","Hardener, dental:  Stabilizer\n1 Bottle 30ml\n.i Gratia:  Vita In-Ceram\n\n","bottle"]
["RT296-16-006","laboratory crown and bridge material","Lubricant, mould, dental:  Sealant\r\n1 Bottle 30ml\r\n.i Gratia:  Vita In-Ceram\r\n\rICN: 18-974-2291 BT","Lubricant, mould, dental:  Sealant\n1 Bottle 30ml\n.i Gratia:  Vita In-Ceram\n\n","bottle"]
["RT296-16-007","laboratory crown and bridge material","Thinners, dental die spacer:  Interspace Varnish Thinner\r\n1 Bottle 30ml\r\n.i Gratia:  Vita In-Ceram\r\n\rICN: 18-974-2289 BT","Thinners, dental die spacer:  Interspace Varnish Thinner\n1 Bottle 30ml\n.i Gratia:  Vita In-Ceram\n\n","bottle"]
["RT296-16-008","laboratory crown and bridge material","Ceramic Powder, Dental:  Vita In-Ceram Alumina Glass Powder No`s.  A1, A2, A3 , A3.5, A4, B1, B2, B3, B4,C1,C2,C3, C4, D3,D4\r\n1 Bottle 25g\r\nExempli Gratia: Vita In- Ceram\r\n\rICN: RT-296-0166 BT\r","Ceramic Powder, Dental:  Vita In-Ceram Alumina Glass Powder No`s.  A1, A2, A3 , A3.5, A4, B1, B2, B3, B4,C1,C2,C3, C4, D3,D4\n1 Bottle 25g\nExempli Gratia: Vita In- Ceram\n","bottle"]
["RT296-16-009","laboratory crown and bridge material","Ceramic Powder, Dental:  Powder  Aluminium Oxide \r\n1 Box 400g\r\nExempli Gratia:  Vita In-Ceram \r\n\rICN: 18-974-2286 BX\r","Ceramic Powder, Dental:  Powder  Aluminium Oxide \n1 Box 400g\nExempli Gratia:  Vita In-Ceram \n","box"]
["RT296-16-010","laboratory crown and bridge material","Die CasTing Powder, Dental:   Special Plaster, refactory die.\r\n1 Box 20 x 20g Sachets\r\nExempli Gratia:  Vita In-Ceram\r\n\rICN: 18-974-2287 BX","Die Casting Powder, Dental:   Special Plaster, refactory die.\n1 Box 20 x 20g Sachets\nExempli Gratia:  Vita In-Ceram\n","box"]
["RT296-16-011","laboratory crown and bridge material","Ceramic assortment kit, Dental: Luminary and Opal Translucent Porcelains\r\nKit - 12 x 12g\r\n.i Gratia:  Vita Omega Artist Line Set \r\n\rICN:18-014-2668  KT. RT296-16-011ME to RT296-16-032ME will be awarded as a series\r","Ceramic assortment kit, Dental: Luminary and Opal Translucent Porcelains\nKit - 12 x 12g\n.i Gratia:  Vita Omega Artist Line Set \nItem RT296-16-011 to RT296-16-032 will be awarded as a series\n","Kit"]
["RT296-16-012","laboratory crown and bridge material","Ceramic assortment kit, dental:  Gingiva Porcelains\r\nKit - 6 x 12g\r\n.i Gratia:  Vita Omega Artist Line Set II\r\n\rICN: 18-014-2653 KT","Ceramic assortment kit, dental:  Gingiva Porcelains\nKit - 6 x 12g\n.i Gratia:  Vita Omega Artist Line Set II\n\n","Kit"]
["RT296-16-013","laboratory crown and bridge material","Ceramic assortment kit, dental:  Opaque Kit\r\nKit (Opaque Wash, Paste, Liquid, Brush and Spatula)\r\n.i Gratia:  Vita Omega\r\n\ricn: 18-020-4346 KT","Ceramic assortment kit, dental:  Opaque Kit\nKit (Opaque Wash, Paste, Liquid, Brush and Spatula)\n.i Gratia:  Vita Omega\n\n","Kit"]
["RT296-16-014","laboratory crown and bridge material","Ceramic liquid, dental:  Modelling\r\n1 Bottle 245ml\r\n.i Gratia:  Vita Omega\r\n\rICN: 18-094-9386 BT\r","Ceramic liquid, dental:  Modelling\n1 Bottle 245ml\n.i Gratia:  Vita Omega\n","bottle"]
["RT296-16-015","laboratory crown and bridge material","Ceramic liquid, dental:   Opaque\r\n1 Bottle 245ml\r\n.i Gratia:  Vita Omega\r\n\rICN: 18-094-9385 BT","Ceramic liquid, dental:   Opaque\n1 Bottle 245ml\n.i Gratia:  Vita Omega\n\n","bottle"]
["RT296-16-016","laboratory crown and bridge material","Ceramic liquid, dental:  Paste Opaque\r\n1 Bottle 15ml\r\n.i Gratia:  Vita Omega\r\n\rICN: 18-021-7037 BT","Ceramic liquid, dental:  Paste Opaque\n1 Bottle 15ml\n.i Gratia:  Vita Omega\n\n","bottle"]
["RT296-16-017","laboratory crown and bridge material","Ceramic powder, dental:  Gingiva Porcelain G1 to G6\r\n1 Bottle 12g\r\n.i Gratia:  Vita Omega Artist Line G1 to G6\r\n\rICN: 18-014-2655 BT","Ceramic powder, dental:  Gingiva Porcelain G1 to G6\n1 Bottle 12g\n.i Gratia:  Vita Omega Artist Line G1 to G6\n\n","bottle"]
["RT296-16-018","laboratory crown and bridge material","Ceramic powder, dental:  Luminary No`s. LM1 to LM9\r\n1 Bottle 12g\r\n.i Gratia:  Vita Omega Artist Line Luminary No`s. LM1 to LM9\r\n\rICN: 18-014-2651 BT","Ceramic powder, dental:  Luminary No`s. LM1 to LM9\n1 Bottle 12g\n.i Gratia:  Vita Omega Artist Line Luminary No`s. LM1 to LM9\n\n","bottle"]
["RT296-16-019","laboratory crown and bridge material","Ceramic powder, dental: Opal Translucent No`s. OT1 to OT3\r\n1 Bottle 12g\r\n.i Gratia: Vita Omega Artist Line Opal Translucent No`s. OT1 to OT3\r\n\rICN: 18-014-2355 BT","Ceramic powder, dental: Opal Translucent No`s. OT1 to OT3\n1 Bottle 12g\n.i Gratia: Vita Omega Artist Line Opal Translucent No`s. OT1 to OT3\n\n","bottle"]
["RT296-16-020","laboratory crown and bridge material","Ceramic powder, dental:  Cervical No`s. 091, 092, 093 and 094\r\n1 Bottle 12g\r\n.i Gratia:  Vita Omega Cervical No`s. 091, 092, 093 and 094\r\n\rICN: 18-009-7156 BT","Ceramic powder, dental:  Cervical No`s. 091, 092, 093 and 094\n1 Bottle 12g\n.i Gratia:  Vita Omega Cervical No`s. 091, 092, 093 and 094\n\n","bottle"]
["RT296-16-021","laboratory crown and bridge material","Ceramic powder, dental:  Omega Color Opaque No`s. 021, 022, 023, 024, 025, 026, 027 and 028\r\n1 Bottle 12g\r\nExempli Gratia:  Vita Omega Color Opaque No`s. 021, 022, 023, 024, 025, 026, 027 and 028\r\n\rICN: 18-009-7150 BT","Ceramic powder, dental:  Omega Color Opaque No`s. 021, 022, 023, 024, 025, 026, 027 and 028\n1 Bottle 12g\nExempli Gratia:  Vita Omega Color Opaque No`s. 021, 022, 023, 024, 025, 026, 027 and 028\n","bottle"]
["RT296-16-022","laboratory crown and bridge material","Ceramic powder, dental:  No commentive No.121\r\n1 Bottle 12g\r\n.i Gratia:  Vita Omega No.121\r\n\rICN: 18-009-7160 BT","Ceramic powder, dental:  No commentive No.121\n1 Bottle 12g\n.i Gratia:  Vita Omega No.121\n","bottle"]
["RT296-16-023","laboratory crown and bridge material","Ceramic powder, dental:  DenTine No`s. 051, 052, 053, 054, 055, 056, 057, 058, 059, 060, 061, 062, 063, 064, 065 and 066\r\n1 Bottle 50g\r\nExempli Gratia:  Vita Omega\r\n\rICN: 18-009-7145 BT","Ceramic powder, dental:  DenTine No`s. 051, 052, 053, 054, 055, 056, 057, 058, 059, 060, 061, 062, 063, 064, 065 and 066\n1 Bottle 50g\nExempli Gratia:  Vita Omega\n\n","bottle"]
["RT296-16-024","laboratory crown and bridge material","Ceramic powder, dental:  Enamel No`s. 071, 072, 073 and 074\r\n1 Bottle 50g\r\n.i Gratia:  Vita Omega\r\n\rICN: 18-009-7147 BT","Ceramic powder, dental:  Enamel No`s. 071, 072, 073 and 074\n1 Bottle 50g\n.i Gratia:  Vita Omega\n","bottle"]
["RT296-16-025","laboratory crown and bridge material","Ceramic powder, dental:  Omega Intensive No`s. 111, 112, 113, 114, 115, 116, 117, 118, 119 and 120\r\n1 Bottle 12g\r\n.i Gratia:  Vita Omega\r\n\rICN: 18-009-7158 BT","Ceramic powder, dental:  Omega Intensive No`s. 111, 112, 113, 114, 115, 116, 117, 118, 119 and 120\n1 Bottle 12g\n.i Gratia:  Vita Omega\n","bottle"]
["RT296-16-026","laboratory crown and bridge material","Ceramic powder, dental:  Margin Powder No`s. Mar 1 to Mar 6, Mar N\r\n1 Bottle 12g each\r\n.i Gratia:  Vita Omega\r\n\rICN: 18-009-7157 BT","Ceramic powder, dental:  Margin Powder No`s. Mar 1 to Mar 6, Mar N\n1 Bottle 12g each\n.i Gratia:  Vita Omega\n\n","bottle"]
["RT296-16-027","laboratory crown and bridge material","Ceramic powder, dental:  Omega Opaque DenTine No`s. 031, 032, 033, 034, 035, 036, 037, 038, 039, 040, 041, 042, 043, 044, 045 and 046\r\n1 Bottle 50g\r\n.i Gratia:  Vita Omega\r\n\rICN: 18-014-2659 BT","Ceramic powder, dental:  Omega Opaque DenTine No`s. 031, 032, 033, 034, 035, 036, 037, 038, 039, 040, 041, 042, 043, 044, 045 and 046\n1 Bottle 50g\n.i Gratia:  Vita Omega\n\n","bottle"]
["RT296-16-028","laboratory crown and bridge material","Ceramic powder, dental:  Opaque No`s.  001, 002, 003, 004, 005, 006, 007, 008, 009, 010, 011, 012, 013, 014, 015 and 016\r\n1 Bottle 50g\r\n.i Gratia:  Vita  Omega \r\n\rICN: 18-014-2657 BT","Ceramic powder, dental:  Opaque No`s.  001, 002, 003, 004, 005, 006, 007, 008, 009, 010, 011, 012, 013, 014, 015 and 016\n1 Bottle 50g\n.i Gratia:  Vita  Omega \n\n","bottle"]
["RT296-16-029","laboratory crown and bridge material","Ceramic powder, dental:  Paste Opaque No`s. A1, A2, A3, A4, B1, B2, B3, B4, C1, C2, C3, C4, D2 and D4\r\n1 Bottle 5g\r\nExempli Gratia:  Vita Omega \r\n\rICN: 18-021-7035 BT","Ceramic powder, dental:  Paste Opaque No`s. A1, A2, A3, A4, B1, B2, B3, B4, C1, C2, C3, C4, D2 and D4\n1 Bottle 5g\nExempli Gratia:  Vita Omega \n\n","bottle"]
["RT296-16-030","laboratory crown and bridge material","Ceramic powder, dental:  Past Opaque Wash\r\n1 Bottle 7g\r\n.i Gratia:  Vita Omega \r\n\rICN: 18-021-7038 BT","Ceramic powder, dental:  Past Opaque Wash\n1 Bottle 7g\n.i Gratia:  Vita Omega \n\n","bottle"]
["RT296-16-031","laboratory crown and bridge material","Ceramic powder, dental:  Translucent No`s. 081, 082, 083, 084, 085, 086, 087, 088 and 089\r\n1 Bottle 50g\r\nExempli Gratia:  Vita  Omega \r\n\rICN: 18-014-2628 BT","Ceramic powder, dental:  Translucent No`s. 081, 082, 083, 084, 085, 086, 087, 088 and 089\n1 Bottle 50g\nExempli Gratia:  Vita  Omega \n\n","bottle"]
["RT296-16-032","laboratory crown and bridge material","Ceramic powder, dental:  Window No.122\r\n1 Bottle 50g\r\n.i Gratia:  Vita Omega \r\n\rICN: 18-014-2629 BT","Ceramic powder, dental:  Window No.122\n1 Bottle 50g\n.i Gratia:  Vita Omega \n","bottle"]
["RT296-16-033","laboratory crown and bridge material","Ceramic powder, dental:  Chrome Cobalt Bonding Agent \r\n1 Jar 39ml\r\n.i Gratia:  Bredent\r\n\rICN: 18-174-7167 JR","Ceramic powder, dental:  Chrome Cobalt Bonding Agent \n1 Jar 39ml\n.i Gratia:  Bredent\n\n","Jar"]
["RT296-16-034","laboratory crown and bridge material","Ceramic liquid, dental:  WetTing agent Spray-on\r\n1 Bottle 1 litre\r\n.i Gratia:  Vita\r\n\rICN: 18-001-8825 BT","Ceramic liquid, dental:  WetTing agent Spray-on\n1 Bottle 1 litre\n.i Gratia:  Vita\n\n","bottle"]
["RT296-16-035","laboratory crown and bridge material","Ceramic liquid, dental:  WetTing agent Spray-On Indicator\r\n1 Bottle 250ml\r\n.i Gratia:  Vita\r\n\rICN: 18-001-8826 BT","Ceramic liquid, dental:  WetTing agent Spray-On Indicator\n1 Bottle 250ml\n.i Gratia:  Vita\n\n","bottle"]
["RT296-16-036","laboratory crown and bridge material","Ceramic assortment kit, dental: External Staining Kit\r\nKit\r\n.i Gratia:  Vita Akzent \r\n\rICN: 18-014-2363 KT","Ceramic assortment kit, dental: External Staining Kit\nKit\n.i Gratia:  Vita Akzent \n\n","Kit"]
["RT296-16-037","laboratory crown and bridge material","Ceramic assortment kit, dental:  Internal Staining Kit\r\nKit\r\n.i Gratia:  Vita Interno \r\n\rICN: 18-014-2760 KT","Ceramic assortment kit, dental:  Internal Staining Kit\nKit\n.i Gratia:  Vita Interno \n","Kit"]
["RT296-16-038","laboratory crown and bridge material","Ceramic liquid, dental:   External Fluid\r\n1 Bottle 20ml\r\n.i Gratia: Vita Akzent\r\n\rICN; 18-014-2357 BT","Ceramic liquid, dental:   External Fluid\n1 Bottle 20ml\n.i Gratia: Vita Akzent\n","bottle"]
["RT296-16-039","laboratory crown and bridge material","Ceramic liquid, dental:  Internal  Fluid\r\n1 Bottle 20ml\r\n.i Gratia:  Vita Interno\r\n\rICN: 18-014-2637 BT","Ceramic liquid, dental:  Internal  Fluid\n1 Bottle 20ml\n.i Gratia:  Vita Interno\n\n","bottle"]
["RT296-16-040","laboratory crown and bridge material","Ceramic powder, dental: External Finishing Agent \r\n1 Bottle 5g\r\n.i Gratia:  Vita Akzent  No. AKZ 26\r\n\rICN: 18-014-2366 BT","Ceramic powder, dental: External Finishing Agent \n1 Bottle 5g\n.i Gratia:  Vita Akzent  No. AKZ 26\n","bottle"]
["RT296-16-041","laboratory crown and bridge material","Ceramic powder, dental:  External Glaze\r\n1 Bottle 5g\r\n.i Gratia:  Vita Akzent  No. AKZ 25\r\n\rICN: 18-014-2331 BT","Ceramic powder, dental:  External Glaze\n1 Bottle 5g\n.i Gratia:  Vita Akzent  No. AKZ 25\n\n","bottle"]
["RT296-16-042","laboratory crown and bridge material","Ceramic powder, dental: External Stain No`s. AKZ 01 to AKZ 20 \r\n1 Bottle 3g\r\n.i Gratia: Vita Akzent  No`s. AKZ 01 to AKZ 20\r\n\rICN: 18-014-2364 BT","Ceramic powder, dental: External Stain No`s. AKZ 01 to AKZ 20 \n1 Bottle 3g\n.i Gratia: Vita Akzent  No`s. AKZ 01 to AKZ 20\n\n","bottle"]
["RT296-16-043","laboratory crown and bridge material","Ceramic powder, dental:  Internal Stain No`s. INT 01 to INT 12\r\n1 Bottle 5g\r\n.i Gratia:  Vita Interno Stain No`s. INT 01 to INT 12\r\n\rICN: 18-014-2646 BT","Ceramic powder, dental:  Internal Stain No`s. INT 01 to INT 12\n1 Bottle 5g\n.i Gratia:  Vita Interno Stain No`s. INT 01 to INT 12\n","bottle"]
["RT296-16-044","laboratory crown and bridge material","All ceramic sub-structure porcelains for zirconiabonding: Basic Kit, CTE Range 8.8-9.2 approx. 100MPA\nKit\n.i Gratia: Vita VM 9\n\nICN: 6520-18-186-7101 KT. Item RT296-16-044ME to RT296-16-069ME will be awarded as a series","All ceramic sub-structure porcelains for zirconia bonding: Basic Kit, CTE Range 8.8-9.2 approx. 100MPA\nKit\n.i Gratia: Vita VM 9\nItem RT296-16-044 to RT296-16-069 will be awarded as a series","Kit"]
["RT296-16-045","laboratory crown and bridge material","All ceramic sub-structure porcelains forzirconiabonding: Bleaching  Kit, CTE Range 8.8-9.2 approx. 100MPA\r\nKit\r\n.i Gratia: Vita VM 9\r\n\rICN: 6520-18-186-1567 KT","All ceramic sub-structure porcelains forzirconiabonding: Bleaching  Kit, CTE Range 8.8-9.2 approx. 100MPA\nKit\n.i Gratia: Vita VM 9\n","Kit"]
["RT296-16-046","laboratory crown and bridge material","All ceramic sub-structure porcelains forzirconiabonding: Professional  Kit, CTE Range 8.8-9.2 approx. 100MPA\r\nKit\r\n.i Gratia: Vita VM 9\r\n\rICN:  6520-18 -186-1559 KT","All ceramic sub-structure porcelains forzirconiabonding: Professional  Kit, CTE Range 8.8-9.2 approx. 100MPA\nKit\n.i Gratia: Vita VM 9\n","Kit"]
["RT296-16-047","laboratory crown and bridge material","All ceramic sub-structure porcelains forzirconiabonding: Gingival  Kit, CTE Range 8.8-9.2 approx. 100MPA\r\nKit\r\n.i Gratia: Vita VM 9\r\n\rICN: 6520-18-186-1565 KT","All ceramic sub-structure porcelains forzirconiabonding: Gingival  Kit, CTE Range 8.8-9.2 approx. 100MPA\nKit\n.i Gratia: Vita VM 9\n","Kit"]
["RT296-16-048","laboratory crown and bridge material","All ceramic sub-structure porcelains forzirconiabonding: Esthetic Kit for ceramic block\r\nKit\r\n.i Gratia: Vita VM 9\r\n\rICN: RT-296-0171 KT","All ceramic sub-structure porcelains forzirconiabonding: Esthetic Kit for ceramic block\nKit\n.i Gratia: Vita VM 9\n","Kit"]
["RT296-16-049","laboratory crown and bridge material","Ceramic powder, dental forzirconiabonding: Bonder Kit Powder\r\nKit\r\n.i Gratia: Vita VM 9 Effect Bonder\r\n\rICN: RT-296-0172 KT","Ceramic powder, dental forzirconiabonding: Bonder Kit Powder\nKit\n.i Gratia: Vita VM 9 Effect Bonder\n\n","Kit"]
["RT296-16-050","laboratory crown and bridge material","Ceramic powder, dental forzirconiabonding: Bonder Kit Paste\r\nKit\r\n.i Gratia: Vita VM 9 Effect Bonder Paste\r\n\rICN: RT-296-0173 KT","Ceramic powder, dental forzirconiabonding: Bonder Kit Paste\nKit\n.i Gratia: Vita VM 9 Effect Bonder Paste\n\n","Kit"]
["RT296-16-051","laboratory crown and bridge material","Ceramic powder, dental forzirconiabonding: Base DenTine\r\n1 bottle 12g\r\n.i Gratia: Vita VM 9 \r\n\rICN: 6520-18-186-1757 BT\r","Ceramic powder, dental forzirconiabonding: Base DenTine\n1 bottle 12g\n.i Gratia: Vita VM 9 \n\n\n","bottle"]
["RT296-16-052","laboratory crown and bridge material","Ceramic powder, dental forzirconiabonding:  DenTine\r\n1 bottle 12g\r\n.i Gratia: Vita VM 9 \r\n\ricn: 6520-18-186-1826 BT\r","Ceramic powder, dental forzirconiabonding:  DenTine\n1 bottle 12g\n.i Gratia: Vita VM 9 \n","bottle"]
["RT296-16-053","laboratory crown and bridge material","Ceramic powder, dental forzirconiabonding: Bonder\r\n1 bottle 12g\r\n.i Gratia: Vita VM 9 \r\n\rICN: RT-296-0176 BT","Ceramic powder, dental forzirconiabonding: Bonder\n1 bottle 12g\n.i Gratia: Vita VM 9 \n","bottle"]
["RT296-16-054","laboratory crown and bridge material","Ceramic powder, dental forzirconiabonding: Bonder Paste\r\n1 bottle 12g\r\n.i Gratia: Vita VM 9 \r\n\rICN: RT-296-0177 BT","Ceramic powder, dental forzirconiabonding: Bonder Paste\n1 bottle 12g\n.i Gratia: Vita VM 9 \n","bottle"]
["RT296-16-055","laboratory crown and bridge material","Ceramic powder, dental forzirconiabonding: Enamel\r\n1 bottle 12g\r\n.i Gratia: Vita VM 9 Effect Enamel\r\n\rICN: RT-296-0178 BT","Ceramic powder, dental forzirconiabonding: Enamel\n1 bottle 12g\n.i Gratia: Vita VM 9 Effect Enamel\n","bottle"]
["RT296-16-056","laboratory crown and bridge material","Ceramic powder, dental forzirconiabonding: Enamel Dark 1 bottle 50g .i Gratia: Vita VM 9 Enamel Dark","Ceramic powder, dental forzirconiabonding: Enamel Dark 1 bottle 50g .i Gratia: Vita VM 9 Enamel Dark","1 Bottle of 50g"]
["RT296-16-057","laboratory crown and bridge material","Ceramic powder, dental forzirconiabonding: Chroma\r\n1 bottle 12g\r\n.i Gratia: Vita VM 9 Chroma\r\n\rICN: RT-296-0179 BT","Ceramic powder, dental forzirconiabonding: Chroma\n1 bottle 12g\n.i Gratia: Vita VM 9 Chroma\n","bottle"]
["RT296-16-058","laboratory crown and bridge material","Ceramic powder, dental forzirconiabonding: Liner\r\n1 bottle 12g\r\n.i Gratia: Vita VM 9 Effect Liner\r\n\rRT-296-0180 BT","Ceramic powder, dental forzirconiabonding: Liner\n1 bottle 12g\n.i Gratia: Vita VM 9 Effect Liner\n","bottle"]
["RT296-16-059","laboratory crown and bridge material","Ceramic powder, dental forzirconiabonding: Pearl\r\n1 bottle 12g\r\n.i Gratia: Vita VM 9 Effect Pearl\r\n\rICN: RT-296-0181 BT","Ceramic powder, dental forzirconiabonding: Pearl\n1 bottle 12g\n.i Gratia: Vita VM 9 Effect Pearl\n\n","bottle"]
["RT296-16-060","laboratory crown and bridge material","Ceramic powder, dental forzirconiabonding: Mamelon\r\n1 bottle 12g\r\n.i Gratia: Vita VM 9 Mamelon\r\n\rICN: RT-296-0182 BT","Ceramic powder, dental forzirconiabonding: Mamelon\n1 bottle 12g\n.i Gratia: Vita VM 9 Mamelon\n\n","bottle"]
["RT296-16-061","laboratory crown and bridge material","Ceramic powder, dental forzirconiabonding: Opal\r\n1 bottle 12g\r\n.i Gratia: Vita VM 9 Effect Opal\r\n\rICN: RT-296-0183 BT","Ceramic powder, dental forzirconiabonding: Opal\n1 bottle 12g\n.i Gratia: Vita VM 9 Effect Opal\n","bottle"]
["RT296-16-062","laboratory crown and bridge material","Ceramic powder, dental forzirconiabonding: Window\r\n1 bottle 12g\r\n.i Gratia: Vita VM 9 Window\r\n\rICN: 6520-18-186-6636 BT","Ceramic powder, dental forzirconiabonding: Window\n1 bottle 12g\n.i Gratia: Vita VM 9 Window\n","bottle"]
["RT296-16-063","laboratory crown and bridge material","Ceramic powder, dental forzirconiabonding: Enamel Light\r\n1 bottle 12g\r\n.i Gratia: Vita VM 9 Enamel Light\r\n\rICN: RT-296-0185 BT","Ceramic powder, dental forzirconiabonding: Enamel Light\n1 bottle 12g\n.i Gratia: Vita VM 9 Enamel Light\n\n","bottle"]
["RT296-16-064","laboratory crown and bridge material","Ceramic powder, dental forzirconiabonding: Enamel Light\r\n1 bottle 50g\r\n.i Gratia: Vita VM 9 Enamel Light\r\n\rICN: 6520-18-186-6635 BT","Ceramic powder, dental forzirconiabonding: Enamel Light\n1 bottle 50g\n.i Gratia: Vita VM 9 Enamel Light\n\n","bottle"]
["RT296-16-065","laboratory crown and bridge material","Ceramic powder, dental forzirconiabonding: Enamel Dark\r\n1 bottle 12g\r\n.i Gratia: Vita VM 9 Enamel Dark\r\n\rICN: 6520-18-186-6634 BT","Ceramic powder, dental forzirconiabonding: Enamel Dark\n1 bottle 12g\n.i Gratia: Vita VM 9 Enamel Dark\n\n","bottle"]
["RT296-16-066","laboratory crown and bridge material","Ceramic powder, dental forzirconiabonding: Neutral\r\n1 bottle 12g\r\n.i Gratia: Vita VM 9 Neutral\r\n\rICN: RT-296-0188 BT","Ceramic powder, dental forzirconiabonding: Neutral\n1 bottle 12g\n.i Gratia: Vita VM 9 Neutral\n\n","bottle"]
["RT296-16-067","laboratory crown and bridge material","Ceramic powder, dental forzirconiabonding: Neutral\r\n1 bottle 50g\r\n.i Gratia: Vita VM 9 Neutral\r\n\rICN: RT-296-0189 BT","Ceramic powder, dental forzirconiabonding: Neutral\n1 bottle 50g\n.i Gratia: Vita VM 9 Neutral\n\n","bottle"]
["RT296-16-068","laboratory crown and bridge material","Ceramic powder, dental forzirconiabonding: No commentive\r\n1 bottle 12g\r\n.i Gratia: Vita VM 9 No commentive\r\n\rICN: RT-296-0190 BT","Ceramic powder, dental forzirconiabonding: No commentive\n1 bottle 12g\n.i Gratia: Vita VM 9 No commentive\n\n","bottle"]
["RT296-16-069","laboratory crown and bridge material","Ceramic powder, dental forzirconiabonding: Gingiva\r\n1 bottle 12g\r\n.i Gratia: Vita VM 9 Gingiva\r\n\rICN: RT-296-0191 BT","Ceramic powder, dental forzirconiabonding: Gingiva\n1 bottle 12g\n.i Gratia: Vita VM 9 Gingiva\n\n","bottle"]
["RT296-16-070","laboratory crown and bridge material","Ceramic powder, dental forzirconiabonding: Chroma Plus\r\n1 bottle 12g\r\n.i Gratia: Vita VM 9 Chroma Plus\r\n\rICN: RT-296-0192 BT","Ceramic powder, dental forzirconiabonding: Chroma Plus\n1 bottle 12g\n.i Gratia: Vita VM 9 Chroma Plus\n\n","bottle"]
["RT296-16-071","laboratory crown and bridge material","Ceramic veneering material for allumina: Ceramic Sub-structures (In the CTE Range of Aprrox 7.2-7.9g), Basic Kit\r\nKit\r\n.i Gratia: Vita VM 7 Basic Kit\r\n\rICN: 6520-18-186-7144 KT","Ceramic veneering material for allumina: Ceramic Sub-structures (In the CTE Range of Aprrox 7.2-7.9g), Basic Kit\nKit\n.i Gratia: Vita VM 7 Basic Kit\n\n","Kit"]
["RT296-16-072","laboratory crown and bridge material","Ceramic veneering material for allumina: Ceramic Sub-structures (In the CTE Range of Aprrox 7.2-7.9g), Professional  Kit\r\nKit\r\n.i Gratia: Vita VM 7 Professional  Kit\r\n\rICN: 6520-18-186-1574 KT","Ceramic veneering material for allumina: Ceramic Sub-structures (In the CTE Range of Aprrox 7.2-7.9g), Professional  Kit\nKit\n.i Gratia: Vita VM 7 Professional  Kit\n\n","Kit"]
["RT296-16-073","laboratory crown and bridge material","Ceramic veneering material for allumina: Ceramic Sub-structures (In the CTE Range of Aprrox 7.2-7.9g), Gingiva  Kit\r\nKit\r\n.i Gratia: Vita VM 7 Gingiva  Kit\r\n\rICN: 6520-18-186-1582KT","Ceramic veneering material for allumina: Ceramic Sub-structures (In the CTE Range of Aprrox 7.2-7.9g), Gingiva  Kit\nKit\n.i Gratia: Vita VM 7 Gingiva  Kit\n\n","Kit"]
["RT296-16-074","laboratory crown and bridge material","Ceramic veneering material for allumina: Ceramic Sub-structures (In the CTE Range of Aprrox 7.2-7.9g), Base denTine\r\n1 bottle 12g\r\n.i Gratia: Vita VM 7 Base denTine\r\n\rICN: 6520-18-186-1682  BT","Ceramic veneering material for allumina: Ceramic Sub-structures (In the CTE Range of Aprrox 7.2-7.9g), Base denTine\n1 bottle 12g\n.i Gratia: Vita VM 7 Base denTine\n\n","bottle"]
["RT296-16-075","laboratory crown and bridge material","Ceramic veneering material for allumina: Ceramic Sub-structures (In the CTE Range of Aprrox 7.2-7.9g), Base denTine\r\n1 bottle 50g\r\n.i Gratia: Vita VM 7 Base denTine\r\n\rICN: RT-296-0197 BT","Ceramic veneering material for allumina: Ceramic Sub-structures (In the CTE Range of Aprrox 7.2-7.9g), Base denTine\n1 bottle 50g\n.i Gratia: Vita VM 7 Base denTine\n","bottle"]
["RT296-16-076","laboratory crown and bridge material","Ceramic veneering material for allumina: Ceramic Sub-structures (In the CTE Range of Aprrox 7.2-7.9g), DenTine\r\n1 bottle 12g\r\n.i Gratia: Vita VM 7 DenTine\r\n\rICN: 6520-18-186- 1760 BT","Ceramic veneering material for allumina: Ceramic Sub-structures (In the CTE Range of Aprrox 7.2-7.9g), DenTine\n1 bottle 12g\n.i Gratia: Vita VM 7 DenTine\n\n","bottle"]
["RT296-16-077","laboratory crown and bridge material","Ceramic veneering material for allumina: Ceramic Sub-structures (In the CTE Range of Aprrox 7.2-7.9g), DenTine\r\n1 bottle 50g\r\n.i Gratia: Vita VM 7 DenTine\r\n\rICN: RT-296-0199 BT","Ceramic veneering material for allumina: Ceramic Sub-structures (In the CTE Range of Aprrox 7.2-7.9g), DenTine\n1 bottle 50g\n.i Gratia: Vita VM 7 DenTine\n\n","bottle"]
["RT296-16-078","laboratory crown and bridge material","Ceramic veneering material for allumina: Ceramic Sub-structures (In the CTE Range of Aprrox 7.2-7.9g), Effect Chroma\r\n1 bottle 12g\r\n.i Gratia: Vita VM 7 Effect Chroma\r\n\rICN: RT-296-0200 BT","Ceramic veneering material for allumina: Ceramic Sub-structures (In the CTE Range of Aprrox 7.2-7.9g), Effect Chroma\n1 bottle 12g\n.i Gratia: Vita VM 7 Effect Chroma\n\n","bottle"]
["RT296-16-079","laboratory crown and bridge material","Ceramic veneering material for allumina: Ceramic Sub-structures (In the CTE Range of Aprrox 7.2-7.9g), Effect Enamel\r\n1 bottle 12g\r\n.i Gratia: Vita VM 7 Effect Enamel\r\n\rICN: RT-296-0201 BT","Ceramic veneering material for allumina: Ceramic Sub-structures (In the CTE Range of Aprrox 7.2-7.9g), Effect Enamel\n1 bottle 12g\n.i Gratia: Vita VM 7 Effect Enamel\n\n","bottle"]
["RT296-16-080","laboratory crown and bridge material","Ceramic veneering material for allumina: Ceramic Sub-structures (In the CTE Range of Aprrox 7.2-7.9g), Effect Liner\r\n1 bottle 12g\r\n.i Gratia: Vita VM 7 Effect Liner\r\n\rICN: RT-296-0202 BT","Ceramic veneering material for allumina: Ceramic Sub-structures (In the CTE Range of Aprrox 7.2-7.9g), Effect Liner\n1 bottle 12g\n.i Gratia: Vita VM 7 Effect Liner\n\n","bottle"]
["RT296-16-081","laboratory crown and bridge material","Ceramic veneering material for allumina: Ceramic Sub-structures (In the CTE Range of Aprrox 7.2-7.9g), Mamelon\r\n1 bottle 12g\r\n.i Gratia: Vita VM 7 Mamelon\r\n\rICN: RT-296-0203 BT","Ceramic veneering material for allumina: Ceramic Sub-structures (In the CTE Range of Aprrox 7.2-7.9g), Mamelon\n1 bottle 12g\n.i Gratia: Vita VM 7 Mamelon\n\n","bottle"]
["RT296-16-082","laboratory crown and bridge material","Ceramic veneering material for allumina: Ceramic Sub-structures (In the CTE Range of Aprrox 7.2-7.9), Effect Opal \r\n1 bottle 12g\r\n.i Gratia: Vita VM 7 Effect Opal \r\n\rICN: RT-296-0204 BT","Ceramic veneering material for allumina: Ceramic Sub-structures (In the CTE Range of Aprrox 7.2-7.9), Effect Opal \n1 bottle 12g\n.i Gratia: Vita VM 7 Effect Opal \n","bottle"]
["RT296-16-083","laboratory crown and bridge material","Ceramic veneering material for allumina: Ceramic Sub-structures (In the CTE Range of Aprrox 7.2-7.9g), Window\r\n1 bottle 12g\r\n.i Gratia: Vita VM 7 Window\r\n\rICN: RT-296-0205 BT","Ceramic veneering material for allumina: Ceramic Sub-structures (In the CTE Range of Aprrox 7.2-7.9g), Window\n1 bottle 12g\n.i Gratia: Vita VM 7 Window\n\n","bottle"]
["RT296-16-084","laboratory crown and bridge material","Ceramic veneering material for allumina: Ceramic Sub-structures (In the CTE Range of Aprrox 7.2-7.9g), Window\r\n1 bottle 50g\r\n.i Gratia: Vita VM 7 Window\r\n\rICN: RT-296-0206 BT","Ceramic veneering material for allumina: Ceramic Sub-structures (In the CTE Range of Aprrox 7.2-7.9g), Window\n1 bottle 50g\n.i Gratia: Vita VM 7 Window\n\n","bottle"]
["RT296-16-085","laboratory crown and bridge material","Ceramic veneering material for allumina: Ceramic Sub-structures (In the CTE Range of Aprrox 7.2-7.9g), Enamel\r\n1 bottle 12g\r\n.i Gratia: Vita VM 7 Enamel\r\n\rICN: RT-296-0207 BT","Ceramic veneering material for allumina: Ceramic Sub-structures (In the CTE Range of Aprrox 7.2-7.9g), Enamel\n1 bottle 12g\n.i Gratia: Vita VM 7 Enamel\n\n","bottle"]
["RT296-16-086","laboratory crown and bridge material","Ceramic veneering material for allumina: Ceramic Sub-structures (In the CTE Range of Aprrox 7.2-7.9g), Enamel\r\n1 bottle 50g\r\n.i Gratia: Vita VM 7 Enamel\r\n\rICN: RT-296-0208 BT","Ceramic veneering material for allumina: Ceramic Sub-structures (In the CTE Range of Aprrox 7.2-7.9g), Enamel\n1 bottle 50g\n.i Gratia: Vita VM 7 Enamel\n\n","bottle"]
["RT296-16-087","laboratory crown and bridge material","Ceramic veneering material for allumina: Ceramic Sub-structures (In the CTE Range of Aprrox 7.2-7.9g), Pearl\r\n1 bottle 12g\r\n.i Gratia: Vita VM 7 Pearl\r\n\rICN: RT-296-0209 BT","Ceramic veneering material for allumina: Ceramic Sub-structures (In the CTE Range of Aprrox 7.2-7.9g), Pearl\n1 bottle 12g\n.i Gratia: Vita VM 7 Pearl\n\n","bottle"]
["RT296-16-088","laboratory crown and bridge material","Ceramic veneering material for allumina: Ceramic Sub-structures (In the CTE Range of Aprrox 7.2-7.9g), Neutral\r\n1 bottle 12g\r\n.i Gratia: Vita VM 7 Neutral\r\n\rICN: RT-296-0210 BT","Ceramic veneering material for allumina: Ceramic Sub-structures (In the CTE Range of Aprrox 7.2-7.9g), Neutral\n1 bottle 12g\n.i Gratia: Vita VM 7 Neutral\n\n","bottle"]
["RT296-16-089","laboratory crown and bridge material","Ceramic veneering material for allumina: Ceramic Sub-structures (In the CTE Range of Aprrox 7.2-7.9g), Neutral\r\n1 bottle 50g\r\n.i Gratia: Vita VM 7 Neutral\r\n\rICN: RT-296-0211 BT","Ceramic veneering material for allumina: Ceramic Sub-structures (In the CTE Range of Aprrox 7.2-7.9g), Neutral\n1 bottle 50g\n.i Gratia: Vita VM 7 Neutral\n\n","bottle"]
["RT296-16-090","laboratory crown and bridge material","Ceramic veneering material for allumina: Ceramic Sub-structures (In the CTE Range of Aprrox 7.2-7.9g), Chroma Plus\r\n1 bottle 12g\r\n.i Gratia: Vita VM 7 Chroma Plus\r\n\rICN: RT-296-0212 BT","Ceramic veneering material for allumina: Ceramic Sub-structures (In the CTE Range of Aprrox 7.2-7.9g), Chroma Plus\n1 bottle 12g\n.i Gratia: Vita VM 7 Chroma Plus\n\n","bottle"]
["RT296-16-091","laboratory crown and bridge material","Ceramic veneering material for allumina: Ceramic Sub-structures (In the CTE Range of Aprrox 7.2-7.9g), Ginciva\r\n1 bottle 12g\r\nExempli Gratia: Vita VM 7 Gingiva\r\nICN: RT-296-0213 BT","Ceramic veneering material for allumina: Ceramic Sub-structures (In the CTE Range of Aprrox 7.2-7.9g), Ginciva\n1 bottle 12g\nExempli Gratia: Vita VM 7 Gingiva\n","bottle"]
["RT296-16-092","laboratory crown and bridge material","Ceramic veneering material for allumina: Ceramic Sub-structures (In the CTE Range of Aprrox 7.2-7.9g), No commentive\r\n1 bottle 12g\r\n.i Gratia: Vita VM 7 No commentive\r\n\rICN: RT-296-0214 BT","Ceramic veneering material for allumina: Ceramic Sub-structures (In the CTE Range of Aprrox 7.2-7.9g), No commentive\n1 bottle 12g\n.i Gratia: Vita VM 7 No commentive\n\n","bottle"]
["RT296-16-093","laboratory crown and bridge material","Metal bonding porcelain: In the conventional CTE Range available in three dimensional shades, basic kit powder\r\nKit\r\n.i Gratia: Vita VM 13 Basic Kit Powder\r\n\rICN: 6520-18-186-7125 KT","Metal bonding porcelain: In the conventional CTE Range available in three dimensional shades, basic kit powder\nKit\n.i Gratia: Vita VM 13 Basic Kit Powder\n\n","Kit"]
["RT296-16-094","laboratory crown and bridge material","Metal bonding porcelain: In the conventional CTE Range available in three dimensional shades, bleach colour kit powder\r\nKit\r\n.i Gratia: Vita VM 13 Bleach Colour Kit Powder\r\n\rICN: 6520-18-4186-1556 KT","Metal bonding porcelain: In the conventional CTE Range available in three dimensional shades, bleach colour kit powder\nKit\n.i Gratia: Vita VM 13 Bleach Colour Kit Powder\n\n","Kit"]
["RT296-16-095","laboratory crown and bridge material","Metal bonding porcelain: In the conventional CTE Range available in three dimensional shades, Professional kit powder\r\nKit\r\n.i Gratia: Vita VM 13 Professional Kit Powder\r\n\rICN: 6520-18-186-1567 KT","Metal bonding porcelain: In the conventional CTE Range available in three dimensional shades, Professional kit powder\nKit\n.i Gratia: Vita VM 13 Professional Kit Powder\n\n","Kit"]
["RT296-16-096","laboratory crown and bridge material","Metal bonding porcelain: In the conventional CTE Range available in three dimensional shades, Gingiva kit powder\r\nKit\r\n.i Gratia: Vita VM 13 Gingiva Kit Powder\r\n\rICN: 6520-18-186-1569 KT","Metal bonding porcelain: In the conventional CTE Range available in three dimensional shades, Gingiva kit powder\nKit\n.i Gratia: Vita VM 13 Gingiva Kit Powder\n","Kit"]
["RT296-16-097","laboratory crown and bridge material","Metal bonding porcelain: In the conventional CTE Range available in three dimensional shades, Margin kit powder\r\nKit\r\n.i Gratia: Vita VM 13 Margin Kit Powder\r\n\rICN: 6520-18-186-1570 KT","Metal bonding porcelain: In the conventional CTE Range available in three dimensional shades, Margin kit powder\nKit\n.i Gratia: Vita VM 13 Margin Kit Powder\n\n","Kit"]
["RT296-16-098","laboratory crown and bridge material","Metal bonding porcelain: In the conventional CTE Range available in three dimensional shades, Wash Opaque Powder\r\n1 Bottle 12g\r\n.i Gratia: Vita VM 13 Wash Opaque Powder\r\n\rICN: 6520-18-186-6453 BT","Metal bonding porcelain: In the conventional CTE Range available in three dimensional shades, Wash Opaque Powder\n1 Bottle 12g\n.i Gratia: Vita VM 13 Wash Opaque Powder\n\n","bottle"]
["RT296-16-099","laboratory crown and bridge material","Metal bonding porcelain: In the conventional CTE Range available in three dimensional shades, Wash Opaque Powder\r\n1 Bottle 50g\r\nExempli Gratia: Vita VM 13 Wash Opaque Powder\r\n\rICN: 6520-18-186-6450 BT","Metal bonding porcelain: In the conventional CTE Range available in three dimensional shades, Wash Opaque Powder\n1 Bottle 50g\nExempli Gratia: Vita VM 13 Wash Opaque Powder\n\n","bottle"]
["RT296-16-100","laboratory crown and bridge material","Metal bonding porcelain: In the conventional CTE Range available in three dimensional shades, Opaque OP (Assorted Shade Range)\r\n1 Bottle 12g\r\n.i Gratia: Vita VM 13 Opaque OP (Assorted Shade Range)\r\n\rICN: 6520-18-188-5910 BT","Metal bonding porcelain: In the conventional CTE Range available in three dimensional shades, Opaque OP (Assorted Shade Range)\n1 Bottle 12g\n.i Gratia: Vita VM 13 Opaque OP (Assorted Shade Range)\n\n","bottle"]
["RT296-16-101","laboratory crown and bridge material","Metal bonding porcelain: In the conventional CTE Range available in three dimensional shades, Opaque OP (Assorted Shade Range)\r\n1 Bottle 50g\r\n.i Gratia: Vita VM 13 Opaque OP (Assorted Shade Range)\r\n\rICN: 6520-18-188-5916 BT","Metal bonding porcelain: In the conventional CTE Range available in three dimensional shades, Opaque OP (Assorted Shade Range)\n1 Bottle 50g\n.i Gratia: Vita VM 13 Opaque OP (Assorted Shade Range)\n\n","bottle"]
["RT296-16-102","laboratory crown and bridge material","Metal bonding porcelain: In the conventional CTE Range available in three dimensional shades, Paste  Opaque OP (Assorted Shade Range)\r\n1 Bottle 50g\r\nExempli Gratia: Vita VM 13 Paste Opaque OP (Assorted Shade Range)\r\n\rICN: RT-296-0224 BT","Metal bonding porcelain: In the conventional CTE Range available in three dimensional shades, Paste  Opaque OP (Assorted Shade Range)\n1 Bottle 50g\nExempli Gratia: Vita VM 13 Paste Opaque OP (Assorted Shade Range)\n\n","bottle"]
["RT296-16-103","laboratory crown and bridge material","Metal bonding porcelain: In the conventional CTE Range available in three dimensional shades, Base DenTin (Assorted Shade Range)\r\n1 Bottle 12g\r\n.i Gratia: Vita VM 13 Base DenTin (Assorted Shade Range)\r\n\rICN: 6520-18-188-5922 BT","Metal bonding porcelain: In the conventional CTE Range available in three dimensional shades, Base DenTin (Assorted Shade Range)\n1 Bottle 12g\n.i Gratia: Vita VM 13 Base DenTin (Assorted Shade Range)\n","bottle"]
["RT296-16-104","laboratory crown and bridge material","Metal bonding porcelain: In the conventional CTE Range available in three dimensional shades, Base DenTin (Assorted Shade Range)\r\n1 Bottle 50g\r\n.i Gratia: Vita VM 13 Base DenTin (Assorted Shade Range)\r\n\rICN: 6520-18-188-5998 BT","Metal bonding porcelain: In the conventional CTE Range available in three dimensional shades, Base DenTin (Assorted Shade Range)\n1 Bottle 50g\n.i Gratia: Vita VM 13 Base DenTin (Assorted Shade Range)\n\n","bottle"]
["RT296-16-105","laboratory crown and bridge material","Metal bonding porcelain: In the conventional CTE Range available in three dimensional shades, DenTin (Assorted Shade Range)\r\n1 Bottle 12g\r\n.i Gratia: Vita VM 13 DenTin (Assorted Shade Range)\r\n\rICN: 6520-18-188-5924 BT","Metal bonding porcelain: In the conventional CTE Range available in three dimensional shades, DenTin (Assorted Shade Range)\n1 Bottle 12g\n.i Gratia: Vita VM 13 DenTin (Assorted Shade Range)\n\n","bottle"]
["RT296-16-106","laboratory crown and bridge material","Metal bonding porcelain: In the conventional CTE Range available in three dimensional shades, DenTin (Assorted Shade Range)\r\n1 Bottle 50g\r\n.i Gratia: Vita VM 13 DenTin (Assorted Shade Range)\r\n\rICN: 6520-18-188-5999 BT","Metal bonding porcelain: In the conventional CTE Range available in three dimensional shades, DenTin (Assorted Shade Range)\n1 Bottle 50g\n.i Gratia: Vita VM 13 DenTin (Assorted Shade Range)\n\n","bottle"]
["RT296-16-107","laboratory crown and bridge material","Metal bonding porcelain: In the conventional CTE Range available in three dimensional shades, Effect Chroma (Assorted Shade Range)\r\n1 Bottle 12g\r\n.i Gratia: Vita VM 13 Effect Chroma (Assorted Shade Range)\r\n\rICN: RT-296-0229 BT","Metal bonding porcelain: In the conventional CTE Range available in three dimensional shades, Effect Chroma (Assorted Shade Range)\n1 Bottle 12g\n.i Gratia: Vita VM 13 Effect Chroma (Assorted Shade Range)\n\n","bottle"]
["RT296-16-108","laboratory crown and bridge material","Metal bonding porcelain: In the conventional CTE Range available in three dimensional shades, Effect Enamel (Assorted Shade Range)\r\n1 Bottle 12g\r\n.i Gratia: Vita VM 13 Effect Enamel (Assorted Shade Range)\r\n\rICN: RT-296-0230 BT","Metal bonding porcelain: In the conventional CTE Range available in three dimensional shades, Effect Enamel (Assorted Shade Range)\n1 Bottle 12g\n.i Gratia: Vita VM 13 Effect Enamel (Assorted Shade Range)\n\n","bottle"]
["RT296-16-109","laboratory crown and bridge material","Metal bonding porcelain: In the conventional CTE Range available in three dimensional shades, Effect Liner (Assorted Shade Range)\r\n1 Bottle 12g\r\n.i Gratia: Vita VM 13 Effect Liner (Assorted Shade Range)\r\n\rICN: 6520-18-188-5933 BT","Metal bonding porcelain: In the conventional CTE Range available in three dimensional shades, Effect Liner (Assorted Shade Range)\n1 Bottle 12g\n.i Gratia: Vita VM 13 Effect Liner (Assorted Shade Range)\n\n","bottle"]
["RT296-16-110","laboratory crown and bridge material","Metal bonding porcelain: In the conventional CTE Range available in three dimensional shades, Effect Pearl (Assorted Shade Range)\r\n1 Bottle 12g\r\n.i Gratia: Vita VM 13 Effect Pearl (Assorted Shade Range)\r\n\rICN: RT-296-0232 BT","Metal bonding porcelain: In the conventional CTE Range available in three dimensional shades, Effect Pearl (Assorted Shade Range)\n1 Bottle 12g\n.i Gratia: Vita VM 13 Effect Pearl (Assorted Shade Range)\n\n","bottle"]
["RT296-16-111","laboratory crown and bridge material","Metal bonding porcelain: In the conventional CTE Range available in three dimensional shades, Mamelon  (Assorted Shade Range)\r\n1 Bottle 12g\r\n.i Gratia: Vita VM 13 Mamelon (Assorted Shade Range)\r\n\rICN: RT-296-0233 BT","Metal bonding porcelain: In the conventional CTE Range available in three dimensional shades, Mamelon  (Assorted Shade Range)\n1 Bottle 12g\n.i Gratia: Vita VM 13 Mamelon (Assorted Shade Range)\n\n","bottle"]
["RT296-16-112","laboratory crown and bridge material","Metal bonding porcelain: In the conventional CTE Range available in three dimensional shades, Margin  (Assorted Shade Range)\r\n1 Bottle 12g\r\n.i Gratia: Vita VM 13 Margin (Assorted Shade Range)\r\n\rICN: 6520-18-188-5931 BT","Metal bonding porcelain: In the conventional CTE Range available in three dimensional shades, Margin  (Assorted Shade Range)\n1 Bottle 12g\n.i Gratia: Vita VM 13 Margin (Assorted Shade Range)\n\n","bottle"]
["RT296-16-113","laboratory crown and bridge material","Metal bonding porcelain: In the conventional CTE Range available in three dimensional shades, Chroma Plus (Assorted Shade Range)\r\n1 Bottle 12g\r\n.i Gratia: Vita VM 13 Chroma Plus  (Assorted Shade Range)\r\n\rICN: RT-296-0235 BT","Metal bonding porcelain: In the conventional CTE Range available in three dimensional shades, Chroma Plus (Assorted Shade Range)\n1 Bottle 12g\n.i Gratia: Vita VM 13 Chroma Plus  (Assorted Shade Range)\n\n","bottle"]
["RT296-16-114","laboratory crown and bridge material","Metal bonding porcelain: In the conventional CTE Range available in three dimensional shades, Effect Opal (Assorted Shade Range)\r\n1 Bottle 12g\r\n.i Gratia: Vita VM 13 Effect Opal  (Assorted Shade Range)\r\n\rICN: RT-296-0236 BT","Metal bonding porcelain: In the conventional CTE Range available in three dimensional shades, Effect Opal (Assorted Shade Range)\n1 Bottle 12g\n.i Gratia: Vita VM 13 Effect Opal  (Assorted Shade Range)\n\n","bottle"]
["RT296-16-115","laboratory crown and bridge material","Metal bonding porcelain: In the conventional CTE Range available in three dimensional shades, Gingiva (Assorted Shade Range)\r\n1 Bottle 12g\r\n.i Gratia: Vita VM 13 Gingiva (Assorted Shade Range)\r\n\rICN: 6520-18-188-5930 BT","Metal bonding porcelain: In the conventional CTE Range available in three dimensional shades, Gingiva (Assorted Shade Range)\n1 Bottle 12g\n.i Gratia: Vita VM 13 Gingiva (Assorted Shade Range)\n\n","bottle"]
["RT296-16-116","laboratory crown and bridge material","Metal bonding porcelain: In the conventional CTE Range available in three dimensional shades, Window (Assorted Shade Range)\r\n1 Bottle 12g\r\n.i Gratia: Vita VM 13 Window (Assorted Shade Range)\r\n\rICN: RT-296-0238 BT","Metal bonding porcelain: In the conventional CTE Range available in three dimensional shades, Window (Assorted Shade Range)\n1 Bottle 12g\n.i Gratia: Vita VM 13 Window (Assorted Shade Range)\n\n","bottle"]
["RT296-16-117","laboratory crown and bridge material","Metal bonding porcelain: In the conventional CTE Range available in three dimensional shades, Window (Assorted Shade Range)\r\n1 Bottle 50g\r\n.i Gratia: Vita VM 13 Window (Assorted Shade Range)\r\n\rICN: 6520-18-188-6544 BT","Metal bonding porcelain: In the conventional CTE Range available in three dimensional shades, Window (Assorted Shade Range)\n1 Bottle 50g\n.i Gratia: Vita VM 13 Window (Assorted Shade Range)\n\n","bottle"]
["RT296-16-118","laboratory crown and bridge material","Metal bonding porcelain: In the conventional CTE Range available in three dimensional shades, Color Opaque (Assorted Shade Range)\r\n1 Bottle 12g\r\n.i Gratia: Vita VM 13 Color Opaque  (Assorted Shade Range)\r\n\rICN: RT-296-0240 BT","Metal bonding porcelain: In the conventional CTE Range available in three dimensional shades, Color Opaque (Assorted Shade Range)\n1 Bottle 12g\n.i Gratia: Vita VM 13 Color Opaque  (Assorted Shade Range)\n","bottle"]
["RT296-16-119","laboratory crown and bridge material","Metal bonding porcelain: In the conventional CTE Range available in three dimensional shades, No commentive (Assorted Shade Range)\r\n1 Bottle 12g\r\n.i Gratia: Vita VM 13 No commentive  (Assorted Shade Range)\r\n\rICN: 6520-18-188-5936","Metal bonding porcelain: In the conventional CTE Range available in three dimensional shades, No commentive (Assorted Shade Range)\n1 Bottle 12g\n.i Gratia: Vita VM 13 No commentive  (Assorted Shade Range)\n\n","bottle"]
["RT296-16-120","laboratory crown and bridge material","Metal bonding porcelain: In the conventional CTE Range available in three dimensional shades, Neutral  (Assorted Shade Range)\r\n1 Bottle 12g\r\n.i Gratia: Vita VM 13 Neutral  (Assorted Shade Range)\r\n\rICN: 6520-18-188-6537 BT","Metal bonding porcelain: In the conventional CTE Range available in three dimensional shades, Neutral  (Assorted Shade Range)\n1 Bottle 12g\n.i Gratia: Vita VM 13 Neutral  (Assorted Shade Range)\n\n","bag"]
["RT296-16-121","laboratory crown and bridge material","Metal bonding porcelain: In the conventional CTE Range available in three dimensional shades, Neutral  (Assorted Shade Range)\r\n1 Bottle 50g\r\n.i Gratia: Vita VM 13 Neutral  (Assorted Shade Range)\r\n\rICN: 6520-18-188-6540 BT","Metal bonding porcelain: In the conventional CTE Range available in three dimensional shades, Neutral  (Assorted Shade Range)\n1 Bottle 50g\n.i Gratia: Vita VM 13 Neutral  (Assorted Shade Range)\n\n","bottle"]
["RT296-16-122","laboratory crown and bridge material","Metal bonding porcelain: In the conventional CTE Range available in three dimensional shades, Enamel  (Assorted Shade Range)\r\n1 Bottle 12g\r\n.i Gratia: Vita VM 13 Enamel  (Assorted Shade Range)\r\n\rICN: 6520-18-188-5925 BT","Metal bonding porcelain: In the conventional CTE Range available in three dimensional shades, Enamel  (Assorted Shade Range)\n1 Bottle 12g\n.i Gratia: Vita VM 13 Enamel  (Assorted Shade Range)\n\n","bottle"]
["RT296-16-123","laboratory crown and bridge material","Metal bonding porcelain: In the conventional CTE Range available in three dimensional shades, Enamel  (Assorted Shade Range)\r\n1 Bottle 50g\r\n.i Gratia: Vita VM 13 Enamel  (Assorted Shade Range)\r\n\rICN: 6520-18-188-5927BT","Metal bonding porcelain: In the conventional CTE Range available in three dimensional shades, Enamel  (Assorted Shade Range)\n1 Bottle 50g\n.i Gratia: Vita VM 13 Enamel  (Assorted Shade Range)\n\n","bottle"]
["RT296-16-124","laboratory crown and bridge material","Ceramic block dental, Zirconia Disc with step, top translucent, dia 98.5mm, thick 12, 14, 16, 18 & 20mm   \n.i Gratia: Upcera\nPackaging: Each\nICN: 18-194-2968\nDOQ: EA","Ceramic block dental, Zirconia Disc with step, top translucent, dia 98.5mm, thick 12, 14, 16, 18 & 20mm   \n.i Gratia: Upcera\nPackaging: Each\n","each"]
["RT296-16-125","laboratory crown and bridge material","Ceramic block dental, Zirconia Disc with step, super translucent, dia 98.5mm, thick 12, 14, 16, 18, 20, 22 & 25mm \n.i Gratia: Upcera\nPackaging: Each\nICN: 18-194-2887\nDOQ: EA","Ceramic block dental, Zirconia Disc with step, super translucent, dia 98.5mm, thick 12, 14, 16, 18, 20, 22 & 25mm \n.i Gratia: Upcera\nPackaging: Each\n","each"]
["RT296-16-126","laboratory crown and bridge material","Ceramic block dental, Lithium Disilicate high translucent, 5 pieces per box, 10 shades \n.i Gratia: Upcera\nPackaging: Set\nICN: 18-194-2890\nDOQ: set","Ceramic block dental, Lithium Disilicate high translucent, 5 pieces per box, 10 shades \n.i Gratia: Upcera\nPackaging: Set\n","Set"]
["RT296-16-127","laboratory crown and bridge material","Ceramic powder, dental for zirconia bonding: Basic Set\n.i Gratia: GC Initial LiSi\nPackaging: Set\nICN: 18-194-2901\nDOQ: SE","Ceramic powder, dental for zirconia bonding: Basic Set\n.i Gratia: GC Initial LiSi\nPackaging: Set\n","Set"]
["RT296-16-128","laboratory crown and bridge material","Ceramic powder, dental for zirconia bonding: Advanced Set \n.i Gratia: GC Initial LiSi DenTine\nPackaging: Set\nICN: 18-194-2903\nDOQ: SE","Ceramic powder, dental for zirconia bonding: Advanced Set \n.i Gratia: GC Initial LiSi DenTine\nPackaging: Set\n","Set"]
["RT296-16-129","laboratory crown and bridge material","Ceramic powder, dental for zirconia bonding: DenTine No. D-A1, A2, A3, A3.5, A4, B1, B2, B3, B4, C1, C2, C3, C4, D2, D3 & D4, 1 Bottle 20g\n.i Gratia: GC Initial LiSi DenTine\nPackaging: Bottle\nICN: 18-194-2566\nDOQ: BT","Ceramic powder, dental for zirconia bonding: DenTine No. D-A1, A2, A3, A3.5, A4, B1, B2, B3, B4, C1, C2, C3, C4, D2, D3 & D4, 1 Bottle 20g\n.i Gratia: GC Initial LiSi DenTine\nPackaging: Bottle\n","Bottle "]
["RT296-16-130","Computer Aided Design-Computer Aided Manufacture(CAD-CAM)","PMMA block, dental: Polymethyl methacrylate block A2, A3, Clear           .i Gratia: Sirona\nPackaging: Each\nICN: 18-194-2423\nDOQ: EA","PMMA block, dental: Polymethyl methacrylate block A2, A3, Clear           .i Gratia: Sirona\nPackaging: Each\n","each"]
["RT296-16-131","laboratory crown and bridge material","Wax, dental: Block with step, dia 98.5mm disc InLab System\n.i Gratia: Sirona\nPackaging: Each\nICN: 18-194-2891\nDOQ: EA","Wax, dental: Block with step, dia 98.5mm disc InLab System\n.i Gratia: Sirona\nPackaging: Each\n","each"]
["RT296-16-132","laboratory crown and bridge material","Ceramic liquid, Dental: LiSi Modelling Liquid, 1 Bottle 20ml\n.i Gratia: GC Initial LiSi\nPackaging: Bottle\nICN: 18-194-2904\nDOQ: BT","Ceramic liquid, Dental: LiSi Modelling Liquid, 1 Bottle 20ml\n.i Gratia: GC Initial LiSi\nPackaging: Bottle\n","Bottle"]
["RT296-16-133","laboratory crown and bridge material","Ceramic liquid, Dental: LiSi No commention Liquid, 1 Bottle 20ml\n.i Gratia: GC Initial LiSi\nPackaging: Bottle\nICN: 18-194-2905\nDOQ: BT","Ceramic liquid, Dental: LiSi No commention Liquid, 1 Bottle 20ml\n.i Gratia: GC Initial LiSi\nPackaging: Bottle\n","Bottle"]
["RT296-16-134","laboratory crown and bridge material","Ceramic liquid, Dental: LiSi Magic Liquid, 1 Bottle 20ml \n.i Gratia: GC Magic Liquid\nPackaging: Bottle\nICN: 18-194-2906 \nDOQ: BT","Ceramic liquid, Dental: LiSi Magic Liquid, 1 Bottle 20ml \n.i Gratia: GC Magic Liquid\nPackaging: Bottle\n","Bottle"]
["RT296-16-135","laboratory crown and bridge material","Ceramic liquid, Dental: Ceres Optispray, 1 Bottle 200ml \n.i Gratia: Cerec Optispary\nPackaging: Bottle\nICN: 18-194-2683\nDOQ: BT","Ceramic liquid, Dental: Ceres Optispray, 1 Bottle 200ml \n.i Gratia: Cerec Optispary\nPackaging: Bottle\n","Bottle"]
["RT296-16-136","laboratory crown and bridge material","Ceramic liquid, Dental: Colouring Liquid, A1, A2, A3, A3.5, A4, B1, B2, B3, B4, C1, C2, C3, C4, D2, D3 & D4, 1 Bottle 50 ml\n.i Gratia: Upcera\nPackaging: Bottle\nICN: 18-194-2592\nDOQ: BT","Ceramic liquid, Dental: Colouring Liquid, A1, A2, A3, A3.5, A4, B1, B2, B3, B4, C1, C2, C3, C4, D2, D3 & D4, 1 Bottle 50 ml\n.i Gratia: Upcera\nPackaging: Bottle\n","Bottle"]
["RT296-16-137","laboratory crown and bridge material","Ceramic liquid, Dental: Colouring Liquid Special Shade, LL1, LL2, LL3 & LL4, 1 Bottle 50 ml \n.i Gratia: Upcera\nPackaging: Bottle\nICN: 18-194-2424\nDOQ: BT","Ceramic liquid, Dental: Colouring Liquid Special Shade, LL1, LL2, LL3 & LL4, 1 Bottle 50 ml \n.i Gratia: Upcera\nPackaging: Bottle\n","Bottle"]
["RT296-16-138","laboratory crown and bridge material","Ceramic liquid, Dental: Colouring Liquid Special Shade Gingival, P1, P2 & P4, 1 Bottle 20 ml\n.i Gratia: Upcera\nPackaging: Bottle\nICN: 18-194-2473\nDOQ: BT","Ceramic liquid, Dental: Colouring Liquid Special Shade Gingival, P1, P2 & P4, 1 Bottle 20 ml\n.i Gratia: Upcera\nPackaging: Bottle\n","Bottle"]
["RT296-16-139","laboratory crown and bridge material","Ceramic liquid, Dental: Colouring Liquid Special Shade Fossa, O1 & O2, 1 Bottle 20 ml \n.i Gratia: Upcera\nPackaging: Bottle\nICN: 18-194-2599\nDOQ: BT","Ceramic liquid, Dental: Colouring Liquid Special Shade Fossa, O1 & O2, 1 Bottle 20 ml \n.i Gratia: Upcera\nPackaging: Bottle\n","Bottle"]
["RT296-16-140","laboratory crown and bridge material","Ceramic liquid, Dental: Colouring Liquid Special Shade Cusp, G1 & G2, 1 Bottle 20 ml   \n.i Gratia: Upcera\nPackaging: Bottle\nICN: 18-194-2601\nDOQ: BT","Ceramic liquid, Dental: Colouring Liquid Special Shade Cusp, G1 & G2, 1 Bottle 20 ml   \n.i Gratia: Upcera\nPackaging: Bottle\n","Bottle"]
["RT296-16-141","laboratory crown and bridge material","Guide, shade, teeth:  Porcelain, vita classical  applicable with item BE 101-01 TO BE 403-04\r\nEach\r\n.i Gratia:  Vita\r\n\rICN: 18-970-7777 EA","Guide, shade, teeth:  Porcelain, vita classical  applicable with item BE 101-01 TO BE 403-04\nEach\n.i Gratia:  Vita\n\n","each"]
["RT296-16-142","laboratory crown and bridge material","Guide, shade, teeth:  Porcelain, vita 3 dimensional  master\r\nEach\r\n.i Gratia:  Vita 3D\r\n\rICN: RT-296-0246 EA","Guide, shade, teeth:  Porcelain, vita 3 dimensional  master\nEach\n.i Gratia:  Vita 3D\n\n","each"]
["RT296-16-143","laboratory crown and bridge material","Powder,  gingiva colour acrylic powder, .i Gratia Castdon Color, gingival red (D 3902-1) 1 x 35g bottle\r","Powder,  gingiva colour acrylic powder, .i Gratia Castdon Color, gingival red (D 3902-1) 1 x 35g bottle\r","bottle"]
["RT296-16-144","laboratory crown and bridge material","Powder,  gingiva colour acrylic powder, .i Gratia Castdon Color, margin white (D 3902-2) 1 x 35g bottle\nRT296-16-144 to RT296-16-146 will be awarded as a series\n","Powder,  gingiva colour acrylic powder, .i Gratia Castdon Color, margin white (D 3902-2) 1 x 35g bottle\nItem RT296-16-144 to RT296-16-146 will be awarded as a series\n","bottle"]
["RT296-16-145","laboratory crown and bridge material","Powder,  gingiva colour acrylic powder, .i Gratia Castdon Color, vein blue (D 3902-3) 1 x 35g bottle\r","Powder,  gingiva colour acrylic powder, .i Gratia Castdon Color, vein blue (D 3902-3) 1 x 35g bottle\r","bottle"]
["RT296-16-146","laboratory crown and bridge material","Liquid, monomer refill for color kit, .i Gratia Castdon Color Monomer (D 3906) 1 x 50ml bottle\r","Liquid, monomer refill for color kit, .i Gratia Castdon Color Monomer (D 3906) 1 x 50ml bottle\r","bottle"]
["RT296-16-147","laboratory crown and bridge material","Silicone, addition vulcanising, for embedding of dentures using the Castdon technique, .i Gratia Dreve Dentamid Siliform (D-38607) 2 x 5.1 litre canisters\r","Silicone, addition vulcanising, for embedding of dentures using the Castdon technique, .i Gratia Dreve Dentamid Siliform (D-38607) 2 x 5.1 litre canisters\r","Canister"]
["RT296-16-148","laboratory crown and bridge material","Flask, silicone duplicaTing flask, .i Gratia Castdon flask (D 3803) Investment flask to be used with the Castdon system\r","Flask, silicone duplicaTing flask, .i Gratia Castdon flask (D 3803) Investment flask to be used with the Castdon system\r","each"]
["RT296-16-149","Computer Aided Design-Computer Aided Manufacture(CAD-CAM)","Ceramic block dental, Vita in Ceram Inlab YZ  Block YZ-55 1 block per pack\nRT296-16-149 to RT296-16-172 will be awarded as a series","Ceramic block dental, Vita in Ceram Inlab YZ  Block YZ-55 1 block per pack\nItem RT296-16-149 to RT296-16-172 will be awarded as a series","pack"]
["RT296-16-150","Computer Aided Design-Computer Aided Manufacture(CAD-CAM)","Ceramic block dental, Vita in Ceram Inlab YZ  Block YZ-40/19 10 blocks per pack\r","Ceramic block dental, Vita in Ceram Inlab YZ  Block YZ-40/19 10 blocks per pack\r","pack"]
["RT296-16-151","Computer Aided Design-Computer Aided Manufacture(CAD-CAM)","Ceramic block dental, Vita in Ceram Inlab YZ  Block YZ-20/15; 25 blocks per pack\r","Ceramic block dental, Vita in Ceram Inlab YZ  Block YZ-20/15; 25 blocks per pack\n","pack"]
["RT296-16-152","Computer Aided Design-Computer Aided Manufacture(CAD-CAM)","Ceramic block dental, Vita in Ceram Inlab YZ  colouring liquid set with work container LL1  250 ml\n","Ceramic block dental, Vita in Ceram Inlab YZ  colouring liquid set with work container LL1  250 ml\n","set"]
["RT296-16-153","Computer Aided Design-Computer Aided Manufacture(CAD-CAM)","Ceramic block dental, Vita in Ceram Inlab YZ  colouring liquid set with work container LL2  250 ml\r","Ceramic block dental, Vita in Ceram Inlab YZ  colouring liquid set with work container LL2  250 ml\r","set"]
["RT296-16-154","Computer Aided Design-Computer Aided Manufacture(CAD-CAM)","Ceramic block dental, Vita in Ceram Inlab YZ  colouring liquid set with work container LL3  250 ml\r","Ceramic block dental, Vita in Ceram Inlab YZ  colouring liquid set with work container LL3  250 ml\r","set"]
["RT296-16-155","Computer Aided Design-Computer Aided Manufacture(CAD-CAM)","Ceramic block dental, Vita in Ceram Inlab YZ  colouring liquid set with work container LL4  250 ml\r","Ceramic block dental, Vita in Ceram Inlab YZ  colouring liquid set with work container LL4  250 ml\r","set"]
["RT296-16-156","Computer Aided Design-Computer Aided Manufacture(CAD-CAM)","Ceramic block dental, Vita in Ceram Inlab YZ  colouring liquid set with work container LL5  250 ml\r","Ceramic block dental, Vita in Ceram Inlab YZ  colouring liquid set with work container LL5  250 ml\r","set"]
["RT296-16-157","Computer Aided Design-Computer Aided Manufacture(CAD-CAM)","Ceramic block dental, Vita in Ceram Inlab YZ  colouring liquid shade indicator\r","Ceramic block dental, Vita in Ceram Inlab YZ  colouring liquid shade indicator\r","each"]
["RT296-16-158","Computer Aided Design-Computer Aided Manufacture(CAD-CAM)","Ceramic block dental, Vita in Ceram Inlab, Aluminium Oxide block; AL 40, 1 pack with 24 pieces\r","Ceramic block dental, Vita in Ceram Inlab, Aluminium Oxide block; AL 40, 1 pack with 24 pieces\r","pack"]
["RT296-16-159","Computer Aided Design-Computer Aided Manufacture(CAD-CAM)","Ceramic block dental, Vita in Ceram Inlab, Aluminium Oxide block,  AL 20, 1 pack with 24 pieces\r","Ceramic block dental, Vita in Ceram Inlab, Aluminium Oxide block,  AL 20, 1 pack with 24 pieces\r","pack"]
["RT296-16-160","Computer Aided Design-Computer Aided Manufacture(CAD-CAM)","Ceramic block dental, Vita in Ceram Inlab; Aluminium Oxcide  colouring liquid set with work container LL1  250 ml\r","Ceramic block dental, Vita in Ceram Inlab; Aluminium Oxcide  colouring liquid set with work container LL1  250 ml\r","set"]
["RT296-16-161","Computer Aided Design-Computer Aided Manufacture(CAD-CAM)","Ceramic block dental, Vita in Ceram Inlab; Aluminium Oxcide  colouring liquid set with work container LL2  250 ml\r","Ceramic block dental, Vita in Ceram Inlab; Aluminium Oxcide  colouring liquid set with work container LL2  250 ml\r","set"]
["RT296-16-162","Computer Aided Design-Computer Aided Manufacture(CAD-CAM)","Ceramic block dental, Vita in Ceram Inlab; Aluminium Oxcide  colouring liquid set with work container LL3  250 ml\r","Ceramic block dental, Vita in Ceram Inlab; Aluminium Oxcide  colouring liquid set with work container LL3  250 ml\r","set"]
["RT296-16-163","Computer Aided Design-Computer Aided Manufacture(CAD-CAM)","Ceramic block dental, Vita in Ceram Inlab; Aluminium Oxcide  colouring liquid set with work container LL4  250 ml\r","Ceramic block dental, Vita in Ceram Inlab; Aluminium Oxcide  colouring liquid set with work container LL4  250 ml\r","set"]
["RT296-16-164","Computer Aided Design-Computer Aided Manufacture(CAD-CAM)","Ceramic block dental, Vita in Ceram Inlab; Aluminium Oxcide  colouring liquid set with work container LL5  250 ml\r","Ceramic block dental, Vita in Ceram Inlab; Aluminium Oxcide  colouring liquid set with work container LL5  250 ml\r","set"]
["RT296-16-165","Computer Aided Design-Computer Aided Manufacture(CAD-CAM)","Ceramic block dental, Vita in Ceram Inlab; Feldspar ceramic, Mark II Block (assorted shade range) I8; 1 pack 10 pieces\r","Ceramic block dental, Vita in Ceram Inlab; Feldspar ceramic, Mark II Block (assorted shade range) I8; 1 pack 10 pieces\r","pack"]
["RT296-16-166","Computer Aided Design-Computer Aided Manufacture(CAD-CAM)","Ceramic block dental, Vita in Ceram Inlab; Feldspar ceramic, Mark II Block (assorted shade range) I10; 1 pack 10 pieces\r","Ceramic block dental, Vita in Ceram Inlab; Feldspar ceramic, Mark II Block (assorted shade range) I10; 1 pack 10 pieces\r","pack"]
["RT296-16-167","Computer Aided Design-Computer Aided Manufacture(CAD-CAM)","Ceramic block dental, Vita in Ceram Inlab; Feldspar ceramic, Mark II Block (assorted shade range) I12; 1 pack 10 pieces\r","Ceramic block dental, Vita in Ceram Inlab; Feldspar ceramic, Mark II Block (assorted shade range) I12; 1 pack 10 pieces\r","pack"]
["RT296-16-168","Computer Aided Design-Computer Aided Manufacture(CAD-CAM)","Ceramic block dental, Vita in Ceram Inlab; Feldspar ceramic, Mark II Block (assorted shade range) I14; 1 pack 5 pieces\r","Ceramic block dental, Vita in Ceram Inlab; Feldspar ceramic, Mark II Block (assorted shade range) I14; 1 pack 5 pieces\r","pack"]
["RT296-16-169","Computer Aided Design-Computer Aided Manufacture(CAD-CAM)","Ceramic block dental, Vita in Ceram Inlab; Feldspar ceramic, Mark II Block (assorted shade range) V5 - 12; 1 pack 10 pieces\r","Ceramic block dental, Vita in Ceram Inlab; Feldspar ceramic, Mark II Block (assorted shade range) V5 - 12; 1 pack 10 pieces\r","pack"]
["RT296-16-170","Computer Aided Design-Computer Aided Manufacture(CAD-CAM)","Ceramic block dental, Vita in Ceram Inlab; Feldspar ceramic, Trilux Block (assorted shade range) TRI-12; 1 pack 10 pieces\r","Ceramic block dental, Vita in Ceram Inlab; Feldspar ceramic, Trilux Block (assorted shade range) TRI-12; 1 pack 10 pieces\r","pack"]
["RT296-16-171","Computer Aided Design-Computer Aided Manufacture(CAD-CAM)","Ceramic block dental, Vita in Ceram Inlab; Feldspar ceramic, Trilux Block (assorted shade range) TRI-14; 1 pack 10 pieces\r","Ceramic block dental, Vita in Ceram Inlab; Feldspar ceramic, Trilux Block (assorted shade range) TRI-14; 1 pack 10 pieces\r","pack"]
["RT296-16-172","Computer Aided Design-Computer Aided Manufacture(CAD-CAM)","Ceramic block dental, Vita in Ceram Inlab; Feldspar ceramic, Trilux Block (assorted shade range) TRI-14/14; 1 pack 5 pieces\r","Ceramic block dental, Vita in Ceram Inlab; Feldspar ceramic, Trilux Block (assorted shade range) TRI-14/14; 1 pack 5 pieces\r","pack"]
["RT296-16-173","Computer Aided Design-Computer Aided Manufacture(CAD-CAM)","Milling additive, ceramic, dental; Cerec Inlab system; Dentatec Pro Cad; 1 bottle x 1000ml\nRT296-16-173 to RT296-16-185 will be awarded as a series\n\n","Milling additive, ceramic, dental; Cerec Inlab system; Dentatec Pro Cad; 1 bottle x 1000ml\nItem RT296-16-173 to RT296-16-185 will be awarded as a series\n\n","bottle"]
["RT296-16-174","Computer Aided Design-Computer Aided Manufacture(CAD-CAM)","Milling additive, ceramic, dental, Cerec Inlab system, Dentatec Pro Cad; 1 bottle x 250ml\r","Milling additive, ceramic, dental, Cerec Inlab system, Dentatec Pro Cad; 1 bottle x 250ml\r","bottle"]
["RT296-16-175","Computer Aided Design-Computer Aided Manufacture(CAD-CAM)","Bur, dental laboratory, Cerec Inlab, Cone 10 green, 1 pack 6 pieces\r","Bur, dental laboratory, Cerec Inlab, Cone 10 green, 1 pack 6 pieces\r","pack"]
["RT296-16-176","Computer Aided Design-Computer Aided Manufacture(CAD-CAM)","Bur, dental laboratory, Cerec Inlab, Step 10 green, 1 pack 6 pieces\r","Bur, dental laboratory, Cerec Inlab, Step 10 green, 1 pack 6 pieces\r","pack"]
["RT296-16-177","Computer Aided Design-Computer Aided Manufacture(CAD-CAM)","Bur, dental laboratory, Cerec Inlab, Step 14 green, 1 pack 6 pieces\r","Bur, dental laboratory, Cerec Inlab, Step 14 green, 1 pack 6 pieces\r","pack"]
["RT296-16-178","Computer Aided Design-Computer Aided Manufacture(CAD-CAM)","Bur, dental laboratory, Cerec Inlab, Cylinder pointed, 1 pack 6 pieces\r","Bur, dental laboratory, Cerec Inlab, Cylinder pointed, 1 pack 6 pieces\r","pack"]
["RT296-16-179","Computer Aided Design-Computer Aided Manufacture(CAD-CAM)","Bur, dental laboratory, Cerec Inlab; Cylinder 1,6mm, 1 pack 6 pieces\r","Bur, dental laboratory, Cerec Inlab; Cylinder 1,6mm, 1 pack 6 pieces\r","pack"]
["RT296-16-180","Computer Aided Design-Computer Aided Manufacture(CAD-CAM)","Bur, dental laboratory, Cerec Inlab; Cone 12 Blue, 1 pack 6 pieces\r","Bur, dental laboratory, Cerec Inlab; Cone 12 Blue, 1 pack 6 pieces\r","pack"]
["RT296-16-181","Computer Aided Design-Computer Aided Manufacture(CAD-CAM)","Bur, dental laboratory, Cerec Inlab; Cone 14 Red, 1 pack 6 pieces\r","Bur, dental laboratory, Cerec Inlab; Cone 14 Red, 1 pack 6 pieces\r","pack"]
["RT296-16-182","Computer Aided Design-Computer Aided Manufacture(CAD-CAM)","Contrast powder, dental laboratory; Cerec Inlab; for optical impression, 12g per bottle\r","Contrast powder, dental laboratory; Cerec Inlab; for optical impression, 12g per bottle\r","bottle"]
["RT296-16-183","Computer Aided Design-Computer Aided Manufacture(CAD-CAM)","Propellant, contrast powder; dental laboratory, Cerec Inlab, 1 Tin x 250ml\r","Propellant, contrast powder; dental laboratory, Cerec Inlab, 1 Tin x 250ml\r","Tin"]
["RT296-16-184","Computer Aided Design-Computer Aided Manufacture(CAD-CAM)","Spray nozzle, dental laboratory, Cerec Inlab Optispray nozzle, 1 pack with 25 pieces\r","Spray nozzle, dental laboratory, Cerec Inlab Optispray nozzle, 1 pack with 25 pieces\r","pack"]
["RT296-16-185","Computer Aided Design-Computer Aided Manufacture(CAD-CAM)","Propellant, dental laboratory; Cerec Inlab; propellant sprayhead 1 per packet\r","Propellant, dental laboratory; Cerec Inlab; propellant sprayhead 1 per packet\r","Packet"]
["RT296-16-186","Computer Aided Design-Computer Aided Manufacture(CAD-CAM)","Ceramic block dental: IPS e.max CAD, lithium disilicate glass-ceramic, blok for bridges, Low Translucency (assorted shade range A1 to D2) B32; 1 Pack 3 Pieces \n.i Gratia: IPS e.Max CAD B32\nPackaging: Pack\nICN: \"NEW\"   \nDOQ: PK\nRT296-16-186 to RT296-16-200","Ceramic block dental: IPS e.max CAD, lithium disilicate glass-ceramic, blok for bridges, Low Translucency (assorted shade range A1 to D2) B32; 1 Pack 3 Pieces \n.i Gratia: IPS e.Max CAD B32\nPackaging: Pack\nItem RT296-16-186 to RT296-16-200 will be awarded as a series","Pack"]
["RT296-16-187","Computer Aided Design-Computer Aided Manufacture(CAD-CAM)","Ceramic block dental: IPS e.max CAD, lithium disilicate glass-ceramic, blok for bridges, High Translucency (assorted shade range A1 to D2) B40; 1 Pack 3 Pieces \n.i Gratia: IPS e.Max CAD B40         \nPackaging: Pack\nICN: \"NEW\"    DOQ: PK","Ceramic block dental: IPS e.max CAD, lithium disilicate glass-ceramic, blok for bridges, High Translucency (assorted shade range A1 to D2) B40; 1 Pack 3 Pieces \n.i Gratia: IPS e.Max CAD B40         \nPackaging: Pack\n","Pack"]
["RT296-16-188","Computer Aided Design-Computer Aided Manufacture(CAD-CAM)","Ceramic block dental: IPS e.max CAD, lithium disilicate glass-ceramic, blok for bridges, High Translucency (assorted shade range A1 to D2) B40L; 1 Pack 3 Pieces \n.i Gratia: IPS e.Max CAD B40L    \nPackaging: Pack    \nICN: \"NEW\" \nDOQ: PK   ","Ceramic block dental: IPS e.max CAD, lithium disilicate glass-ceramic, blok for bridges, High Translucency (assorted shade range A1 to D2) B40L; 1 Pack 3 Pieces \n.i Gratia: IPS e.Max CAD B40L    \nPackaging: Pack    \n","Pack"]
["RT296-16-189","Computer Aided Design-Computer Aided Manufacture(CAD-CAM)","Ceramic block dental: IPS e.max CAD, lithium disilicate glass-ceramic, blok single implant crown, Low Translucency (assorted shade range A1 to D2) A16(L); 1 Pack 3 Pieces       \n.i Gratia: IPS e.Max CAD A16(L)     \nPackaging: Pack      \nICN: \"NEW\"       \nDOQ: PK","Ceramic block dental: IPS e.max CAD, lithium disilicate glass-ceramic, blok single implant crown, Low Translucency (assorted shade range A1 to D2) A16(L); 1 Pack 3 Pieces       \n.i Gratia: IPS e.Max CAD A16(L)     \nPackaging: Pack      \n","Pack"]
["RT296-16-190","Computer Aided Design-Computer Aided Manufacture(CAD-CAM)","Ceramic block dental: IPS e.max CAD, lithium disilicate glass-ceramic, blok for single crowns, Low Translucency (assorted shade range A1 to D4) C14; 1 Pack 5 Pieces        \n.i Gratia: IPS e.Max CAD C14        \nPackaging: Pack     \nICN: \"NEW\"  \nDOQ: PK","Ceramic block dental: IPS e.max CAD, lithium disilicate glass-ceramic, blok for single crowns, Low Translucency (assorted shade range A1 to D4) C14; 1 Pack 5 Pieces        \n.i Gratia: IPS e.Max CAD C14        \nPackaging: Pack     \n","Pack"]
["RT296-16-191","Computer Aided Design-Computer Aided Manufacture(CAD-CAM)","Ceramic block dental: IPS e.max CAD, lithium disilicate glass-ceramic, blok for single crowns, High Translucency (assorted shade range A1 to D4) C14; 1 Pack 5 Pieces        \n.i Gratia: IPS e.Max CAD C14        \nPackaging: Pack  \nICN: \"NEW\"     \nDOQ: PK","Ceramic block dental: IPS e.max CAD, lithium disilicate glass-ceramic, blok for single crowns, High Translucency (assorted shade range A1 to D4) C14; 1 Pack 5 Pieces        \n.i Gratia: IPS e.Max CAD C14        \nPackaging: Pack  \n","Pack"]
["RT296-16-192","Computer Aided Design-Computer Aided Manufacture(CAD-CAM)","Ceramic liquid, dental: Paste, glaze paste, IPS e.max CAD Crystallisation, paste,  1 Syringe 3g                                  \n.i Gratia: IPS e.Max CAD Crystallisation Glaze Paste        \nPackaging: Each\nICN: \"NEW\"     \nDOQ: EA","Ceramic liquid, dental: Paste, glaze paste, IPS e.max CAD Crystallisation, paste,  1 Syringe 3g                                  \n.i Gratia: IPS e.Max CAD Crystallisation Glaze Paste        \nPackaging: Each\n","each"]
["RT296-16-193","Computer Aided Design-Computer Aided Manufacture(CAD-CAM)","Ceramic liquid, dental: Paste, glaze, IPS e.max CAD Crystallisation, 5 Shades 0, 1, 2, 3 & 4 and Incisal 1 & 2,  1 Syringe 3g      \n.i Gratia: IPS e.Max CAD Crystallisation Glaze        \nPackaging: Each      \nICN: \"NEW\"     \nDOQ: EA","Ceramic liquid, dental: Paste, glaze, IPS e.max CAD Crystallisation, 5 Shades 0, 1, 2, 3 & 4 and Incisal 1 & 2,  1 Syringe 3g      \n.i Gratia: IPS e.Max CAD Crystallisation Glaze        \nPackaging: Each      \n","each"]
["RT296-16-194","Computer Aided Design-Computer Aided Manufacture(CAD-CAM)","Ceramic liquid, dental: Paste, stain, IPS e.max CAD Crystallisation, 6 Assorted Colours, 1 Syringe 3g                           \n.i Gratia: IPS e.Max CAD Crystallisation Stain       \nPackaging: Each      \nICN: \"NEW\"    \nDOQ: EA","Ceramic liquid, dental: Paste, stain, IPS e.max CAD Crystallisation, 6 Assorted Colours, 1 Syringe 3g                           \n.i Gratia: IPS e.Max CAD Crystallisation Stain       \nPackaging: Each      \n","each"]
["RT296-16-195","Computer Aided Design-Computer Aided Manufacture(CAD-CAM)","Ceramic liquid, dental: Paste, glaze liquid, IPS e.max CAD Crystallisation, 1 Bottle 15ml                                                \n.i Gratia: IPS e.Max CAD Crystallisation Glaze Liquid      \nPackaging: Bottle      \nICN: \"NEW\"     \nDOQ: BT","Ceramic liquid, dental: Paste, glaze liquid, IPS e.max CAD Crystallisation, 1 Bottle 15ml                                                \n.i Gratia: IPS e.Max CAD Crystallisation Glaze Liquid      \nPackaging: Bottle      \n","Bottle"]
["RT296-16-196","Computer Aided Design-Computer Aided Manufacture(CAD-CAM)","Ceramic block dental: IPS e.max Press, lithium disilicate glass-ceramic, Ingots, Low Translucency 16 Shades A to D and 4 Bleach Shades, 5 Ingots per Pack        .i Gratia: IPS e.Max Press        \nPackaging: Pack      \nICN: \"NEW\"    \nDOQ: PK","Ceramic block dental: IPS e.max Press, lithium disilicate glass-ceramic, Ingots, Low Translucency 16 Shades A to D and 4 Bleach Shades, 5 Ingots per Pack        .i Gratia: IPS e.Max Press        \nPackaging: Pack      \n","Pack"]
["RT296-16-197","Computer Aided Design-Computer Aided Manufacture(CAD-CAM)","Ceramic block dental: IPS e.max Press, lithium disilicate glass-ceramic, Ingots, Medium Translucency 16 Shades A to D and 4 Bleach Shades, 5 Ingots per Pack       \n.i Gratia: IPS e.Max Press        \nPackaging: Pack      \nICN: \"NEW\"     \nDOQ: PK","Ceramic block dental: IPS e.max Press, lithium disilicate glass-ceramic, Ingots, Medium Translucency 16 Shades A to D and 4 Bleach Shades, 5 Ingots per Pack       \n.i Gratia: IPS e.Max Press        \nPackaging: Pack      \n","Pack"]
["RT296-16-198","Computer Aided Design-Computer Aided Manufacture(CAD-CAM)","Ceramic block dental: IPS e.max Press, lithium disilicate glass-ceramic, Ingots, High Translucency 16 Shades A to D and 4 Bleach Shades, 5 Ingots per Pack        .i Gratia: IPS e.Max Press        \nPackaging: Pack    \nICN: \"NEW\"     \nDOQ: PK","Ceramic block dental: IPS e.max Press, lithium disilicate glass-ceramic, Ingots, High Translucency 16 Shades A to D and 4 Bleach Shades, 5 Ingots per Pack        .i Gratia: IPS e.Max Press        \nPackaging: Pack    \n","Pack"]
["RT296-16-199","Computer Aided Design-Computer Aided Manufacture(CAD-CAM)","Ceramic block dental: IPS e.max Press, lithium disilicate glass-ceramic, Ingots, Medium Opacity 5 Shades 0, 1, 2, 3 & 4,        5 Ingots per Pack       \n.i Gratia: IPS e.Max Press       \nPackaging: Pack     \nICN: \"NEW\"     \nDOQ: PK","Ceramic block dental: IPS e.max Press, lithium disilicate glass-ceramic, Ingots, Medium Opacity 5 Shades 0, 1, 2, 3 & 4,        5 Ingots per Pack       \n.i Gratia: IPS e.Max Press       \nPackaging: Pack     \n","Pack"]
["RT296-16-200","Computer Aided Design-Computer Aided Manufacture(CAD-CAM)","Ceramic block dental: IPS e.max Press, lithium disilicate glass-ceramic, Ingots, Multi (polychromatic ingot) 16 Shades A to D and 4 Bleach Shades, 5 Ingots per Pack       \n.i Gratia: IPS e.Max Press     \nPackaging: Pack    \nICN: \"NEW\"     \nDOQ: PK","Ceramic block dental: IPS e.max Press, lithium disilicate glass-ceramic, Ingots, Multi (polychromatic ingot) 16 Shades A to D and 4 Bleach Shades, 5 Ingots per Pack       \n.i Gratia: IPS e.Max Press     \nPackaging: Pack    \n","Pack"]
["RT296-16-201","Computer Aided Design-Computer Aided Manufacture(CAD-CAM)","Ceramic block dental, Zirconia Disc with step, MT multi (medium translucency polychromatic), dia 98.5mm, thick 16 & 20mm, 8 shades BL1, A1, A2, A3, B1, B2, C2 & D2, 1 disc per pack       \n.i Gratia: IPS e.max ZirCAD MT Multi            \nPackaging: Pack    \nICN: \"NEW\"         \n DOQ: PK","Ceramic block dental, Zirconia Disc with step, MT multi (medium translucency polychromatic), dia 98.5mm, thick 16 & 20mm, 8 shades BL1, A1, A2, A3, B1, B2, C2 & D2, 1 disc per pack       \n.i Gratia: IPS e.max ZirCAD MT Multi            \nPackaging: Pack    \n","Pack"]
["RT296-16-202","Computer Aided Design-Computer Aided Manufacture(CAD-CAM)","Ceramic block dental, Zirconia Disc with step, MT (medium translucency monochromatic), dia 98.5mm, thick 14 & 18mm, 8 shades BL1, A1, A2, A3, B1, B2, C2 & D2, 1 disc per pack       \n.i Gratia: IPS e.max ZirCAD MT      \nPackaging: Pack    \nICN: \"NEW\"        \nDOQ: PK","Ceramic block dental, Zirconia Disc with step, MT (medium translucency monochromatic), dia 98.5mm, thick 14 & 18mm, 8 shades BL1, A1, A2, A3, B1, B2, C2 & D2, 1 disc per pack       \n.i Gratia: IPS e.max ZirCAD MT      \nPackaging: Pack    \n","Pack"]
["RT296-16-203","Computer Aided Design-Computer Aided Manufacture(CAD-CAM)","Ceramic liquid, Dental: Zirconia MT colouring liquids, 16 Shades, 1 bottle 60ml      .i Gratia: IPS e.max ZirCAD MT Colouring Liquid     \nPackaging: Bottle   \nICN: \"NEW\"    \nDOQ: BT","Ceramic liquid, Dental: Zirconia MT colouring liquids, 16 Shades, 1 bottle 60ml      .i Gratia: IPS e.max ZirCAD MT Colouring Liquid     \nPackaging: Bottle   \n","Bottle"]
["RT296-16-204","Computer Aided Design-Computer Aided Manufacture(CAD-CAM)","Ceramic block dental, Zirconia Disc with step, LT (low translucency monochromatic), dia 98.5mm, thick 10, 12, 14, 16, 18, 20 & 25, 8 shades BL1, A1, A2, A3, B1, B2, C2 & D2, 1 disc per pack       \n.i Gratia: IPS e.max ZirCAD MT        \nPackaging: Each         \nICN: \"NEW\"         \nDOQ: EA","Ceramic block dental, Zirconia Disc with step, LT (low translucency monochromatic), dia 98.5mm, thick 10, 12, 14, 16, 18, 20 & 25, 8 shades BL1, A1, A2, A3, B1, B2, C2 & D2, 1 disc per pack       \n.i Gratia: IPS e.max ZirCAD MT        \nPackaging: Each         \n","Pack"]
["RT296-16-205","Computer Aided Design-Computer Aided Manufacture(CAD-CAM)","Ceramic liquid, Dental: Zirconia LT colouring liquids, 16 Shades, 1 bottle 60ml      .i Gratia: IPS e.max ZirCAD LT Colouring Liquid     \nPackaging: Bottle     \nICN: \"NEW\"        \nDOQ: BT","Ceramic liquid, Dental: Zirconia LT colouring liquids, 16 Shades, 1 bottle 60ml      .i Gratia: IPS e.max ZirCAD LT Colouring Liquid     \nPackaging: Bottle     \n","Bottle"]
["RT296-16-206","Computer Aided Design-Computer Aided Manufacture(CAD-CAM)","New item","Cad block, for Cerec block and block kits, is a system of lithium disilicate glass-ceramic blocks for CAD/CAM dental restorations using cerec and inlab system, B32 blocks are recommended for fabrication of 3-unit bridges and requires chairside SW 4.2 or higher, final strength of 360 MPa, size B32, Shade A3.5 3pg, \"IPS e max@CAD LT (low translucency)blocks \" equal or better, Ivoclar Vivadent","Kit"]
["RT296-16-207","Computer Aided Design-Computer Aided Manufacture(CAD-CAM)","New item","Block translucent zirconia 198x 18mm Block, dental, for single crown to largest bridges (reduces structure for veneering with ceramics), translucent zirconia, diameter: 198mm, height: 18mm, 1 per pack, \"zirkon prettau\" equal or better 139066 EA","Each"]
["RT296-16-208","Computer Aided Design-Computer Aided Manufacture(CAD-CAM)","New item","Block translucent zirconia 98x 14mm Block, dental, for single crown to largest bridges (reduces structure for veneering with ceramics), translucent zirconia, diameter: 98mm, height: 14mm, 1 per pack, \"zirkon prettau\" equal or better 139067 EA","Each"]
["RT296-16-209","Computer Aided Design-Computer Aided Manufacture(CAD-CAM)","New item","Block translucent zirconia 98x 16mm Block, dental, for single crown to largest bridges (reduces structure for veneering with ceramics), translucent zirconia, diameter: 98mm, height: 16mm, 1 per pack, \"zirkon prettau\" equal or better 139068 EA","each"]
["RT296-16-210","Computer Aided Design-Computer Aided Manufacture(CAD-CAM)","New item","Block pre-shaded zirconia 20x19x15.5mmA1 Block, pre-shaded zirconia block, for all anatomical crowns, bridges, telescopes, bars and attachments, true colour technology, LxWxH = 20mm x19mm x15.5mm, INCORIZ TZI C MONO L A1, available in vita shades: A1 212057 EA","each"]
["RT296-16-211","Computer Aided Design-Computer Aided Manufacture(CAD-CAM)","New item","Block pre-shaded zirconia 40x19x15.5mmA1 Block, pre-shaded zirconia block, for all anatomical crowns, bridges, telescopes, bars and attachments, true colour technology, LxWxH = 40mm x19mm x15.5mm, INCORIZ TZI C MEDI S A1, available in vita shades: A1 212058 EA","Each"]
["RT296-16-212","Computer Aided Design-Computer Aided Manufacture(CAD-CAM)","New item","Block pre-shaded zirconia 60x40x22mm A1 Block, pre-shaded zirconia block, for all anatomical crowns, bridges, telescopes, bars and attachments, true colour technology, LxWxH = 60mm x40mm x22mm, INCORIZ TZI C MAXI M A1, available in vita shades: A1 212059 EA ","each"]
["RT296-16-213","Computer Aided Design-Computer Aided Manufacture(CAD-CAM)","New item","Block zirconia Cerec CadCam B45 shdA1-D2 Block, zirconia, for Cerec CadCam, IPS e.max ZirCAD MT multi B45, size: 45 shade A1-D2 216204 EA ","each"]
["RT296-16-214","Computer Aided Design-Computer Aided Manufacture(CAD-CAM)","New item","Bridge veneered zirconia 4 unit Bridge, veneered zirconia 4 unit bridge with three retainers, fixed partial denture consisTing of two or more crown retainers and a maximum of two pontics to replace missing teeth 221094 EA","each"]
["RT296-16-215","Cement","New item","Cement resin dental silicone filler Cement resin, dental, final cement two paste system (composed of BIS-GMA and TEGMDA and zirconia/ silicone filler), \"Relyx Arc Refill 3415 A1\"equal or better, ICN: RT-296-0002 BX","Box"]
["RT296-16-216","Cement","New item","Cement resin dental ICN:RT-296-0003 BX Cement, resin, dental, final cement two paste system (composed of BIS - GMA and TEGMDA and Zirconia / Silica Filler) Refills, 56846 RelyX Unicem 2 Automix A2, ICN: RT-296-003 BX, .i Gratia: 3M Rely X ARC A2, 56846, RT296-02-258ME 170000 BOX ","Box"]
["RT296-16-217","Cement","New item","Cement resin dental two paste system Cement, resin, dental, final cement two paste system (composed of BIS - GMA and TEGMDA and Zirconia / Silica Filler) refills, 56888 RelyX Ultimate Refill A3O Opaque, ICN: RT-296-003 BX, .i Gratia: 3M Rely X ARC A3 (3415 A3), RT296-02-026ME 124694 EA ","each"]
["RT296-16-218","Computer Aided Design-Computer Aided Manufacture(CAD-CAM)","New item","Ceramic block dental LT 10mm 8 shades Ceramic block, dental, zirconia disc with step, LT (low translucency monochromatic), dia 98.5mm thick 10mm, 8 shades BL1, A1, A2, A3, B1, B2, C2 & D2, 1 disc per pack, .i Gratia: IPS e.Max ZirCAD LT, ICN: \"NEW\", DOQ: EA 213347 EA ","each"]
["RT296-16-219","Computer Aided Design-Computer Aided Manufacture(CAD-CAM)","New item","Ceramic block dental LT 12mm 8 shades Ceramic block, dental, zirconia disc with step, LT (low translucency monochromatic), dia 98.5mm thick 12mm, 8 shades BL1, A1, A2, A3, B1, B2, C2 & D2, 1 disc per pack, .i Gratia: IPS e.Max ZirCAD LT, ICN: \"NEW\", DOQ: EA 213348 EA ","each"]
["RT296-16-220","Computer Aided Design-Computer Aided Manufacture(CAD-CAM)","New item","Ceramic block dental LT 14mm 8 shades Ceramic block, dental, zirconia disc with step, LT (low translucency monochromatic), dia 98.5mm thick 14mm, 8 shades BL1, A1, A2, A3, B1, B2, C2 & D2, 1 disc per pack, .i Gratia: IPS e.Max ZirCAD LT, ICN: \"NEW\", DOQ: EA 213349 EA ","each"]
["RT296-16-221","Computer Aided Design-Computer Aided Manufacture(CAD-CAM)","New item","Ceramic block dental LT 16mm 8 shades Ceramic block, dental, zirconia disc with step, LT (low translucency monochromatic), dia 98.5mm thick 16mm, 8 shades BL1, A1, A2, A3, B1, B2, C2 & D2, 1 disc per pack, .i Gratia: IPS e.Max ZirCAD LT, ICN: \"NEW\", DOQ: EA 213350 EA "]
["RT296-16-222","Computer Aided Design-Computer Aided Manufacture(CAD-CAM)","New item","Ceramic block dental LT 18mm 8 shades Ceramic block, dental, zirconia disc with step, LT (low translucency monochromatic), dia 98.5mm thick 18mm, 8 shades BL1, A1, A2, A3, B1, B2, C2 & D2, 1 disc per pack, .i Gratia: IPS e.Max ZirCAD LT, ICN: \"NEW\", DOQ: EA 213351 EA ","each"]
["RT296-16-223","Computer Aided Design-Computer Aided Manufacture(CAD-CAM)","New item","Ceramic block dental LT 20mm 8 shades Ceramic block, dental, zirconia disc with step, LT (low translucency monochromatic), dia 98.5mm thick 20mm, 8 shades BL1, A1, A2, A3, B1, B2, C2 & D2, 1 disc per pack, .i Gratia: IPS e.Max ZirCAD LT, ICN: \"NEW\", DOQ: EA 213352 EA ","each"]
["RT296-16-224","Computer Aided Design-Computer Aided Manufacture(CAD-CAM)","New item","Ceramic block dental LT 25mm 8 shades Ceramic block, dental, zirconia disc with step, LT (low translucency monochromatic), dia 98.5mm thick 25mm, 8 shades BL1, A1, A2, A3, B1, B2, C2 & D2, 1 disc per pack, .i Gratia: IPS e.Max ZirCAD LT, ICN: \"NEW\", DOQ: EA 213353 EA ","each"]
["RT296-16-225","Computer Aided Design-Computer Aided Manufacture(CAD-CAM)","New item","Ceramic block dental monochromatic 14mm Ceramic block, dental, zirconia disc with step, MT (medium translucency monochromatic), dia 98.5mm thick 14mm, 8 shades BL1, A1, A2, A3, B1, B2, C2 & D2, 1 disc per pack, .i Gratia: IPS e.Max ZirCAD MT, ICN: \"NEW\", DOQ: PAK 213344 PAK ","Pack"]
["RT296-16-226","Computer Aided Design-Computer Aided Manufacture(CAD-CAM)","New item","Ceramic block dental monochromatic 18mm Ceramic block, dental, zirconia disc with step, MT (medium translucency monochromatic), dia 98.5mm thick 18mm, 8 shades BL1, A1, A2, A3, B1, B2, C2 & D2, 1 disc per pack, .i Gratia: IPS e.Max ZirCAD MT, ICN: \"NEW\", DOQ: PAK 213345 PAK ","Pack"]
["RT296-16-227","Computer Aided Design-Computer Aided Manufacture(CAD-CAM)","New item","Ceramic block medium translucency 16mm Ceramic block, dental, zirconia disc with step, MT multi (medium translucency polychromatic), dia 98.5mm thick 16mm, 8 shades BL1, A1, A2, A3, B1, B2, C2 & D2, 1 disc per pack, .i Gratia: IPS e.Max ZirCAD MT Multi, ICN: \"NEW\", DOQ: PAK RT296-16-201 213343 PAK ","Pack"]
["RT296-16-228","Computer Aided Design-Computer Aided Manufacture(CAD-CAM)","New item","Ceramic block medium translucency 20mm Ceramic block, dental, zirconia disc with step, MT multi (medium translucency polychromatic), dia 98.5mm thick 20mm, 8 shades BL1, A1, A2, A3, B1, B2, C2 & D2, 1 disc per pack, .i Gratia: IPS e.Max ZirCAD MT Multi, ICN: \"NEW\", DOQ: PAK 213346 PAK","Pack"]
["RT296-16-229","Computer Aided Design-Computer Aided Manufacture(CAD-CAM)","New item","Ceramic block super translucent 20mm Ceramic block, dental, zirconia disc with step, super translucent, dia: 98.5mm, thick: 20mm, .i Gratia: Upcera, ICN: 18-194-2887, DOQ: EA ","each"]
["RT296-16-230","Computer Aided Design-Computer Aided Manufacture(CAD-CAM)","New item","Ceramic block super translucent 22mm Ceramic block, dental, zirconia disc with step, super translucent, dia: 98.5mm, thick: 22mm, .i Gratia: Upcera, ICN: 18-194-2887, DOQ: EA 213294 EA ","each"]
["RT296-16-231","Computer Aided Design-Computer Aided Manufacture(CAD-CAM)","New item","Ceramic block super translucent 25mm Ceramic block, dental, zirconia disc with step, super translucent, dia: 98.5mm, thick: 25mm, .i Gratia: Upcera, ICN: 18-194-2887, DOQ: EA 213295 EA ","each"]
["RT296-16-232","Computer Aided Design-Computer Aided Manufacture(CAD-CAM)","New item","Ceramic block super translucent 12mm Ceramic block, dental, zirconia disc with step, super translucent, dia: 98.5mm, thick:12mm, .i Gratia: Upcera, ICN: 18-194-2887, DOQ: EA 213289 EA ","each"]
["RT296-16-233","Computer Aided Design-Computer Aided Manufacture(CAD-CAM)","New item","Ceramic block super translucent 14mm Ceramic block, dental, zirconia disc with step, super translucent, dia: 98.5mm, thick:14mm, .i Gratia: Upcera, ICN: 18-194-2887, DOQ: EA 213290 EA ","each"]
["RT296-16-234","Computer Aided Design-Computer Aided Manufacture(CAD-CAM)","New item","Ceramic block super translucent 16mm Ceramic block, dental, zirconia disc with step, super translucent, dia: 98.5mm, thick:16mm, .i Gratia: Upcera, ICN: 18-194-2887, DOQ: EA 213291 EA ","each"]
["RT296-16-235","Computer Aided Design-Computer Aided Manufacture(CAD-CAM)","New item","Ceramic block super translucent 18mm Ceramic block, dental, zirconia disc with step, super translucent, dia: 98.5mm, thick:18mm, .i Gratia: Upcera, ICN: 18-194-2887, DOQ: EA 213292 EA ","each"]
["RT296-16-236","Computer Aided Design-Computer Aided Manufacture(CAD-CAM)","New item","Ceramic block top translucent 12mm Ceramic block, dental, zirconia disc with step, top translucent, dia: 98.5mm, thick:12mm, .i Gratia: Upcera, ICN: 18-194-2968, DOQ: EA 213284 EA ","each"]
["RT296-16-237","Computer Aided Design-Computer Aided Manufacture(CAD-CAM)","New item","Ceramic block top translucent 14mm Ceramic block, dental, zirconia disc with step, top translucent, dia: 98.5mm, thick:14mm, .i Gratia: Upcera, ICN: 18-194-2968, DOQ: EA 213285 EA ","each"]
["RT296-16-238","Computer Aided Design-Computer Aided Manufacture(CAD-CAM)","New item"," Ceramic block top translucent 16mm Ceramic block, dental, zirconia disc with step, top translucent, dia: 98.5mm, thick:16mm, .i Gratia: Upcera, ICN: 18-194-2968, DOQ: EA 213286 EA","each"]
["RT296-16-239","Computer Aided Design-Computer Aided Manufacture(CAD-CAM)","New item","Ceramic block top translucent 18mm Ceramic block, dental, zirconia disc with step, top translucent, dia: 98.5mm, thick:18mm, .i Gratia: Upcera, ICN: 18-194-2968, DOQ: EA 213287 EA ","each"]
["RT296-16-240","Computer Aided Design-Computer Aided Manufacture(CAD-CAM)","New item","Ceramic block top translucent 20mm Ceramic block, dental, zirconia disc with step, top translucent, dia: 98.5mm, thick:20mm, .i Gratia: Upcera, ICN: 18-194-2968, DOQ: EA 213288 EA ","each"]
["RT296-17-001","laboratory crown and bridge material","Investment, dental:  Non-Precious/Precious Metal CasTing, Phosphate Bonded, Graphite-Free, Powder\nBox - 100 x 60g Packets\n.i Gratia:  GC - Fujivest\n\nICN: 18-017-7419 BX","Investment, dental:  Non-Precious/Precious Metal Casting, Phosphate Bonded, Graphite-Free, Powder\nBox - 100 x 60g Packets\n.i Gratia:  GC - Fujivest\n","box"]
["RT296-17-002","laboratory crown and bridge material","Investment, dental:  Non-Precious/Precious Metal CasTing, Phosphate Bonded, Carbon-Free, Fine Grained, Powder and liquid set\r\n144 x 60g Package (2 Litres)\r\n.i Gratia:  Whipmix - Cera-Fina\r\n\ricn: 18-096-9343 CO\r","Investment, dental:  Non-Precious/Precious Metal Casting, Phosphate Bonded, Carbon-Free, Fine Grained, Powder and liquid set\n144 x 60g Package (2 Litres)\n.i Gratia:  Whipmix - Cera-Fina\n","set"]
["RT296-17-003","laboratory crown and bridge material","Investment, dental:  Non-Precious/Precious Metal CasTing, Phosphate Bonded, Graphite-Free, Powder and Liquid set\r\nSet - 50 x 60g Packets\r\n.i Gratia:  Bego - Bellavest SH\r\n\rICN: 18-174-7426 SE","Investment, dental:  Non-Precious/Precious Metal Casting, Phosphate Bonded, Graphite-Free, Powder and Liquid set\nSet - 50 x 60g Packets\n.i Gratia:  Bego - Bellavest SH\n\n","set"]
["RT296-17-004","laboratory crown and bridge material","Investment, dental:  Mixing liquid for Bego Investment Materials\r\n1 Bottle 1 litre\r\n.i Gratia:  Bego - BegoSol HE\r\n\rICN: 18-174-7431 BT","Investment, dental:  Mixing liquid for Bego Investment Materials\n1 Bottle 1 litre\n.i Gratia:  Bego - BegoSol HE\n\n","bottle"]
["RT296-17-005","laboratory crown and bridge material","Investment, dental:  Mixing liquid for Bego Investment Materials\r\n1 Bottle 1 litre\r\n.i Gratia:  Bego - BegoSol TM\r\n\rICN: 18-970-7003 BT","Investment, dental:  Mixing liquid for Bego Investment Materials\n1 Bottle 1 litre\n.i Gratia:  Bego - BegoSol TM\n","bottle"]
["RT296-17-006","laboratory Cobalt-Chrome material","Investment, dental:  Base Metal CasTing, Cobalt-Chrome for Fine Investment\r\n1 Bottle 200ml\r\n.i Gratia:  Bego - Wiropaint\r\n\rICN: 18-970-7608 BT","Investment, dental:  Base Metal CasTing, Cobalt-Chrome for Fine Investment\n1 Bottle 200ml\n.i Gratia:  Bego - Wiropaint\n\n","bottle"]
["RT296-17-007","laboratory Cobalt-Chrome material","Investment, dental:  Base Metal CasTing, Cobalt-Chrome Phosphate Silicate Bonded, Standard, Powder and Liquid Set\r\nSet - 15 x 400g packets, 1 Bottle Liquid 600ml\r\n.i Gratia:  Bego - Wirovest TM\r\n\rICN: 18-970-7607 SE","Investment, dental:  Base Metal CasTing, Cobalt-Chrome Phosphate Silicate Bonded, Standard, Powder and Liquid Set\nSet - 15 x 400g packets, 1 Bottle Liquid 600ml\n.i Gratia:  Bego - Wirovest TM\n\n","set"]
["RT296-17-008","laboratory Cobalt-Chrome material","Investment, dental:  Soldering, Phosphate Bonded, Carbon Free Powder\r\n1 jar 4,5 kg\r\n.i Gratia:  Bego - Bellatherm TM\r\n\rICN: 18-970-7791 JR","Investment, dental:  Soldering, Phosphate Bonded, Carbon Free Powder\n1 jar 4,5 kg\n.i Gratia:  Bego - Bellatherm TM\n","Jar"]
["RT296-17-009","laboratory Cobalt-Chrome material","Investment, dental:  Model DuplicaTing Material, Chromium Alloy CasTing, Gel \r\n1 bucket 6 kg\r\n.i Gratia:  Bego - Wirodouble TM\r\n\rICN: 18-970-2425 CO","Investment, dental:  Model DuplicaTing Material, Chromium Alloy CasTing, Gel \n1 bucket 6 kg\n.i Gratia:  Bego - Wirodouble TM\n","Bucket"]
["RT296-17-010","laboratory Cobalt-Chrome material","Investment, dental:  DuplicaTing Material, Silicone, Addition Cured, 2 Component Set\r\n1 Set 2 x 1 kg bottles\r\n.i Gratia:  Bego - Wirosil\r\n\rICN: 18-094-9388 SE","Investment, dental:  Duplicating Material, Silicone, Addition Cured, 2 Component Set\n1 Set 2 x 1 kg bottles\n.i Gratia:  Bego - Wirosil\n","set"]
["RT296-17-011","laboratory Cobalt-Chrome material","Die casTing powder, Dental:  Refractory Investment Material for Ceramic Inlays, Onlays and Facings\r\n1 Box 40 x 30 g bags;  250 ml Mixing Liquid;  Measuring Syringe\r\n.i Gratia:  Bego - Begoform\r\n\rICN: 18-094-9387 SE","Die casting powder, Dental:  Refractory Investment Material for Ceramic Inlays, Onlays and Facings\n1 Box 40 x 30 g bags;  250 ml Mixing Liquid;  Measuring Syringe\n.i Gratia:  Bego - Begoform\n","set"]
["RT296-17-012","Plaster","Plaster, Dental:  Type II, Model Plaster (White)\r\n1 container 5 kg\r\n.i Gratia:  Kenochem\r\n\rICN: 18-970-4313 CO","Plaster, Dental:  Type II, Model Plaster (White)\n1 container 5 kg\n.i Gratia:  Kenochem\n","container"]
["RT296-17-013","Plaster","Plaster, Dental:  Type II, Model Plaster (White)\r\n1 bag 25 kg\r\n.i Gratia:  Kenochem\r\n\rICN: 18-011-6872 BG","Plaster, Dental:  Type II, Model Plaster (White)\n1 bag 25 kg\n.i Gratia:  Kenochem\n","bag"]
["RT296-17-014","Plaster","Stone, artificial, dental:  Type III, Improved Othodontic Stone, Pure White Model Mix \r\n1 container 5 kg\r\n.i Gratia:  Coecal\r\n\rICN: 18-970-6938 CO","Stone, artificial, dental:  Type III, Improved Othodontic Stone, Pure White Model Mix \n1 container 5 kg\n.i Gratia:  Coecal\n","container"]
["RT296-17-015","Plaster","Stone, artificial, dental:  Type III, Improved stone\r\n1 container 5 kg\r\n.i Gratia:  Calestone\r\n\rICN: 18-970-2530 CO","Stone, artificial, dental:  Type III, Improved stone\n1 container 5 kg\n.i Gratia:  Calestone\n","container"]
["RT296-17-016","Plaster","Stone, artificial, dental:  Type III, Improved Stone\r\n1 bag 25 kg\r\n.i Gratia:  Calestone\r\n\rICN: 18-011-6868 BG","Stone, artificial, dental:  Type III, Improved Stone\n1 bag 25 kg\n.i Gratia:  Calestone\n","bag"]
["RT296-17-017","Plaster","Die casTing powder, Dental:  Type IV, Improved Die Dental Stone\r\n1 container 5 kg\r\n.i Gratia:  Velmix\r\n\rICN: 18-970-3586 CO","Die casting powder, Dental:  Type IV, Improved Die Dental Stone\n1 container 5 kg\n.i Gratia:  Velmix\n","container"]
["RT296-17-018","Plaster","Die casTing powder, Dental:  Class IV, Super Hard Stone\r\n5 kg container\r\n.i Gratia:  Bego - Begostone\r\n\rICN: 18-094-9389 CN","Die casting powder, Dental:  Class IV, Super Hard Stone\n5 kg container\n.i Gratia:  Bego - Begostone\n","container"]
["RT296-17-019","laboratory crown and bridge material","Investment, dental: Non-Precious/Precious Metal CasTing, Phosphate Bonded, Graphite-Free, Liquid, bottle 900ml, .i Gratia: GC - Fujivest (890186)\r","Investment, dental: Non-Precious/Precious Metal CasTing, Phosphate Bonded, Graphite-Free, Liquid, bottle 900ml, .i Gratia: GC - Fujivest (890186)\r","bottle"]
["RT296-17-020","Thermoplastic material","Pressure moulding: plastic strip, thermoplastic monomer free sandwich type material, .i Gratia Durasoft 1.8 x 125mm square plate (3192) 1 pack 10 pieces\r","Pressure moulding: plastic strip, thermoplastic monomer free sandwich type material, .i Gratia Durasoft 1.8 x 125mm square plate (3192) 1 pack 10 pieces\r","pack"]
["RT296-17-021","Thermoplastic material","Pressure moulding: plastic strip, thermoplastic monomer free sandwich type material, .i Gratia Durasoft 1.8 x 125mm round plate (3193) 1 pack 10 pieces\r","Pressure moulding: plastic strip, thermoplastic monomer free sandwich type material, .i Gratia Durasoft 1.8 x 125mm round plate (3193) 1 pack 10 pieces\r","pack"]
["RT296-17-022","Thermoplastic material","Pressure moulding: plastic strip, thermoplastic monomer free sandwich type material, .i Gratia Durasoft 2.5 x 125mm round plate (3386) 1 pack 10 pieces\r","Pressure moulding: plastic strip, thermoplastic monomer free sandwich type material, .i Gratia Durasoft 2.5 x 125mm round plate (3386) 1 pack 10 pieces\r","pack"]
["RT296-17-023","Thermoplastic material","Pressure moulding: plastic strip, thermoplastic, tough elastic type material, .i Gratia Copyplast round plate 1.0 x 125mm (3179) 1pack 10 pieces\r","Pressure moulding: plastic strip, thermoplastic, tough elastic type material, .i Gratia Copyplast round plate 1.0 x 125mm (3179) 1pack 10 pieces\r","pack"]
["RT296-17-024","laboratory Cobalt-Chrome material","Investment, dental: Base Metal CasTing, Cobalt-Chrome Phosphate Silicate Bonded, Standard, Powder 15 x 400g \nbag, .i Gratia Wirovest (51057) carton\t\nRT296-17-024 to RT296-17-025 will be awarded as a series\n\t\t\t\t\t\n","Investment, dental: Base Metal CasTing, Cobalt-Chrome Phosphate Silicate Bonded, Standard, Powder 15 x 400g \nbag, .i Gratia Wirovest (51057) carton\t\nItem RT296-17-024 to RT296-17-025 will be awarded as a series\n\t\t\t\t\t\n","bag"]
["RT296-17-025","laboratory Cobalt-Chrome material","Investment, dental: Base Metal CasTing, Cobalt-Chrome Phosphate Silicate Bonded, Standard, Liquid, .i Gratia Bergosol mixing liquid (51090) 1 bottle of 1 litre\t\t\t\t\t\r\n","Investment, dental: Base Metal CasTing, Cobalt-Chrome Phosphate Silicate Bonded, Standard, Liquid, .i Gratia Bergosol mixing liquid (51090) 1 bottle of 1 litre\t\t\t\t\t\r\n","bottle"]
["RT296-17-026","laboratory Cobalt-Chrome material","Investment, dental: Model DuplicaTing Material, silicone for duplicaTing of models and implants. .i Gratia Dreve Dublisil 15 DuplicaTing material ( D-4807) Set consisTing of 2 x 21,2 l (25kg) canisters A&B\r","Investment, dental: Model DuplicaTing Material, silicone for duplicaTing of models and implants. .i Gratia Dreve Dublisil 15 DuplicaTing material ( D-4807) Set consisTing of 2 x 21,2 l (25kg) canisters A&B\r","set"]
["RT296-17-027","laboratory Cobalt-Chrome material","Investment, dental: Base metal casTing and lithium disilicate pressing, phosphate silicate bonded, powder 1 Pack 60 x 100g packets, .i Gratia: Gill Vest Powder          \nPackaging: Pack\nICN: \"NEW\"    \nDOQ: PK\nRT296-17-027 to RT296-17-028 will be awarded as a series","Investment, dental: Base metal casTing and lithium disilicate pressing, phosphate silicate bonded, powder 1 Pack 60 x 100g packets, .i Gratia: Gill Vest Powder          \nPackaging: Pack\nItem RT296-17-027 to RT296-17-028 will be awarded as a series","pack"]
["RT296-17-028","laboratory Cobalt-Chrome material","Investment, dental: Base metal casTing and lithium disilicate pressing, phosphate silicate bonded, liquid 1 bottle 1 litre,     \n.i Gratia: Gill Vest Liquid \nPackaging: Bottle\nICN: \"NEW\"            \nDOQ: BT","Investment, dental: Base metal casTing and lithium disilicate pressing, phosphate silicate bonded, liquid 1 bottle 1 litre,     \n.i Gratia: Gill Vest Liquid \nPackaging: Bottle\n","bottle"]
["RT296-17-029","Impression material","Putty: dental laboratory; silicone putty for denture technique, .i Gratia Dreve Labrosil Pro 70 (D-38390) Kit consisTing of 2 x 450ml canisters\r","Putty: dental laboratory; silicone putty for denture technique, .i Gratia Dreve Labrosil Pro 70 (D-38390) Kit consisTing of 2 x 450ml canisters\r","Kit"]
["RT296-17-030","Impression material","Putty: dental laboratory, silicone putty for denture technique, .i Gratia Dreve Labrosil Pro 90 (D-38393) Kit consisTing of 2 x 450ml canisters\r","Putty: dental laboratory, silicone putty for denture technique, .i Gratia Dreve Labrosil Pro 90 (D-38393) Kit consisTing of 2 x 450ml canisters\r","Kit"]
["RT296-17-031","Impression material","Putty: Dental laboratory;elastomeric putty for denture technique, extraoral application, hand mix system \n.i Gratia: Coltene Lab-Putty Economy-Pack Set consisTing of 1 x 7.5kg Bucket Base Putty and 8 x 40ml Tube Activator with 5 Dosing Spoons      Packaging: Set  \nICN:  \nDOQ: SE","Putty: Dental laboratory;elastomeric putty for denture technique, extraoral application, hand mix system \n.i Gratia: Coltene Lab-Putty Economy-Pack Set consisTing of 1 x 7.5kg Bucket Base Putty and 8 x 40ml Tube Activator with 5 Dosing Spoons      Packaging: Set  \n","set"]
["RT296-17-032","laboratory crown and bridge material","Investment, dental: Model DuplicaTing Material, silicone for duplicaTing of models and implants. .i Gratia Dreve Dublisil 15 DuplicaTing material ( D-4807) Set consisTing of 2 x 21,2 l (25kg) canisters A&B\r","Investment, dental: Model Duplicating Material, silicone for duplicating of models and implants. .i Gratia Dreve Dublisil 15 Duplicating material ( D-4807) Set consisTing of 2 x 21,2 l (25kg) canisters A&B\n","set"]
["RT296-17-033","laboratory crown and bridge material","Silicone material; dental laboratory; addition-vulcanizing silicone for production of flexible gingiva in C&B technique, .i Gratia Dreve Gum-Quick Set (D-504842) Set consisTing of 2 x 50ml double cartridges, 12 x light blue mixing tips and 1 x 10ml bottle DuoSep\r","Silicone material; dental laboratory; addition-vulcanizing silicone for production of flexible gingiva in C&B technique, .i Gratia Dreve Gum-Quick Set (D-504842) Set consisTing of 2 x 50ml double cartridges, 12 x light blue mixing tips and 1 x 10ml bottle DuoSep\r","set"]
["RT296-18-001","laboratory crown and bridge material","Gold alloy, casTing, dental:  Type II, Light and Moderate Stress with High Burnishability, Colour Rich Yellow, Minimum Noble Content of 72%, ADA Spec No.5 and DIN 13906\r\n1 bag 100g\r\n.i Gratia:  Argenco No.17\r\n\rICN: 18-970-6144 GM","Gold alloy, casTing, dental:  Type II, Light and Moderate Stress with High Burnishability, Colour Rich Yellow, Minimum Noble Content of 72%, ADA Spec No.5 and DIN 13906\n1 bag 100g\n.i Gratia:  Argenco No.17\n","bag"]
["RT296-18-002","laboratory crown and bridge material","Gold alloy, casTing, Dental:  Type III, Moderate and High Stress, Colour Yellow, Minimum Noble Content of 70%, ADA Spec. No 5 and Din 13906\r\n1 bag 100g\r\nExempli Gratia:  Argenco No.11\r\n\rICN: 18-970-7807 GM\r","Gold alloy, casTing, Dental:  Type III, Moderate and High Stress, Colour Yellow, Minimum Noble Content of 70%, ADA Spec. No 5 and Din 13906\n1 bag 100g\nExempli Gratia:  Argenco No.11\n","bag"]
["RT296-18-003","laboratory crown and bridge material","Non-precious alloy, casTing, dental:  Type III Gold Alloy Characteristics, Crown and Bridge Technique, ANSI/ADA Specification No.5, Acceptable for Cast Dental Prosthetic Devices\r\n1 bag 50g\r\n.i Gratia:  Alba Dent Inc - NPG TM\r\n\rICN: 18-009-7501 GM","Non-precious alloy, casTing, dental:  Type III Gold Alloy Characteristics, Crown and Bridge Technique, ANSI/ADA Specification No.5, Acceptable for Cast Dental Prosthetic Devices\n1 bag 50g\n.i Gratia:  Alba Dent Inc - NPG TM\n","bag"]
["RT296-18-004","laboratory Cobalt-Chrome material","Cobalt-chromium alloy, dental casTing ingot:  Base Metal, Removable Partial Dentures, ADA Spec. No.14, Extra Hard\r\n1 container 100g\r\nExempli Gratia:  Bego - Wironit TM\r\n\rICN: 18-970-2265 CO","Cobalt-chromium alloy, dental casTing ingot:  Base Metal, Removable Partial Dentures, ADA Spec. No.14, Extra Hard\n1 container 100g\nExempli Gratia:  Bego - Wironit TM\n","container"]
["RT296-18-005","laboratory crown and bridge material","Gold Alloy, CasTing, Dental:  High Gold, Porcelain Bonding, Colour Pale Yellow, Minimum Noble Content of 95%\r\n1 bag 100g\r\n.i Gratia:  Argident No.3\r\n\rICN: 18-970-6143 GM","Gold Alloy, CasTing, Dental:  High Gold, Porcelain Bonding, Colour Pale Yellow, Minimum Noble Content of 95%\n1 bag 100g\n.i Gratia:  Argident No.3\n","bag"]
["RT296-18-006","laboratory crown and bridge material","Gold Alloy, CasTing, Dental:  High Gold, Porcelain Bonding, Colour Rich Yellow, Bio-compatible, Minimum Noble Content of 96%\r\n1 bag 100g\r\n.i Gratia:  Argident BIO Y81\r\n\rICN: 18-019-2699 GM","Gold Alloy, CasTing, Dental:  High Gold, Porcelain Bonding, Colour Rich Yellow, Bio-compatible, Minimum Noble Content of 96%\n1 bag 100g\n.i Gratia:  Argident BIO Y81\n","bag"]
["RT296-18-007","laboratory crown and bridge material","Palladium Alloy, CasTing ingot, Dental:  Porcelain Bonding, Colour White, Minimum PGM Content of 73%, CasTing Temperature 1400 Deg\r\n1 bag 25g\r\n.i Gratia:  BegoPal TM\r\n\rICN: 18-014-2517 GM","Palladium Alloy, CasTing ingot, Dental:  Porcelain Bonding, Colour White, Minimum PGM Content of 73%, CasTing Temperature 1400 Deg\n1 bag 25g\n.i Gratia:  BegoPal TM\n","bag"]
["RT296-18-008","laboratory crown and bridge material","Ceramic Alloy, CasTing ingot, Dental:  Non-Precious, Ni-Cr-Mo, Colour White, Beryllium Free, ADA Spec. No.14\r\n1 bag 250g\r\n.i Gratia:  Bego - Wiron TM 99\r\n\rICN: 18-970-7538 GM","Ceramic Alloy, CasTing ingot, Dental:  Non-Precious, Ni-Cr-Mo, Colour White, Beryllium Free, ADA Spec. No.14\n1 bag 250g\n.i Gratia:  Bego - Wiron TM 99\n\n","bag"]
["RT296-18-009","laboratory crown and bridge material","Nickel-Chromium Alloy, CasTing ingot, Dental:  Non-Precious, Ni-Cr-Mo Superalloy, MelTing Temp 1150-1280 Deg C, Beryllium Free\r\n1 pack 100g\r\n.i Gratia:  Simex - Biomate-C\r\n\rICN: 18-095-6530 GM","Nickel-Chromium Alloy, CasTing ingot, Dental:  Non-Precious, Ni-Cr-Mo Superalloy, MelTing Temp 1150-1280 Deg C, Beryllium Free\n1 pack 100g\n.i Gratia:  Simex - Biomate-C\n","pack"]
["RT296-18-010","laboratory Cobalt-Chrome material","Brazing alloy, gold:  Cobalt-Chrome Alloys, Temp 1180 C, Corrosion-Resistant, Flux Included\r\n1 pack 5 Strips 5g each\r\n.i Gratia:  Bego - Cobalt-Chrome-Solder\r\n\rICN: 18-970-2104 PK","Brazing alloy, gold:  Cobalt-Chrome Alloys, Temp 1180 C, Corrosion-Resistant, Flux Included\n1 pack 5 Strips 5g each\n.i Gratia:  Bego - Cobalt-Chrome-Solder\n","pack"]
["RT296-18-011","laboratory crown and bridge material","Brazing alloy, gold:  High Carat, Temp 720 C, Joining Precious Metal Alloys\r\n1 pack 5g\r\n.i Gratia:  Argen - Solder 710 Y\r\n\rICN: 18-026-9979 PK","Brazing alloy, gold:  High Carat, Temp 720 C, Joining Precious Metal Alloys\n1 pack 5g\n.i Gratia:  Argen - Solder 710 Y\n","pack"]
["RT296-18-012","laboratory Cobalt-Chrome material","Brazing alloy, gold:  Precious Ceramic Alloys, Temp 1060 C, Repair and Joining Gold Alloys prior to Ceramic Application, Flame soldering\r\n1 reel 5g\r\n.i Gratia:  Argen - Solder 1060W\r\n\rICN: 18-970-7546 RE","Brazing alloy, gold:  Precious Ceramic Alloys, Temp 1060 C, Repair and Joining Gold Alloys prior to Ceramic Application, Flame soldering\n1 reel 5g\n.i Gratia:  Argen - Solder 1060W\n","Reel"]
["RT296-18-013","laboratory crown and bridge material","Brazing alloy, gold:  Precious Ceramic Alloys, Temp 810 C, Joining Gold Alloys after Ceramic Application, Postsoldering in Furnance\r\n1 reel 5g\r\n.i Gratia:  Argen - Solder 830Y\r\n\rICN: 18-970-5854 RE","Brazing alloy, gold:  Precious Ceramic Alloys, Temp 810 C, Joining Gold Alloys after Ceramic Application, Postsoldering in Furnance\n1 reel 5g\n.i Gratia:  Argen - Solder 830Y\n","Reel"]
["RT296-18-014","laboratory orthodontic material","Brazing Alloy, Silver:  Low Fusing, Temp 580 C, Stainless Steel Orthodontic Wires, Brackets and Silver Alloys\r\n1 reel 7,09g (0,25oz)\r\n.i Gratia:  Rocky Mountain\r\n\rICN: 18-970-5405 RE","Brazing Alloy, Silver:  Low Fusing, Temp 580 C, Stainless Steel Orthodontic Wires, Brackets and Silver Alloys\n1 reel 7,09g (0,25oz)\n.i Gratia:  Rocky Mountain\n\n","Reel"]
["RT296-18-015","laboratory orthodontic material","Arch wire, dental:  Round, Straight, Stainless Steel, Length 360mm, Dia 0,25mm\r\n1 length 360mm\r\n.i Gratia:  Dentaurum\r\n\rICN: 18-970-4826 LG","Arch wire, dental:  Round, Straight, Stainless Steel, Length 360mm, Dia 0,25mm\n1 length 360mm\n.i Gratia:  Dentaurum\n\n","Length"]
["RT296-18-016","orthodontic components","Arch wire, dental:  Round, Straight, Stainless Steel, Length 360mm, Dia 0,41mm\r\n1 length 360mm\r\n.i Gratia:  Dentaurum\r\n\rICN: 18-970-4827 LG","Arch wire, dental:  Round, Straight, Stainless Steel, Length 360mm, Dia 0,41mm\n1 length 360mm\n.i Gratia:  Dentaurum\n\n","Length"]
["RT296-18-017","orthodontic components","Arch wire, dental:  Round, Straight, Stainless Steel, Length 360mm, Dia 0,46mm\r\n1 length 360mm\r\n.i Gratia:  Dentaurum\r\n\rICN: 18-970-4828 LG","Arch wire, dental:  Round, Straight, Stainless Steel, Length 360mm, Dia 0,46mm\n1 length 360mm\n.i Gratia:  Dentaurum\n\n","Length"]
["RT296-18-018","orthodontic components","Arch wire, dental:  Round, Straight, Stainless Steel, Length 360mm, Dia 0,51mm\r\n1 length 360mm\r\n.i Gratia:  Dentaurum\r\n\rICN: 18-970-4829 LG","Arch wire, dental:  Round, Straight, Stainless Steel, Length 360mm, Dia 0,51mm\n1 length 360mm\n.i Gratia:  Dentaurum\n\n","Length"]
["RT296-18-019","orthodontic components","Arch wire, dental:  Round, Straight, Stainless Steel, Length 360mm, Dia 0,559mm\r\n1 length 360mm\r\n.i Gratia:  Dentaurum\r\n\rICN: 18-970-4830 LG","Arch wire, dental:  Round, Straight, Stainless Steel, Length 360mm, Dia 0,559mm\n1 length 360mm\n.i Gratia:  Dentaurum\n\n","Length"]
["RT296-18-020","orthodontic components","Arch wire, dental:  Round, Straight, Stainless Steel, Length 360mm, Dia 0,71mm\r\n1 length 360mm\r\n.i Gratia:  Dentaurum\r\n\rICN: 18-970-4832 LG","Arch wire, dental:  Round, Straight, Stainless Steel, Length 360mm, Dia 0,71mm\n1 length 360mm\n.i Gratia:  Dentaurum\n","Length"]
["RT296-18-021","orthodontic components","Arch wire, dental:  Round, Straight, Stainless Steel, Lenght 360mm, Dia 0,76mm\r\n1 length 360mm\r\n.i Gratia:  Dentaurum\r\n\rICN: 18-970-4833 LG","Arch wire, dental:  Round, Straight, Stainless Steel, Lenght 360mm, Dia 0,76mm\n1 length 360mm\n.i Gratia:  Dentaurum\n","Length"]
["RT296-18-022","orthodontic components","Arch wire, dental:  Round, Straight, Stainless Steel, Length 360mm, Dia 0,90mm\r\n1 length 360mm\r\n.i Gratia:  Dentaurum\r\n\rICN: 18-970-5347 LG","Arch wire, dental:  Round, Straight, Stainless Steel, Length 360mm, Dia 0,90mm\n1 length 360mm\n.i Gratia:  Dentaurum\n","Length"]
["RT296-18-023","orthodontic components","Arch wire, dental:  Round, Straight, Stainless Steel, Spring Hard (1800-2000 N/mm² tensile strength), Roll, Dia 0.7mm\r\n1 roll 500g\r\n.i Gratia:  Dentaurum Clinic Coil 524-070\r\n\rICN: 6520-18-179-6094","Arch wire, dental:  Round, Straight, Stainless Steel, Spring Hard (1800-2000 N/mm² tensile strength), Roll, Dia 0.7mm\n1 roll 500g\n.i Gratia:  Dentaurum Clinic Coil 524-070\n","roll"]
["RT296-18-024","orthodontic components","Arch wire, dental:  Round, Straight, Stainless Steel, Spring Hard (1800-2000 N/mm² tensile strength), Roll, Dia 0.8mm\r\n1 roll 500g\r\nExempli Gratia:  Dentaurum Clinic Coil 524-080\r\n\rICN: 6520-18-189-0772","Arch wire, dental:  Round, Straight, Stainless Steel, Spring Hard (1800-2000 N/mm² tensile strength), Roll, Dia 0.8mm\n1 roll 500g\nExempli Gratia:  Dentaurum Clinic Coil 524-080\n","roll"]
["RT296-18-025","orthodontic components","Arch wire, dental: Round, straight, stainless steel, spring hard (1800-2000 N/mm2 tensile strength), roll, dia, 0.5mm, 1 roll 500g. .i Gratia: Dentaurum Clinic Coil","Arch wire, dental: Round, straight, stainless steel, spring hard (1800-2000 N/mm2 tensile strength), roll, dia, 0.5mm, 1 roll 500g. .i Gratia: Dentaurum Clinic Coil","roll"]
["RT296-18-026","orthodontic components","Arch wire, dental: Round, straight, stainless steel, spring hard (1800-2000 N/mm2 tensile strength) roll, dia, 0.25mm 1 roll 500g. .i Gratia: Dentaurum Clinic Coil","Arch wire, dental: Round, straight, stainless steel, spring hard (1800-2000 N/mm2 tensile strength) roll, dia, 0.25mm 1 roll 500g. .i Gratia: Dentaurum Clinic Coil","roll"]
["RT296-18-027","orthodontic components","Arch wire, dental: Half Round, Straight, Stainless Steel, Spring Hard (1800-2000 N/mm2 tensile strength), Roll, Dia 1.3x0.65mm 1 Roll 500g exempli Gratia Remanium diamond drawn wires (308-713-00)\r","Arch wire, dental: Half Round, Straight, Stainless Steel, Spring Hard (1800-2000 N/mm2 tensile strength), Roll, Dia 1.3x0.65mm 1 Roll 500g exempli Gratia Remanium diamond drawn wires (308-713-00)\r","roll"]
["RT296-18-028","orthodontic components","Arch wire, dental: Half Round, Straight, Stainless Steel, Spring Hard (1800-2000 N/mm2 tensile strength), Roll, Dia 1.3x0.65mm 1 Roll 500g exempli Gratia Remanium diamond drawn wires (308-715-00)\r","Arch wire, dental: Half Round, Straight, Stainless Steel, Spring Hard (1800-2000 N/mm2 tensile strength), Roll, Dia 1.3x0.65mm 1 Roll 500g exempli Gratia Remanium diamond drawn wires (308-715-00)\r","roll"]
["RT296-18-029","orthodontic components","Arch wire, dental: Half Round, Straight, Stainless Steel, Spring Hard (1800-2000 N/mm2 tensile strength), Roll, Dia 1.75 x 0.90mm 1 Roll 500g .i Gratia Remanium diamond drawn wires (308-718-00)\r","Arch wire, dental: Half Round, Straight, Stainless Steel, Spring Hard (1800-2000 N/mm2 tensile strength), Roll, Dia 1.75 x 0.90mm 1 Roll 500g .i Gratia Remanium diamond drawn wires (308-718-00)\r","roll"]
["RT296-18-030","orthodontic components","New item","Arch Wire, dental orthodontic: Preformed NITI,upper, ovoid,.14, pack of 10\n.i Gratia:Ormco\n\n\n","Pack"]
["RT296-18-031","orthodontic components","New item","Arch Wire, dental orthodontic: Preformed NITI,lower,ovoid, .14, pack of 10\n.i Gratia:Ormco","Pack"]
["RT296-18-032","orthodontic components","New item","Arch Wire, dental orthodontic: Preformed NITI,upper,ovoid, .16, pack of 10\n.i Gratia:Ormco            \n","Pack"]
["RT296-18-033","orthodontic components","New item","Arch Wire, dental orthodontic: Preformed NITI,lower,ovoid, .16, pack of 10\n.i Gratia:Ormco","Pack"]
["RT296-18-034","orthodontic components","New item","Arch Wire, dental orthodontic: Preformed NITI,upper,ovoid, .18, pack of 10\n.i Gratia:Ormco","Pack"]
["RT296-18-035","orthodontic components","New item","Arch Wire, dental orthodontic: Preformed NITI,lower,ovoid, .18, pack of 10\n.i Gratia:Ormco","Pack"]
["RT296-18-036","orthodontic components","New item","Arch Wire, dental orthodontic: Preformed Stainless Steel,upper,ovoid, .14, pack of 10\n.i Gratia:Ormco","Pack"]
["RT296-18-037","orthodontic components","New item","Arch Wire, dental orthodontic: Preformed Stainless Steel,lower,ovoid, .14, pack of 10\n.i Gratia:Ormco","Pack"]
["RT296-18-038","orthodontic components","New item","Arch Wire, dental orthodontic: Preformed Stainless Steel,upper,ovoid, .16, pack of 10\n.i Gratia:Ormco","Pack"]
["RT296-18-039","orthodontic components","New item","Arch Wire, dental orthodontic: Preformed Stainless Steel,lower,ovoid, .16, pack of 10\n.i Gratia:Ormco","Pack"]
["RT296-18-040","orthodontic components","New item","Arch Wire, dental orthodontic: Preformed Stainless Steel,upper,ovoid, .18, pack of 10\n.i Gratia:Ormco","Pack"]
["RT296-18-041","orthodontic components","New item","Arch Wire, dental orthodontic: Preformed Stainless Steel,lower,ovoid, .18, pack of 10\n.i Gratia:Ormco","Pack"]
["RT296-18-042","orthodontic components","New item","Arch Wire, dental orthodontic: Preformed NITI,upper, round,.14, pack of 10\n.i Gratia:Ormco\n\n\n","Pack"]
["RT296-18-043","orthodontic components","New item","Arch Wire, dental orthodontic: Preformed NITI,lower,round, .14, pack of 10\n.i Gratia:Ormco","Pack"]
["RT296-18-044","orthodontic components","New item","Arch Wire, dental orthodontic: Preformed NITI,upper,round, .16, pack of 10\n.i Gratia:Ormco            \n","Pack"]
["RT296-18-045","orthodontic components","New item","Arch Wire, dental orthodontic: Preformed NITI,lower,round, .16, pack of 10\n.i Gratia:Ormco","Pack"]
["RT296-18-046","orthodontic components","New item","Arch Wire, dental orthodontic: Preformed NITI,upper,round, .18, pack of 10\n.i Gratia:Ormco","Pack"]
["RT296-18-047","orthodontic components","New item","Arch Wire, dental orthodontic: Preformed NITI,lower,round, .18, pack of 10\n.i Gratia:Ormco","Pack"]
["RT296-18-048","orthodontic components","New item","Arch Wire, dental orthodontic: Preformed Stainless Steel,upper,round, .14, pack of 10\n.i Gratia:Ormco","Pack"]
["RT296-18-049","orthodontic components","New item","Arch Wire, dental orthodontic: Preformed Stainless Steel,lower,round, .14, pack of 10\n.i Gratia:Ormco","Pack"]
["RT296-18-050","orthodontic components","New item","Arch Wire, dental orthodontic: Preformed Stainless Steel,upper,round, .16, pack of 10\n.i Gratia:Ormco","Pack"]
["RT296-18-051","orthodontic components","New item","Arch Wire, dental orthodontic: Preformed Stainless Steel,lower,round, .16, pack of 10\n.i Gratia:Ormco","Pack"]
["RT296-18-052","orthodontic components","New item","Arch Wire, dental orthodontic: Preformed Stainless Steel,upper,round, .18, pack of 10\n.i Gratia:Ormco","Pack"]
["RT296-18-053","orthodontic components","New item","Arch Wire, dental orthodontic: Preformed Stainless Steel,lower,round, .18, pack of 10\n.i Gratia:Ormco","Pack"]
["RT296-18-054","orthodontic components","New item","Arch Wire, dental orthodontic: Preformed NITI,upper, rectangular,.14, pack of 10\n.i Gratia:Ormco\n\n\n","Pack"]
["RT296-18-055","orthodontic components","New item","Arch Wire, dental orthodontic: Preformed NITI,lower,rectangular, .14, pack of 10\n.i Gratia:Ormco","Pack"]
["RT296-18-056","orthodontic components","New item","Arch Wire, dental orthodontic: Preformed NITI,upper,rectangular, .16, pack of 10\n.i Gratia:Ormco            \n","Pack"]
["RT296-18-057","orthodontic components","New item","Arch Wire, dental orthodontic: Preformed NITI,lower,rectangular, .16, pack of 10\n.i Gratia:Ormco","Pack"]
["RT296-18-058","orthodontic components","New item","Arch Wire, dental orthodontic: Preformed NITI,upper,rectangular, .18, pack of 10\n.i Gratia:Ormco","Pack"]
["RT296-18-059","orthodontic components","New item","Arch Wire, dental orthodontic: Preformed NITI,lower,rectangular, .18, pack of 10\n.i Gratia:Ormco","Pack"]
["RT296-18-060","orthodontic components","New item","Arch Wire, dental orthodontic: Preformed Stainless Steel,upper,rectangular, .14, pack of 10\n.i Gratia:Ormco","Pack"]
["RT296-18-061","orthodontic components","New item","Arch Wire, dental orthodontic: Preformed Stainless Steel,lower,rectangular, .14, pack of 10\n.i Gratia:Ormco","Pack"]
["RT296-18-062","orthodontic components","New item","Arch Wire, dental orthodontic: Preformed Stainless Steel,upper,rectangular, .16, pack of 10\n.i Gratia:Ormco","Pack"]
["RT296-18-063","orthodontic components","New item","Arch Wire, dental orthodontic: Preformed Stainless Steel,lower,rectangular, .16, pack of 10\n.i Gratia:Ormco","Pack"]
["RT296-18-064","orthodontic components","New item","Arch Wire, dental orthodontic: Preformed Stainless Steel,upper,rectangular, .18, pack of 10\n.i Gratia:Ormco","Pack"]
["RT296-18-065","orthodontic components","New item","Arch Wire, dental orthodontic: Preformed Stainless Steel,lower,rectangular, .18, pack of 10\n.i Gratia:Ormco","Pack"]
["RT296-18-066","orthodontic components","New item","Open coil spring, dental orthodontic:NITI,medium force,18cm long,0.30mmdiameter,3 per pack","Pack"]
["RT296-18-067","orthodontic components","New item","Orthodontic Brackets,dental:metal,cusp/bicuspid with hooks,0.46mm(.18\")slot size, 20 brackets, Nu-Edge roth System compatible","Kit"]
["RT296-18-068","orthodontic components","New item","Orthodontic Buccal Tubes,dental:Stainless Steel,Upper Right 1st molar single non-convertible MBT with bondable 80-gauge mesh foil base, 10 per pack  .i Gratia:Pluto","Pack"]
["RT296-18-069","orthodontic components","New item","Orthodontic Buccal Tubes,dental:Stainless Steel,Upper Left 1st molar single non-convertible MBT with bondable 80-gauge mesh foil base, 10 per pack                          .i Gratia:Pluto","Pack"]
["RT296-18-070","orthodontic components","New item","Orthodontic Buccal Tubes,dental:Stainless Steel,Lower Right 1st molar single non-convertible MBT with bondable 80-gauge mesh foil base, 10 per pack  .i Gratia:Pluto","Pack"]
["RT296-18-071","orthodontic components","New item","Orthodontic Buccal Tubes,dental:Stainless Steel,Lower Left 1st molar single non-convertible MBT with bondable 80-gauge mesh foil base, 10 per pack  .i Gratia:Pluto","Pack"]
["RT296-18-072","orthodontic components","New item","Orthodontics,dental:Stainless Steel, Lingual Retainer, .032mm ,5.9 inches long, 2 per pack","Pack"]
["RT296-18-073","orthodontic components","New item","Orthodontic O ring, dental: Elastic Rubber,Assorted Colours, 26 rings per stick, 40 sticks per Pack","Pack"]
["RT296-18-074","orthodontic components","New item","Orthodontic Power chain,dental: Elastic,short, 3.5mm between loops Assorted colours, 5m roll","Pack"]
["RT296-18-075","orthodontic components","New item","Orthodontic Power chain,dental: Elastic,short, 4.0mm between loops Assorted colours, 5m roll","Roll"]
["RT296-18-076","orthodontic components","New item","Orthodontic Power chain,dental: Elastic,long, 4.0mm between loops Assorted colours, 5m roll","Roll"]
["RT296-18-077","orthodontic components","New item","Orthodontic chain, dental: Eruption appliance, small rond base eyelet chain, bondable to cuspids, 0.016 diameter, pack of 2","Pack"]
["RT296-18-078","Wax","New item","Orthodontic Wax, dental: food grade wax, 10 pieces ","Pack"]
["RT296-19-001","Sand blasting material","Grain abrasive:  Dental, 99,6% aluminium oxide to DIN, acid washed,  25 micron\r\n1 bag 8 kg\r\n.i Gratia:  Bego - Korox TM\r\n\rICN: 18-970-3153 CO","Grain abrasive:  Dental, 99,6% aluminium oxide to DIN, acid washed,  25 micron\n1 bag 8 kg\n.i Gratia:  Bego - Korox TM\n","bag"]
["RT296-19-002","Sand blasting material","Grain abrasive: Dental, aluminium oxide Powder , 27 micron ;   For use of fine cutTing with Aquacare machine                                                                                                                                                   1 CO \nRT296-19-002 to RT296-19-004 will be awarded as a series                                                                                                                                                                                                 .i Gratia: Aquacare pro cut  Fine                                                                                                                                                    ICN: ","Grain abrasive: Dental, aluminium oxide Powder , 27 micron ;   For use of fine cutTing with Aquacare machine 1CO\nItem RT296-19-002 to RT296-19-004 will be awarded as a series       \n.i Gratia: Aquacare pro cut  Fine         ","each"]
["RT296-19-003","Sand blasting material","Grain abrasive: Dental, aluminium oxide Powder , 53 Micron micron ;   For use of fine cutTing with Aquacare machine                                                                                                                                                   1 CO                                                                                                                                                                                                 .i Gratia: Aquacare pro cut: :course                                                                                                                                                   ICN: ","Grain abrasive: Dental, aluminium oxide Powder , 53 Micron micron ;   For use of fine cutTing with Aquacare machine  \n1 CO   \n.i Gratia: Aquacare pro cut: :course   \n","each"]
["RT296-19-004","Sand blasting material","Grain abrasive: Dental, aluminium oxide Powder , 53 Micron micron ;   For use of fine cutTing with Aquacare machine    \n1 CO      \n.i Gratia: Aquacare pro cut::course   ","Grain abrasive: Dental, aluminium oxide Powder , 53 Micron micron ;   For use of fine cutTing with Aquacare machine    \n1 CO      \n.i Gratia: Aquacare pro cut::course   ","each"]
["RT296-19-005","Sand blasting material","Sodium Biocarbonate;Dental For use for polishing/cleaning with Aquacare machine \n.i Gratia:  Pro Clean/Polishing                                                                                                                                     ICN:  ","Sodium Biocarbonate;Dental For use for polishing/cleaning with Aquacare machine \n.i Gratia:  Pro Clean/Polishing                                                                                                                                     ","each"]
["RT296-19-006","Sand blasting material","Sodium Biocarbonate;Dental For use for polishing/cleaning/desensitizing with Aquacare machine           \n.i Gratia:  Pro Clean/Polishing/Desensitizing                                                                                                                                     ICN:  ","Sodium Biocarbonate;Dental For use for polishing/cleaning/desensitizing with Aquacare machine           \n.i Gratia:  Pro Clean/Polishing/Desensitizing                                                                                                                                     ICN:  ","each"]
["RT296-19-007","Sand blasting material","Grain abrasive:  Dental, 99,6% aluminium oxide to DIN, acid washed, 50 micron\r\n1 bag 8 kg\r\n.i Gratia:  Bego - Korox TM\r\n\rICN: 18-970-5846 CO","Grain abrasive:  Dental, 99,6% aluminium oxide to DIN, acid washed, 50 micron\n1 bag 8 kg\n.i Gratia:  Bego - Korox TM\n\n","bag"]
["RT296-19-008","Sand blasting material","Grain Abrasive:  Dental, 99,6% aluminium oxide to DIN, acid washed, 110 micron\r\n1 bag 8 kg\r\n.i Gratia:  Bego - Korox TM\r\n\rICN: 18-970-7658 CO","Grain Abrasive:  Dental, 99,6% aluminium oxide to DIN, acid washed, 110 micron\n1 bag 8 kg\n.i Gratia:  Bego - Korox TM\n\n","bag"]
["RT296-19-009","Thermoplastic material","Plastic strip, dental surface protection: Dual laminate mouthguard material, clear, 125 x 125 x 2/ 3/ 5 mm 1 Box 12 pieces \n.i Gratia: Pro-form Dual Laminate  \nPackaging: Box\nICN:18-182-9426     \nDOQ: BX","Plastic strip, dental surface protection: Dual laminate mouthguard material, clear, 125 x 125 x 2/ 3/ 5 mm 1 Box 12 pieces \n.i Gratia: Pro-form Dual Laminate  \nPackaging: Box\n","box"]
["RT296-19-010","Sand blasting material","Grain abrasive:  Dental, 99,6% aluminium oxide to DIN, acid washed, 250 micron \r\n1 bag 8 kg\r\n.i Gratia:  Bego - Korox TM\r\n\rICN: 18-970-3731 CO","Grain abrasive:  Dental, 99,6% aluminium oxide to DIN, acid washed, 250 micron \n1 bag 8 kg\n.i Gratia:  Bego - Korox TM\n","bag"]
["RT296-19-011","Sand blasting material","Grain abrasive:  dental, glass beads, lead-free soda, polish blasTing to DIN, 50 micron\r\n1 container 8 kg\r\n.i Gratia:  Bego - Perlablast TM\r\n\rICN: 18-970-7005 CO","Grain abrasive:  dental, glass beads, lead-free soda, polish blasTing to DIN, 50 micron\n1 container 8 kg\n.i Gratia:  Bego - Perlablast TM\n","container"]
["RT296-19-012","laboratory crown and bridge material","Flux, casTing, dental:  precious metal alloys, Temp 800-1100 Degrees C, Powder Form \r\n1 jar 90g\r\n.i Gratia:  Degussa - Veriflux TM\r\n\rICN: 18-970-7596 JR","Flux, casTing, dental:  precious metal alloys, Temp 800-1100 Degrees C, Powder Form \n1 jar 90g\n.i Gratia:  Degussa - Veriflux TM\n\n","Jar"]
["RT296-19-013","laboratory material","Flux, soldering:  stainless steel orthodontic wires, paste\r\n1 jar 28,35g (1oz)\r\n.i Gratia:  Rocky Mountain\r\n\rICN: 18-970-6945 JR","Flux, soldering:  stainless steel orthodontic wires, paste\n1 jar 28,35g (1oz)\n.i Gratia:  Rocky Mountain\n\n","Jar"]
["RT296-19-014","Laboratory finishing and polishing material","Polishing compound, dental:  laboratory, block, final, precious and non-precious metals\r\n1 block 250g\r\n.i Gratia:  Renfert - Saphir\r\n\rICN: 18-970-5764 EA\r","Polishing compound, dental:  laboratory, block, final, precious and non-precious metals\n1 block 250g\n.i Gratia:  Renfert - Saphir\n\n\n","Block"]
["RT296-19-015","Laboratory finishing and polishing material","Polishing compound, dental:  laboratory, block, rough and final, cobalt-chrome, blue\r\n1 block 250g\r\n.i Gratia:  Bego\r\n\rICN: 18-970-5937 EA","Polishing compound, dental:  laboratory, block, rough and final, cobalt-chrome, blue\n1 block 250g\n.i Gratia:  Bego\n\n","Block"]
["RT296-19-016","Laboratory finishing and polishing material","Polishing compound, dental:  laboratory, block, universal, cobalt-chrome and precious metals, white\r\n1 Block 230g\r\nExempli Gratia:  Renfert\r\n\rICN: 18-970-7794 EA","Polishing compound, dental:  laboratory, block, universal, cobalt-chrome and precious metals, white\n1 Block 230g\nExempli Gratia:  Renfert\n","Block"]
["RT296-19-017","Laboratory finishing and polishing material","Polishing compound, dental:  laboratory, electrolyte solution, cobalt-chrome\r\n1 bottle 1 litre\r\n.i Gratia:  Bego - Wirolyt\r\n\rICN: 18-970-2486 BT","Polishing compound, dental:  laboratory, electrolyte solution, cobalt-chrome\n1 bottle 1 litre\n.i Gratia:  Bego - Wirolyt\n\n","bottle"]
["RT296-19-018","Laboratory finishing and polishing material","Polishing compound, dental:  laboratory, paste, diamond impregated\r\n1 tube 5g\r\n.i Gratia:  Bego - Diapol\r\n\rICN: 18-970-7646 TU","Polishing compound, dental:  laboratory, paste, diamond impregated\n1 tube 5g\n.i Gratia:  Bego - Diapol\n\n","tube"]
["RT296-19-019","Laboratory finishing and polishing material","Pumice, USP:  Dental, Abrasive, Coarse\r\n1 bucket 10kg\r\n.i Gratia:  Bego - Steribim\r\n\rICN; 18-970-4839 CO","Pumice, USP:  Dental, Abrasive, Coarse\n1 bucket 10kg\n.i Gratia:  Bego - Steribim\n\n","bucket"]
["RT296-19-020","laboratory Cobalt-Chrome material","Hardener, dental:  DuplicaTing Models, Dipping Liquid, Cobalt-Chrome Technique\r\n1 can 1 litre\r\n.i Gratia:  Bego - Durol TM\r\n\rICN; 18-970-5943 CN","Hardener, dental:  DuplicaTing Models, Dipping Liquid, Cobalt-Chrome Technique\n1 can 1 litre\n.i Gratia:  Bego - Durol TM\n\n","can"]
["RT296-19-021","laboratory crown and bridge material","Hardener, Dental:  Plaster Hardener and Water Repellent, Plastic  Solution\r\n1 bottle 150ml\r\n.i Gratia:  Renfert Härtebad\r\n\rICN: 18-970-8585 BT","Hardener, Dental:  Plaster Hardener and Water Repellent, Plastic  Solution\n1 bottle 150ml\n.i Gratia:  Renfert Härtebad\n\n","bottle"]
["RT296-19-022","Laboratory material","Glue, Cyanoacrylate, Dental:  Quickset\r\n1 bottle 20g\r\n.i Gratia:  Koatsu Gas K - Cyanon\r\n\rICN: 18-970-5390 BT","Glue, Cyanoacrylate, Dental:  Quickset\n1 bottle 20g\n.i Gratia:  Koatsu Gas K - Cyanon\n","bottle"]
["RT296-19-023","Laboratory material","Glue, kit, cyanoacrylate, Dental:  Undercut EliminaTing Glue, Accelerator Spray \r\nSet - 1 Bottle Base 1/2oz, 1 Spray Accelerator 2oz\r\n.i Gratia:  Dental Venture - Zapit\r\n\rICN: 18-970-7842 SE","Glue, kit, cyanoacrylate, Dental:  Undercut EliminaTing Glue, Accelerator Spray \nSet - 1 Bottle Base 1/2oz, 1 Spray Accelerator 2oz\n.i Gratia:  Dental Venture - Zapit\n\n","set"]
["RT296-19-024","Shade guide","Tooth set , Prosthetic: Artificial teeth (Mandibular/Maxillary anterior and posterior teeth(Specify Shade, mould and amount in Tabular form) Set up Teeth with fossa angles 20-30 degrees Mono planes present .i Gratia Yamahachi\r\n","Tooth set , Prosthetic: Artificial teeth (Mandibular/Maxillary anterior and posterior teeth(Specify Shade, mould and amount in Tabular form) Set up Teeth with fossa angles 20-30 degrees Mono planes present .i Gratia Yamahachi\n","set"]
["RT296-19-025","Shade guide","Tooth set , Prosthetic: Artificial teeth (Mandibular/Maxillary anterior and posterior teeth(Specify Shade, mould and amount in Tabular form) Set up Teeth with Lingualised occlusions designed for that purpose .i Gratia:  Vita Lingoform\r\n\r\r.i Gratia:  Meyerson/Acrotone/Dentron\r\n\rICN: 18-970-3725 SE","Tooth set , Prosthetic: Artificial teeth (Mandibular/Maxillary anterior and posterior teeth(Specify Shade, mould and amount in Tabular form) Set up Teeth with Lingualised occlusions designed for that purpose .i Gratia:  Vita Lingoform\n.i Gratia:  Meyerson/Acrotone/Dentron\n\n","set"]
["RT296-19-026","Shade guide","Tooth set , Prosthetic: Artificial teeth (Mandibular/Maxillary anterior and posterior teeth(Specify Shade, mould and amount in Tabular form) Set up Teeth in the Vita 3D Master shade system .i Gratia Vita MFT\r\n\r.i Gratia:  Meyerson/Acrotone/Dentron\r\n\rICN:18-970-3722 SE","Tooth set , Prosthetic: Artificial teeth (Mandibular/Maxillary anterior and posterior teeth(Specify Shade, mould and amount in Tabular form) Set up Teeth in the Vita 3D Master shade system .i Gratia Vita MFT\n.i Gratia:  Meyerson/Acrotone/Dentron\n\n","set"]
["RT296-19-027","Shade guide","Guide, Mold, Dental:  Artificial Teeth, Conventional Grade\nEach\n.i Gratia:  Meyerson/Acrotone/Dentron\nICN: 18-974-0632 EA","Guide, Mold, Dental:  Artificial Teeth, Conventional Grade\nEach\n.i Gratia:  Meyerson/Acrotone/Dentron\n","each"]
["RT296-19-028","Shade guide","Guide, Shade, Teeth:  Artificial Teeth, Conventional Grade\r\nEach\r\n.i Gratia:  Meyerson/Acrotone/Dentron\r\n\rICN: 18-974-0631 EA","Guide, Shade, Teeth:  Artificial Teeth, Conventional Grade\nEach\n.i Gratia:  Meyerson/Acrotone/Dentron\n\n","each"]
["RT296-19-029","Maintenance","Cleaning Compound, Dental:  Descaler for Steam Cleaners\r\n1 Bottle 1 litre\r\n.i Gratia:  Bego - Calex\r\n\rICN: 18-007-9502 BT","Cleaning Compound, Dental:  Descaler for Steam Cleaners\n1 Bottle 1 litre\n.i Gratia:  Bego - Calex\n","bottle"]
["RT296-19-030","Maintenance","Cleaning Compound, Dental:  Lime Remover for Boiling-out and Polymerisation Units \r\n1 Bottle 1 litre\r\n.i Gratia:  Dreve Ratiodent - Unisol-E\r\n\rICN: 18-007-9494 BT","Cleaning Compound, Dental:  Lime Remover for Boiling-out and Polymerisation Units \n1 Bottle 1 litre\n.i Gratia:  Dreve Ratiodent - Unisol-E\n","bottle"]
["RT296-19-031","Maintenance","Cleaning compound, dental:  Pickling Agent, Non-Fuming Type\r\n1 Tin 170g\r\n.i Gratia:  Bego - Aurocid\r\n\rICN: 18-970-7800 CN\r","Cleaning compound, dental:  Pickling Agent, Non-Fuming Type\n1 Tin 170g\n.i Gratia:  Bego - Aurocid\n\n\n","Tin"]
["RT296-19-032","Maintenance","Cleaning compound, dental:  Wax Remover for Boiling-out and Polymerisation Units\r\n1 bottle 1 litre\r\n.i Gratia:  Dreve Ratiodent - Unisol-W\r\n\rICN: 18-007-9501 BT\r","Cleaning compound, dental:  Wax Remover for Boiling-out and Polymerisation Units\n1 bottle 1 litre\n.i Gratia:  Dreve Ratiodent - Unisol-W\n","bottle"]
["RT296-19-033","Maintenance","Cleaning compound, Ultrasonic, Dental:  Solution, Plaster Removal\r\n1 container 1 litre\r\n.i Gratia:  L&R\r\n\rICN: 18-970-7589 CO\r\n","Cleaning compound, Ultrasonic, Dental:  Solution, Plaster Removal\n1 container 1 litre\n.i Gratia:  L&R\n","container"]
["RT296-19-034","laboratory crown and bridge material","Asbestos free strip, dental:  Liner, 40mm x 30 metre\r\n1 roll 30 metres\r\n.i Gratia:  Bego\r\n\rICN: 18-970-7620 RL","Asbestos free strip, dental:  Liner, 40mm x 30 metre\n1 roll 30 metres\n.i Gratia:  Bego\n","roll"]
["RT296-19-035","laboratory crown and bridge material","Asbestos free strip, dental:  Liner, 50mm x 30 metre\r\n1 roll 30 metres\r\n.i Gratia:  Bego\r\n\rICN: 18-970-7621 RL","Asbestos free strip, dental:  Liner, 50mm x 30 metre\n1 roll 30 metres\n.i Gratia:  Bego\n","roll"]
["RT296-19-036","laboratory material","Lubricant, cold mould, dental:  SeparaTing Media, Plaster\r\n1 bottle 1000ml\r\n.i Gratia:  Dentaurum\r\n\rICN: 18-970-2288 BT","Lubricant, cold mould, dental:  SeparaTing Media, Plaster\n1 bottle 1000ml\n.i Gratia:  Dentaurum\n","bottle"]
["RT296-19-037","laboratory crown and bridge material","SeparaTing media,  crown and bridge wax\r\n1 Bottle 1 litre\r\n.i Gratia:  Degussa - Isolit TM\r\n\rICN: 18-970-7084 BT","Separating media,  crown and bridge wax\n1 Bottle 1 litre\n.i Gratia:  Degussa - Isolit TM\n","bottle"]
["RT296-19-038","laboratory crown and bridge material","Mould,  isolaTing agent, silicon basis, crown and bridge wax dipping technique\r\n1 Bottle 50ml\r\n.i Gratia:  Renfert - Picosep\r\n\rICN: 18-174-7181 BT","Mould,  isolaTing agent, silicon basis, crown and bridge wax dipping technique\n1 Bottle 50ml\n.i Gratia:  Renfert - Picosep\n","bottle"]
["RT296-19-039","Thermoplastic material","Plastic strip, dental surface protection:  Thermoplastic PVA-PE Mouthguard Material, Clear, 125 x 125 x 2 mm\r\n1 Box 10 Pieces\r\n.i Gratia:  Drufosoft\r\n\rICN: 18-970-6987 BX\r\nItem RT296-19-039  to RT296-19-044  will be awarded as a series","Plastic strip, dental surface protection:  Thermoplastic PVA-PE Mouthguard Material, Clear, 125 x 125 x 2 mm\n1 Box 10 Pieces\n.i Gratia:  Drufosoft\nItem RT296-19-039  to RT296-19-044  will be awarded as a series","box"]
["RT296-19-040","Thermoplastic material","Plastic strip, dental surface protection:  Thermoplastic PVA-PE Mouthguard Material, Clear, 125 x 125 x 3 mm\r\n1 Box 10 Pieces\r\n.i Gratia:  Drufosoft\r\n\rICN: 18-970-6988 BX","Plastic strip, dental surface protection:  Thermoplastic PVA-PE Mouthguard Material, Clear, 125 x 125 x 3 mm\n1 Box 10 Pieces\n.i Gratia:  Drufosoft\n\n","box"]
["RT296-19-041","Thermoplastic material","Plastic strip, dental surface protection:  Thermoplastic PVA-PE Mouthguard Material, Clear, 125 x 125 x 4mm\r\n1 Box 10 Pieces\r\nExempli Gratia:  Drufosoft\r\n\rICN: 18-970-2277 BX","Plastic strip, dental surface protection:  Thermoplastic PVA-PE Mouthguard Material, Clear, 125 x 125 x 4mm\n1 Box 10 Pieces\nExempli Gratia:  Drufosoft\n\n","box"]
["RT296-19-042","Thermoplastic material","Plastic strip, dental surface protection:  Thermoplastic PVA-PE Mouthguard Material, Clear, Dia 125 mm x 2 mm\n1 Box 10 pcs\n.i Gratia:  Biostar - Bioplast\n","Plastic strip, dental surface protection:  Thermoplastic PVA-PE Mouthguard Material, Clear, Dia 125 mm x 2 mm\n1 Box 10 pcs\n.i Gratia:  Biostar - Bioplast\n","box"]
["RT296-19-043","Thermoplastic material","Plastic strip, dental surface protection:  Thermoplastic PVA-Pe Mouthguard Material, Clear, Dia 125 mm x 3 mm\n1 Box 10 pcs\n.i Gratia:  Biostar - Bioplast\n","Plastic strip, dental surface protection:  Thermoplastic PVA-Pe Mouthguard Material, Clear, Dia 125 mm x 3 mm\n1 Box 10 pcs\n.i Gratia:  Biostar - Bioplast\n","box"]
["RT296-19-044","Thermoplastic material","Plastic strip, dental surface protection:  Thermoplastic PVA-PE Mouthguard Material, Clear, Dia 125 mm x 4 mm\n1 Box 10 pcs\n.i Gratia:  Biostar - Bioplast\n","Plastic strip, dental surface protection:  Thermoplastic PVA-PE Mouthguard Material, Clear, Dia 125 mm x 4 mm\n1 Box 10 pcs\n.i Gratia:  Biostar - Bioplast\n","box"]
["RT296-19-045","Thermoplastic material","Plastic strip, dental surface protection:  Thermoplastic, Transparent Polycarbonate Temporary Splint Material, 120 x 120 x 0,5 mm\n1 Box 50 Pieces\n.i Gratia:  Buffalo\n Item RT296-19-045 TO RT296-19-048 will be awarded as a series","Plastic strip, dental surface protection:  Thermoplastic, Transparent Polycarbonate Temporary Splint Material, 120 x 120 x 0,5 mm\n1 Box 50 Pieces\n.i Gratia:  Buffalo\n Item RT296-19-045 TO RT296-19-048 will be awarded as a series","box"]
["RT296-19-046","Thermoplastic material","Plastic strip, dental surface protection:  Thermoplastic, Transparent Temporary Matrix Material, 120 x 120 x 0,5 mm\r\n1 Box 50 Pieces\r\n.i Gratia:  Buffalo\r\n\rICN: 18-970-7547 BX","Plastic strip, dental surface protection:  Thermoplastic, Transparent Temporary Matrix Material, 120 x 120 x 0,5 mm\n1 Box 50 Pieces\n.i Gratia:  Buffalo\n","box"]
["RT296-19-047","Thermoplastic material","Plastic strip, dental surface protection:  Thermoplastic, Transparent Polycarbonate Hard Elastic Material for Splints and Temporary Crown/Bridges, Dia 125mm x 1,0mm\r\n1 Box 10 pcs\r\n.i Gratia:  Biostar - Duran\r\n\rICN: 18-094-9381 BX","Plastic strip, dental surface protection:  Thermoplastic, Transparent Polycarbonate Hard Elastic Material for Splints and Temporary Crown/Bridges, Dia 125mm x 1,0mm\n1 Box 10 pcs\n.i Gratia:  Biostar - Duran\n","box"]
["RT296-19-048","Thermoplastic material","Plastic strip, dental surface protection:  Thermoplastic, Transparent Polycarbonate Break and Abrasion Resistant Material for Splints and Bite Guards, Dia 125mm x 1,0mm\r\n1 Box 10 pcs\r\n.i Gratia:  Biostar - Imprelon \"S\"\r\n\rICN: 18-094-9379 BX.  ","Plastic strip, dental surface protection:  Thermoplastic, Transparent Polycarbonate Break and Abrasion Resistant Material for Splints and Bite Guards, Dia 125mm x 1,0mm\n1 Box 10 pcs\n.i Gratia:  Biostar - Imprelon \"S\"\n ","box"]
["RT296-19-049","Thermoplastic material","Plastic strip, dental surface protection: Dual laminate mouthguard material, clear, 125 x 125 x 2/ 3/ 5 mm 1 Box 12 pieces       \n.i Gratia: Pro-form Dual Laminate        \nPackaging: Box    \nICN:18-182-9426         \nDOQ: BX","Plastic strip, dental surface protection: Dual laminate mouthguard material, clear, 125 x 125 x 2/ 3/ 5 mm 1 Box 12 pieces       \n.i Gratia: Pro-form Dual Laminate        \nPackaging: Box    \n","box"]
["RT296-19-050","Thermoplastic material","Pressure moulding: plastic strip, thermoplastic monomer free material, 1 pack of 10 pieces      \n.i Gratia: Biocryl Rosa transparant 2.0 x 125mm round plate (3152)","Pressure moulding: plastic strip, thermoplastic monomer free material, 1 pack of 10 pieces      \n.i Gratia: Biocryl Rosa transparant 2.0 x 125mm round plate (3152)","pack"]
["RT296-19-051","Thermoplastic material","Pressure moulding: plastic strip, thermoplastic monomer free material, 1 pack of 10 pieces        \n.i Gratia: Biocryl Rosa transparant 3.0 x 125mm round plate (3158) Page","Pressure moulding: plastic strip, thermoplastic monomer free material, 1 pack of 10 pieces        \n.i Gratia: Biocryl Rosa transparant 3.0 x 125mm round plate (3158) Page","pack"]
["RT296-19-052","Thermoplastic material","Plastic strip, dental surface protection:  InsulaTing Foil, Plaster, For Cold Cure Acrylics, Dia 125mm x 0,01mm\r\n1 Box 100 pcs\r\n.i Gratia:  Biostar - Isofolan Foil\r\n\rICN: 18-095-2465 BX.","Plastic strip, dental surface protection:  InsulaTing Foil, Plaster, For Cold Cure Acrylics, Dia 125mm x 0,01mm\n1 Box 100 pcs\n.i Gratia:  Biostar - Isofolan Foil\n","box"]
["RT296-19-053","Thermoplastic material","Adhesive, dental:  Bonding between Isofolan Foil and Deep Palatal Areas of Plaster Model\r\n20 x 100ml Bottles\r\n.i Gratia:  Biostar - Isofolan Adhesive\r\n\rICN: 18-094-9380 BT","Adhesive, dental:  Bonding between Isofolan Foil and Deep Palatal Areas of Plaster Model\n20 x 100ml Bottles\n.i Gratia:  Biostar - Isofolan Adhesive\n","bottle"]
["RT296-19-054","laboratory Cobalt-Chrome material","WetTing agent:  Cobalt-Chrome Technique, Liquid\r\n1 Bottle 100ml\r\n.i Gratia:  Bego - Aurofilm TM\r\n\rICN: 18-970-5404 BT","Wetting agent:  Cobalt-Chrome Technique, Liquid\n1 Bottle 100ml\n.i Gratia:  Bego - Aurofilm TM\n","bottle"]
["RT296-19-055","laboratory crown and bridge material","WetTing agent:  Crown and Bridge Technique, Liquid\r\n1 Box 2 Bottles 100ml\r\n.i Gratia:  Degussa - Waxit TM\r\n\rICN: 18-970-5857 BX","Wetting agent:  Crown and Bridge Technique, Liquid\n1 Box 2 Bottles 100ml\n.i Gratia:  Degussa - Waxit TM\n","box"]
["RT296-19-056","laboratory crown and bridge material","WetTing agent:  Crown and Bridge Technique, Spray, Aerosol\r\n1 Can 150ml\r\n.i Gratia:  Degussa - Waxit TM\r\n\rICN: 18-970-7801 TI","Wetting agent:  Crown and Bridge Technique, Spray, Aerosol\n1 Can 150ml\n.i Gratia:  Degussa - Waxit TM\n","can"]
["RT296-19-057","Laboratory material","Articulator, dental: Plastic, black, plaster less solid not hinge type, starter kit.\r\n.i Gratia: Flash\r\n\rICN: 18-037-5082  KT. \n","Articulator, dental: Plastic, black, plaster less solid not hinge type, starter kit.\n.i Gratia: Flash\n\n\n","kit"]
["RT296-19-058","Burs","Bur, dental, excavaTing: Tungsten carbide , disposable articulation procedure articulators, plain cut coarse, 10mm head size round.\r\n.i Gratia:\r\n\rICN: 18-095-6528 EA","Bur, dental, excavaTing: Tungsten carbide , disposable articulation procedure articulators, plain cut coarse, 10mm head size round.\n.i Gratia:\n","each"]
["RT296-19-059","Laboratory material","Butane Gas: Refill for dental laboratory microtorch\r\n\rICN: 18-036-6095 TI","Butane Gas: Refill for dental laboratory microtorch\r\n\rICN: 18-036-6095 TI","Tin","add SABS std"]
["RT296-19-060","Burs","Bur, dental, excavaTing: Tungsten carbide, disposable articulation procedure articulators, plain cut coarse, 8mm head size round. .i Gratia: ICN: 18-095-6528 EA","Bur, dental, excavating: Tungsten carbide, disposable articulation procedure articulators, plain cut coarse, 8mm head size round. .i Gratia: ICN: 18-095-6528 EA","each"]
["RT296-19-061","laboratory crown and bridge material","Hardener, dental: DuplicaTing Models, Surface hardener thinner, 125ml bottle, .i Gratia Renfert (1719-2100)\r","Hardener, dental: Duplicating Models, Surface hardener thinner, 125ml bottle, .i Gratia Renfert (1719-2100)\n","bottle"]
["RT296-19-062","laboratory Cobalt-Chrome material","New item","CRC - Mould former, large","4 pieces"]
["RT296-19-063","laboratory Cobalt-Chrome material","New item","CRC - Mould former, small","6 pieces"]
["RT296-19-064","laboratory Cobalt-Chrome material","New item","Ceramic melting crucibles for Fornax. Ref No. 52482  B322022","6 pieces"]
["RT296-19-065","laboratory material","New item","Crucible Silic Oxide - Large: R-040542 ","1 piece"]
["RT296-19-066","laboratory Cobalt-Chrome material","New item","Relining and casting adhesive coated wax. 10x10cm. Transparent 0.75mm\nBox of 35 sheets","Box"]
["RT20-01-001",null,"New item","IP&MSc-IP Implant range: diametter 3.0mm implant and components - laboratory analogues and prostetic components\nItem RT20-01-001 to RT20-01-010 will be awarded as a series","Each"]
["RT20-01-002",null,"New item","LP12, colour code: purple, platform diameter: 3.0mm, hex height: 0.70mm, hex width: 2.15mm","Each"]
["RT20-01-003",null,"New item","SP16 (Hex/Engaging) passive abutment plastic cast to fit LSN12.  Uses TS-P-16 retaining screw.","Each","To correct the RT no"]
["RT20-01-004",null,"New item","SP17 (Non-Hex/Non-Engaging) passive abutment plastic cast. Fit LSN 12. uses TS-P-16 retaining screw.","Each"]
["RT20-01-005",null,"New item","TCBN1h (Hex/Engaging), titanium abutment, uses TS-P-16 retaining screw.","Each"]
["RT20-01-006",null,"New item","TCBN1nh (Non-Hex/Non-Engaging), titanium abutment, uses TS-P-16 retaining screw.","Each"]
["RT20-01-007",null,"New item","PKIP2h (Hex/Engaging), peek abutment (semi-crystalline thermoplastic) uses TS-P-16","Each"]
["RT20-01-008",null,"New item","PKIP2h (Non-Hex/Non-Engaging), peek abutment (semi-crystalline thermoplastic) uses TS-P-16","Each"]
["RT20-01-009",null,"New item","SBN16 (Hex/Engaging) passive abutment plastic castable sleeve to fit LP12. Uses 2 series screws.","Each"]
["RT20-01-010",null,"New item","SBN-17-TT (Non-Hx/Non/Engaging) passive abutment plastic castable sleeve. Tof fit LP12. Uses 2 series screws.","Each"]
["RT20-01-011",null,"New item","IBN & IBNT implant range diameter 3.25mm implants and components\nItem RT20-01-011 to RT20-01-020 will be awarded as a series","Each"]
["RT20-01-012",null,"New item","LSN12, colour code: blue, platform diameter: 3.43mm, hx height: 0.70mm, hew width: 2.54mm.","Each"]
["RT20-01-013",null,"New item","SBN1 (Hex/Engaging) plastic castable sleeve for direct procedure to fiit LSN12.","Each"]
["RT20-01-014",null,"New item","SBN5 (Non-Hex/Non-Engaging) plastic castable sleeve for direct procedure to fit LSN 12.","Each"]
["RT20-01-015",null,"New item","TCBN1h and TCBN5h (Hex/Engaging), titanium abutment uses 2 series screws.","Each"]
["RT20-01-016",null,"New item","TCBN1nh and TCBN5nh (Non-Hex/Non-Engaging), titanum abutment, uses 2 series screws.","Each"]
["RT20-01-017",null,"New item","PKBN2h (Hex/Engaging), peek abutment (semi-crystalline thermoplastic), uses 2 series screws.","Each"]
["RT20-01-018",null,"New item","PKBN2nh (Non-Hex/Non-Engaging), peek abutment (semi-crystalline thrmoplastic), uses 2 series screws.","Each"]
["RT20-01-019",null,"New item","SBN16 (Hex/Engaging) passive abutment plastic castable sleeve to fit LSN12. Uses 2 series screws.","Each"]
["RT20-01-020",null,"New item","SBN-17-TT (Non-Hex/Non/Engaging) passive abutment plastic castable sleeve. Tof fit LSN12. Uses 2 series screws.","Each"]
["RT20-01-021",null,"New item","IBS, Ibi, and IBT/IBTi & IBPS implant range diameter 3.75mm & 4.0mm implants and components for laboratory anologues.\nItem RT20-01-021 to RT20-01-029 will be awarded as a series","Each"]
["RT20-01-022",null,"New item","LS12, colour code: grey/silver, platform diameter: 4.05mm & 4.60mm, Hex Heigh: 0.70mm, hex width: 2.70mm.","Each"]
["RT20-01-023",null,"New item","SB1 (Hex/Engaging) plastic castable sleeve for direct procedure to fit LS12","Each"]
["RT20-01-024",null,"New item","SB5 (Non-Hex/Non-Engaging) plastic castable sleeve for direct procedure to fit LS12.","Each"]
["RT20-01-025",null,"New item","TCB1nh and TCB5nh (Non-Hex/Non-Engaging), titanium abutment, uses 2 series screws.","Each"]
["RT20-01-026",null,"New item","PKB2h (Hex/Engaging), peek abutment (semi-crystalline thermoplastic) uses 2 series screws.","Each"]
["RT20-01-027",null,"New item","PKB2nh (Non-Hex/Non-Engaging) peek abutment (semi-crystalline thermoplastic) uses 2 series screws.","Each"]
["RT20-01-028",null,"New item","SBN16 (Hex/Engaging) Passive abutment, plastic castable sleeve. To fit LS12, uses 2 series screws.","Each"]
["RT20-01-029",null,"New item","SBN-17-TT (Non-Hex/Non/Engaging) passive abutment plastic castable sleeve. Tof fit LS12. Uses 2 series screws.","Each"]
["RT20-01-030",null,"New item","BA, Bai &BAT, and BATi Implant range diameter 5.0mm implants and components.\nItem RT20-01-030 to RT20-01-039 will be awarded as a series","Each"]
["RT20-01-031",null,"New item","LSA12, colour code: yellow, platform diameter: 5.0mm, hx height: 0.70mm, hex width: 2.70mm","Each"]
["RT20-01-032","laboratory implant components","New item","SBA1 (Hex/Engaging) plastic castable sleeve for direct procedure to fit LSA12.","Each"]
["RT20-01-033","laboratory implant components","New item","SBA5 (Non-Hex/Non-Engaging) plastic castable sleeve for direct procedure to fit LSA12","Each"]
["RT20-01-034","laboratory implant components","New item","TCBA1h and TCBA5h (Hex/Engaging) titanium abutment uses 2 series screws.","Each"]
["RT20-01-035","laboratory implant components","New item","TCBA1h and TCBA5h (Non-Hex/Non-Engaging) titanium abutment uses 2 series screws.","Each"]
["RT20-01-036","laboratory implant components","New item","PKBA2h (Hex/Engaging) peek abutment (semi-crystalline thermoplastic) uses 2 series screws","Each"]
["RT20-01-037","laboratory implant components","New item","PKBA2h (Non-Hex/Non-Engaging) peek abutment (semi-crystalline thermoplastic) uses 2 series screws","Each"]
["RT20-01-038","laboratory implant components","New item","SBA 16 (Hex/Engaging) passive abutment plastic castable sleeve to fit LSA12. Uses 2 series screws","Each"]
["RT20-01-039","laboratory implant components","New item","SBA-17-TT (Non-Hex/Non-Engaging) passive abutment, plastic castable sleeve to fit LSA 12 uses 2 series screws","Each"]
["RT20-01-040","laboratory implant components","New item","BBBS, BBBi & BBT, and BBBTi implant range diameter 6.0mm implants and components laboratory analogues and preosthetic components\nItem RT20-01-040 to RT20-01-050 will be awarded as a series","Each"]
["RT20-01-041","laboratory implant components","New item","LBBBS12, colour code: green, platform diameter: 6.0mm, hex height: 0.70mm, hex width: 2.70mm.","Each"]
["RT20-01-042","laboratory implant components","New item","SBBB1 (Hex/Engaging) plastic castable sleeve for direct procedure to it LSA12.","Each"]
["RT20-01-043","laboratory implant components","New item","SBBB5 (None to -Hex/Non-Engaging) plastic castable sleeve for direct procedure to fit LSA12","Each"]
["RT20-01-044","laboratory implant components","New item","TCBBB1h and TCBBB5h (Hex/Engaging) titanium abutment uses 2 series screws.","Each"]
["RT20-01-045","laboratory implant components","New item","TCBBB1h and TCBBB5h (Non-Hex/Non-Engaging) titanium abutment uses 2 series screws.","Each"]
["RT20-01-046","laboratory implant components","New item","PKBBB2h (Hex/Engaging) peek abutment (semi-crystalline thermoplastic) uses 2 series screws.","Each"]
["RT20-01-047","laboratory implant components","New item","PKBBB2h (Non-Hex/Non-Engaging) peek abutment (semi-crystalline thermoplastic) uses 2 series screws.","Each"]
["RT20-01-048","laboratory implant components","New item","SBBB16 (Hex/Engaging) plastic castable sleeve for direct procedure to it LSA12.  Uses 2 series screws.","Each"]
["RT20-01-049","laboratory implant components","New item","SBBB-17-TT (Non-Hex/Non-Engaging) passive abutment, plastic castable sleeve to fit LSA12.  Uses 2 series screws.","Each"]
["RT20-01-050","laboratory implant components","New item","BSS2: laboratory screw to hold the implant abutment in place\nItem RT20-01-051 to RT20-01-054 will be awarded as a series","Each"]
["RT20-01-051","laboratory implant components","New item","TSS2 titanium prosthetic screw - clinicians screw down th implant crown in postion","Each"]
["RT20-01-052","laboratory implant components","New item","GSS2: gold prosthetic screw - clinician screw down the implant crown in position","Each"]
["RT20-01-053","laboratory implant components","New item","TS-P-16: titanium prosthetic screw - clinician uses to scrw down implant crown in position.","Each"]
["RT20-01-054","laboratory implant components","New item","TS-P-16: titanium prosthetic screw - clinician uses to scrw down implant crown in position.","Each"]
["RT296-05-061","Preventive material",null,"Silver diamine fluoride (SDF) has been used extensively to prevent caries from forming, growing or spreading to other teeth.\nIt also treats tooth sensitivity and help to stop tooth decay. 1 SDF is a colourless liquid containing silver particles and 38% (44,800 ppm) fluoride ion that at pH 10 is 25% silver, 8% ammonia, 5% fluoride, and 62% water. This is referred to as 38% SDF. \nIt is available as in a two-bottle system Step1 containing SDF and Step 2 containing K1 to prevent discoloration.\nSDF is also available in a single delivery system, containing silver (˷25%) and fluoride (˷5%) stabilised in ammonia.","bottle"]
{"$rows_empty":17}
["RT296-16-241","Computer Aided Design-Computer Aided Manufacture(CAD-CAM)",null,"Ceramic powder, dental for circonia bonding: Enamel Dark 1 bottle 50g .i Gratia: Vita VM 9 Enamel Dark","bottle","New items, new category"]
["RT296-16-241","Computer Aided Design-Computer Aided Manufacture(CAD-CAM)",null,"Ceramic block dental, Zirconia Disc with step, top translucent, dia 98.5mm, thick 12, 14, 16, 18 & 20mm                             .i Gratia: Upcera             Packaging: Each          ICN: 18-194-2968           DOQ: EA","Each","New items, new category\nprovive RT no"]
[null,"Computer Aided Design-Computer Aided Manufacture(CAD-CAM)",null,"Ceramic block dental, Zirconia Disc with step, super translucent, dia 98.5mm, thick 12, 14, 16, 18, 20, 22 & 25mm                             .i Gratia: Upcera             Packaging: Each          ICN: 18-194-2887           DOQ: EA","Each","New items, new category\nprovive RT no"]
[null,"Computer Aided Design-Computer Aided Manufacture(CAD-CAM)",null,"Ceramic block dental, Lithium Disilicate high translucent, 5 pieces per box, 10 shades                         .i Gratia: Upcera             Packaging: Set          ICN: 18-194-2890          DOQ: SE","Set","New items, new category\nprovive RT no"]
[null,"Computer Aided Design-Computer Aided Manufacture(CAD-CAM)",null,"Ceramic powder, dental for circonia bonding: Basic Set                .i Gratia: GC Initial LiSi                     Packaging: Set   ICN: 18-194-2901             DOQ: SE","Set","New items, new category\nprovive RT no"]
[null,"Computer Aided Design-Computer Aided Manufacture(CAD-CAM)",null,"Ceramic powder, dental for circonia bonding: Advanced Set          .i Gratia: GC Initial LiSi Dentine         Packaging: Set       ICN: 18-194-2903             DOQ: SE","Set","New items, new category\nprovive RT no"]
[null,"Computer Aided Design-Computer Aided Manufacture(CAD-CAM)",null,"Ceramic powder, dental for circonia bonding: Dentine No. D-A1, A2, A3, A3.5, A4, B1, B2, B3, B4, C1, C2, C3, C4, D2, D3 & D4, 1 Bottle 20g          .i Gratia: GC Initial LiSi Dentine         Packaging: Bottle       ICN: 18-194-2566             DOQ: BT","Bottle","New items, new category\nprovive RT no"]
[null,"Computer Aided Design-Computer Aided Manufacture(CAD-CAM)",null,"PMMA blok, dental: Polymethyl methacrylate block A2, A3, Clear           .i Gratia: Sirona             Packaging: Each              ICN: 18-194-2423       DOQ: EA","Each","New items, new category\nprovive RT no"]
[null,"Computer Aided Design-Computer Aided Manufacture(CAD-CAM)",null,"Wax, dental: Blok with step, dia 98.5mm disc InLab System         .i Gratia: Sirona         Packaging: Each                  ICN: 18-194-2891       DOQ: EA","Each","New items, new category\nprovive RT no"]
[null,"Computer Aided Design-Computer Aided Manufacture(CAD-CAM)",null,"Ceramic liquid, Dental: LiSi Modelling Liquid, 1 Bottle 50ml        .i Gratia: GC Initial LiSi             Packaging: Bottle          ICN: 18-194-2904         DOQ: BT","Bottle","New items, new category\nprovive RT no"]
[null,"Computer Aided Design-Computer Aided Manufacture(CAD-CAM)",null,"Ceramic liquid, Dental: LiSi Correction Powder, 1 Bottle 20g            .i Gratia: GC Initial LiSi             Packaging: Bottle          ICN: 18-194-2905         DOQ: BT","Bottle","New items, new category\nprovive RT no"]
[null,"Computer Aided Design-Computer Aided Manufacture(CAD-CAM)",null,"Ceramic liquid, Dental: LiSi Magic Liquid, 1 Bottle 20ml            .i Gratia: GC Magic Liquid             Packaging: Bottle          ICN: 18-194-2906         DOQ: BT","Bottle","New items, new category\nprovive RT no"]
[null,"Computer Aided Design-Computer Aided Manufacture(CAD-CAM)",null,"Ceramic liquid, Dental: Ceres Optispray, 1 Bottle 200ml            .i Gratia: Cerec Optispary             Packaging: Bottle          ICN: 18-194-2683         DOQ: BT","Bottle","New items, new category\nprovive RT no"]
[null,"Computer Aided Design-Computer Aided Manufacture(CAD-CAM)",null,"Ceramic liquid, Dental: Colouring Liquid, A1, A2, A3, A3.5, A4, B1, B2, B3, B4, C1, C2, C3, C4, D2, D3 & D4, 1 Bottle 50 ml              .i Gratia: Upcera               Packaging: Bottle          ICN: 18-194-2592           DOQ: BT","Bottle","New items, new category\nprovive RT no"]
[null,"Computer Aided Design-Computer Aided Manufacture(CAD-CAM)",null,"Ceramic liquid, Dental: Colouring Liquid Special Shade, LL1, LL2, LL3 & LL4, 1 Bottle 50 ml             .i Gratia: Upcera             Packaging: Bottle          ICN: 18-194-2424           DOQ: BT","Bottle","New items, new category\nprovive RT no"]
[null,"Computer Aided Design-Computer Aided Manufacture(CAD-CAM)",null,"Ceramic liquid, Dental: Colouring Liquid Special Shade Gingival, P1, P2 & P4, 1 Bottle 20 ml             .i Gratia: Upcera             Packaging: Bottle          ICN: 18-194-2473           DOQ: BT","Bottle","New items, new category\nprovive RT no"]
[null,"Computer Aided Design-Computer Aided Manufacture(CAD-CAM)",null,"Ceramic liquid, Dental: Colouring Liquid Special Shade Fossa, O1 & O2, 1 Bottle 20 ml             .i Gratia: Upcera             Packaging: Bottle          ICN: 18-194-2599       DOQ: BT","Bottle","New items, new category\nprovive RT no"]
[null,"Computer Aided Design-Computer Aided Manufacture(CAD-CAM)",null,"Ceramic liquid, Dental: Colouring Liquid Special Shade Cusp, G1 & G2, 1 Bottle 20 ml              .i Gratia: Upcera             Packaging: Bottle          ICN: 18-194-2601       DOQ: BT","Bottle","New items, new category\nprovive RT no"]
[null,"Computer Aided Design-Computer Aided Manufacture(CAD-CAM)",null,"Ceramic block dental: IPS e.max CAD, lithium disilicate glass-ceramic, blok for bridges, Low Translucency (assorted shade range A1 to D2) B32; 1 Pack 3 Pieces        .i Gratia: IPS e.Max CAD B32        Packaging: Pack      ICN: \"NEW\"     DOQ: PK","Pack","New items, new category\nprovive RT no"]
[null,"Computer Aided Design-Computer Aided Manufacture(CAD-CAM)",null,"Ceramic block dental: IPS e.max CAD, lithium disilicate glass-ceramic, blok for bridges, High Translucency (assorted shade range A1 to D2) B40; 1 Pack 3 Pieces        .i Gratia: IPS e.Max CAD B40         Packaging: Pack      ICN: \"NEW\"    DOQ: PK","Pack","New items, new category\nprovive RT no"]
[null,"Computer Aided Design-Computer Aided Manufacture(CAD-CAM)",null,"Ceramic block dental: IPS e.max CAD, lithium disilicate glass-ceramic, blok for bridges, High Translucency (assorted shade range A1 to D2) B40L; 1 Pack 3 Pieces    .i Gratia: IPS e.Max CAD B40L    Packaging: Pack    ICN: \"NEW\"          DOQ: PK   ","Pack","New items, new category\nprovive RT no"]
[null,"Computer Aided Design-Computer Aided Manufacture(CAD-CAM)",null,"Ceramic block dental: IPS e.max CAD, lithium disilicate glass-ceramic, blok single implant crown, Low Translucency (assorted shade range A1 to D2) A16(L); 1 Pack 3 Pieces         .i Gratia: IPS e.Max CAD A16(L)          Packaging: Pack         ICN: \"NEW\"       DOQ: PK","Pack","New items, new category\nprovive RT no"]
[null,"Computer Aided Design-Computer Aided Manufacture(CAD-CAM)",null,"Ceramic block dental: IPS e.max CAD, lithium disilicate glass-ceramic, blok for single crowns, Low Translucency (assorted shade range A1 to D4) C14; 1 Pack 5 Pieces        .i Gratia: IPS e.Max CAD C14        Packaging: Pack      ICN: \"NEW\"     DOQ: PK","Pack","New items, new category\nprovive RT no"]
[null,"Computer Aided Design-Computer Aided Manufacture(CAD-CAM)",null,"Block dental E-Max block LT IPS e.max Block, dental, E-Max block LT, IPS e.max cad (low translucency) is s a system of lithium disilicate glass-, ceramic blocks for cad/cam dental restorations using Cerec and inLab systems (204336 EA) \nEg. E Max Ivodent\n","Each","New items, new category\nprovive RT no"]
[null,"Computer Aided Design-Computer Aided Manufacture(CAD-CAM)",null,"Cad block for Cerec block and block kits Cad block, for Cerec block and block kits, is a system of lithium disilicate glass-ceramic blocks for CAD/CAM dental restorations using cerec and inlab system, B32 blocks are recommended for fabrication of 3-unit bridges and requires chairside SW 4.2 or higher, final strength of 360 MPa, size B32, Shade A3.5 3pg, \"IPS e max@CAD LT (low translucency)blocks \" equal or better, Ivoclar Vivadent (146831 EA )","Each","New items, new category\nprovive RT no"]
[null,"Computer Aided Design-Computer Aided Manufacture(CAD-CAM)",null,"Block translucent zirconia 98x 14mm Block, dental, for single crown to largest bridges (reduces structure for veneering with ceramics), translucent zirconia, diameter: 98mm, height: 14mm, 1 per pack, \"zirkon prettau\" equal or better (139067 EA )","Each","New items, new category\nprovive RT no"]
[null,"Computer Aided Design-Computer Aided Manufacture(CAD-CAM)",null,"Block translucent zirconia 98x 16mm Block, dental, for single crown to largest bridges (reduces structure for veneering with ceramics), translucent zirconia, diameter: 98mm, height: 16mm, 1 per pack, \"zirkon prettau\" equal or better (139068 EA) ","Each","New items, new category\nprovive RT no"]
[null,"Computer Aided Design-Computer Aided Manufacture(CAD-CAM)",null,"Block pre-shaded zirconia 40x19x15.5mmA1 Block, pre-shaded zirconia block, for all anatomical crowns, bridges, telescopes, bars and attachments, true colour technology, LxWxH = 40mm x19mm x15.5mm, INCORIZ TZI C MEDI S A1, available in vita shades: A1 (212058 EA) ","Each","New items, new category\nprovive RT no"]
[null,"Computer Aided Design-Computer Aided Manufacture(CAD-CAM)",null,"Block pre-shaded zirconia 60x40x22mm A1 Block, pre-shaded zirconia block, for all anatomical crowns, bridges, telescopes, bars and attachments, true colour technology, LxWxH = 60mm x40mm x22mm, INCORIZ TZI C MAXI M A1, available in vita shades: A1 ","Each","New items, new category\nprovive RT no"]
[null,"Computer Aided Design-Computer Aided Manufacture(CAD-CAM)",null,"Block zirconia Cerec CadCam B45 shdA1-D2 Block, zirconia, for Cerec CadCam, IPS e.max ZirCAD MT multi B45, size: 45 shade A1-D2 (216204 EA) ","Each","New items, new category\nprovive RT no"]
[null,"Computer Aided Design-Computer Aided Manufacture(CAD-CAM)",null,"Bridge veneered zirconia 4 unit Bridge, veneered zirconia 4 unit bridge with three retainers, fixed partial denture consisting of two or more crown retainers and a maximum of two pontics to replace missing teeth (221094 EA) ","Each","New items, new category\nprovive RT no"]
[null,"Computer Aided Design-Computer Aided Manufacture(CAD-CAM)",null,"Bur dental excavating inLab system MCX5 Bur, dental, lab, excavating, inLab system, MCX5, diamond-coated for zirconia, round, 0.5mm, 1.0mm, 2.5mm, ICN: 18-182-2653, exempli gratia: Sirona inLab Zr02 DC (213405 EA) ","Each","New items, new category\nprovive RT no"]
[null,"Computer Aided Design-Computer Aided Manufacture(CAD-CAM)",null,"Cement resin dental silicone filler Cement resin, dental, final cement two paste system (composed of BIS-GMA and TEGMDA and zirconia/ silicone filler), \"Relyx Arc Refill 3415 A1\"equal or better, ICN: RT-296-0002 BX (169761 BOX) ","Each","New items, new category\nprovive RT no"]
[null,"Computer Aided Design-Computer Aided Manufacture(CAD-CAM)",null,"Cement resin dental ICN:RT-296-0003 BX Cement, resin, dental, final cement two paste system (composed of BIS - GMA and TEGMDA and Zirconia / Silica Filler) Refills, 56846 RelyX Unicem 2 Automix A2, ICN: RT-296-003 BX, .i Gratia: 3M Rely X ARC A2, 56846, RT296-02-258ME (170000 BOX) ","Each","New items, new category\nprovive RT no"]
[null,"Computer Aided Design-Computer Aided Manufacture(CAD-CAM)",null,"Cement resin dental two paste system Cement, resin, dental, final cement two paste system (composed of BIS - GMA and TEGMDA and Zirconia / Silica Filler) refills, 56888 RelyX Ultimate Refill A3O Opaque, ICN: RT-296-003 BX, .i Gratia: 3M Rely X ARC A3 (3415 A3), RT296-02-026ME (124694 EA )","Each","New items, new category\nprovive RT no"]
[null,"Computer Aided Design-Computer Aided Manufacture(CAD-CAM)",null,"Ceramic block dental LT 10mm 8 shades Ceramic block, dental, zirconia disc with step, LT (low translucency monochromatic), dia 98.5mm thick 10mm, 8 shades BL1, A1, A2, A3, B1, B2, C2 & D2, 1 disc per pack, .i Gratia: IPS e.Max ZirCAD LT, ICN: \"NEW\", DOQ: EA (213347 EA) ","Each","New items, new category\nprovive RT no"]
[null,"Computer Aided Design-Computer Aided Manufacture(CAD-CAM)",null,"Ceramic block dental LT 12mm 8 shades Ceramic block, dental, zirconia disc with step, LT (low translucency monochromatic), dia 98.5mm thick 12mm, 8 shades BL1, A1, A2, A3, B1, B2, C2 & D2, 1 disc per pack, .i Gratia: IPS e.Max ZirCAD LT, ICN: \"NEW\", DOQ: EA (213348 EA) ","Each","New items, new category\nprovive RT no"]
[null,"Computer Aided Design-Computer Aided Manufacture(CAD-CAM)",null,"Ceramic block dental LT 14mm 8 shades Ceramic block, dental, zirconia disc with step, LT (low translucency monochromatic), dia 98.5mm thick 14mm, 8 shades BL1, A1, A2, A3, B1, B2, C2 & D2, 1 disc per pack, .i Gratia: IPS e.Max ZirCAD LT, ICN: \"NEW\", DOQ: EA (213349 EA) ","Each","New items, new category\nprovive RT no"]
[null,"Computer Aided Design-Computer Aided Manufacture(CAD-CAM)",null,"Ceramic block dental LT 16mm 8 shades Ceramic block, dental, zirconia disc with step, LT (low translucency monochromatic), dia 98.5mm thick 16mm, 8 shades BL1, A1, A2, A3, B1, B2, C2 & D2, 1 disc per pack, .i Gratia: IPS e.Max ZirCAD LT, ICN: \"NEW\", DOQ: EA (213350 EA) ","Each","New items, new category\nprovive RT no"]
[null,"Computer Aided Design-Computer Aided Manufacture(CAD-CAM)",null,"Ceramic block dental LT 18mm 8 shades Ceramic block, dental, zirconia disc with step, LT (low translucency monochromatic), dia 98.5mm thick 18mm, 8 shades BL1, A1, A2, A3, B1, B2, C2 & D2, 1 disc per pack, .i Gratia: IPS e.Max ZirCAD LT, ICN: \"NEW\", DOQ: EA (213351 EA) ","Each","New items, new category\nprovive RT no"]
[null,"Computer Aided Design-Computer Aided Manufacture(CAD-CAM)",null," Ceramic block dental LT 20mm 8 shades Ceramic block, dental, zirconia disc with step, LT (low translucency monochromatic), dia 98.5mm thick 20mm, 8 shades BL1, A1, A2, A3, B1, B2, C2 & D2, 1 disc per pack, .i Gratia: IPS e.Max ZirCAD LT, ICN: \"NEW\", DOQ: EA (213352 EA) ","Each","New items, new category\nprovive RT no"]
[null,"Computer Aided Design-Computer Aided Manufacture(CAD-CAM)",null,"Ceramic block dental LT 25mm 8 shades Ceramic block, dental, zirconia disc with step, LT (low translucency monochromatic), dia 98.5mm thick 25mm, 8 shades BL1, A1, A2, A3, B1, B2, C2 & D2, 1 disc per pack, .i Gratia: IPS e.Max ZirCAD LT, ICN: \"NEW\", DOQ: EA (213353 EA) ","Each","New items, new category\nprovive RT no"]
[null,"Computer Aided Design-Computer Aided Manufacture(CAD-CAM)",null,"Ceramic block dental monochromatic 14mm Ceramic block, dental, zirconia disc with step, MT (medium translucency monochromatic), dia 98.5mm thick 14mm, 8 shades BL1, A1, A2, A3, B1, B2, C2 & D2, 1 disc per pack, .i Gratia: IPS e.Max ZirCAD MT, ICN: \"NEW\", DOQ: PAK ","Each","New items, new category\nprovive RT no"]
[null,"Computer Aided Design-Computer Aided Manufacture(CAD-CAM)",null,"Ceramic block dental monochromatic 18mm Ceramic block, dental, zirconia disc with step, MT (medium translucency monochromatic), dia 98.5mm thick 18mm, 8 shades BL1, A1, A2, A3, B1, B2, C2 & D2, 1 disc per pack, .i Gratia: IPS e.Max ZirCAD MT, ICN: \"NEW\", DOQ: PAK (213345 PAK)","Pack","New items, new category\nprovive RT no"]
[null,"Computer Aided Design-Computer Aided Manufacture(CAD-CAM)",null,"Ceramic block medium translucency 16mm Ceramic block, dental, zirconia disc with step, MT multi (medium translucency polychromatic), dia 98.5mm thick 16mm, 8 shades BL1, A1, A2, A3, B1, B2, C2 & D2, 1 disc per pack, .i Gratia: IPS e.Max ZirCAD MT Multi, ICN: \"NEW\", DOQ: PAK (213343 PAK) ","Pack","New items, new category\nprovive RT no"]
[null,"Computer Aided Design-Computer Aided Manufacture(CAD-CAM)",null,"Ceramic block medium translucency 20mm Ceramic block, dental, zirconia disc with step, MT multi (medium translucency polychromatic), dia 98.5mm thick 20mm, 8 shades BL1, A1, A2, A3, B1, B2, C2 & D2, 1 disc per pack, .i Gratia: IPS e.Max ZirCAD MT Multi, ICN: \"NEW\", DOQ: PAK (213346 EA) ","Pack","New items, new category\nprovive RT no"]
[null,"Computer Aided Design-Computer Aided Manufacture(CAD-CAM)",null,"Ceramic block super translucent 20mm Ceramic block, dental, zirconia disc with step, super translucent, dia: 98.5mm, thick: 20mm, .i Gratia: Upcera, ICN: 18-194-2887, DOQ: EA (213293 EA )","Each","New items, new category\nprovive RT no"]
[null,"Computer Aided Design-Computer Aided Manufacture(CAD-CAM)",null,"Ceramic block super translucent 22mm Ceramic block, dental, zirconia disc with step, super translucent, dia: 98.5mm, thick: 22mm, .i Gratia: Upcera, ICN: 18-194-2887, DOQ: EA (213294 EA) ","Each","New items, new category\nprovive RT no"]
[null,"Computer Aided Design-Computer Aided Manufacture(CAD-CAM)",null,"Ceramic block super translucent 25mm Ceramic block, dental, zirconia disc with step, super translucent, dia: 98.5mm, thick: 25mm, .i Gratia: Upcera, ICN: 18-194-2887, DOQ: EA (213295 EA) ","Each","New items, new category\nprovive RT no"]
[null,"Computer Aided Design-Computer Aided Manufacture(CAD-CAM)",null,"Ceramic block super translucent 12mm Ceramic block, dental, zirconia disc with step, super translucent, dia: 98.5mm, thick:12mm, .i Gratia: Upcera, ICN: 18-194-2887, DOQ: EA (213289 EA) ","Each","New items, new category\nprovive RT no"]
[null,"Computer Aided Design-Computer Aided Manufacture(CAD-CAM)",null,"Ceramic block super translucent 14mm Ceramic block, dental, zirconia disc with step, super translucent, dia: 98.5mm, thick:14mm, .i Gratia: Upcera, ICN: 18-194-2887, DOQ: EA (213290 EA)","Each","New items, new category\nprovive RT no"]
[null,"Computer Aided Design-Computer Aided Manufacture(CAD-CAM)",null,"Ceramic block super translucent 16mm Ceramic block, dental, zirconia disc with step, super translucent, dia: 98.5mm, thick:16mm, .i Gratia: Upcera, ICN: 18-194-2887, DOQ: EA (213291 EA) ","Each","New items, new category\nprovive RT no"]
[null,"Computer Aided Design-Computer Aided Manufacture(CAD-CAM)",null,"Ceramic block super translucent 18mm Ceramic block, dental, zirconia disc with step, super translucent, dia: 98.5mm, thick:18mm, .i Gratia: Upcera, ICN: 18-194-2887, DOQ: EA ","Each","New items, new category\nprovive RT no"]
[null,"Computer Aided Design-Computer Aided Manufacture(CAD-CAM)",null,"Ceramic block top translucent 12mm Ceramic block, dental, zirconia disc with step, top translucent, dia: 98.5mm, thick:12mm, .i Gratia: Upcera, ICN: 18-194-2968, DOQ: EA (213284 EA) ","Each","New items, new category\nprovive RT no"]
[null,"Computer Aided Design-Computer Aided Manufacture(CAD-CAM)",null,"Ceramic block top translucent 14mm Ceramic block, dental, zirconia disc with step, top translucent, dia: 98.5mm, thick:14mm, .i Gratia: Upcera, ICN: 18-194-2968, DOQ: EA (213285 EA) ","Each","New items, new category\nprovive RT no"]
[null,"Computer Aided Design-Computer Aided Manufacture(CAD-CAM)",null,"Ceramic block top translucent 16mm Ceramic block, dental, zirconia disc with step, top translucent, dia: 98.5mm, thick:16mm, .i Gratia: Upcera, ICN: 18-194-2968, DOQ: EA (213286 EA) ","Each","New items, new category\nprovive RT no"]
[null,"Computer Aided Design-Computer Aided Manufacture(CAD-CAM)",null,"Ceramic block top translucent 18mm Ceramic block, dental, zirconia disc with step, top translucent, dia: 98.5mm, thick:18mm, .i Gratia: Upcera, ICN: 18-194-2968, DOQ: EA (213287 EA) ","Each","New items, new category\nprovive RT no"]
[null,"Computer Aided Design-Computer Aided Manufacture(CAD-CAM)",null,"Ceramic block top translucent 20mm Ceramic block, dental, zirconia disc with step, top translucent, dia: 98.5mm, thick:20mm, .i Gratia: Upcera, ICN: 18-194-2968, DOQ: EA (213288 EA) ","Each","New items, new category\nprovive RT no"]
[null,"Computer Aided Design-Computer Aided Manufacture(CAD-CAM)",null,"Kit VITA CEREC assortment block dental Kit, VITA CEREC assortment block kit, dental, consisting of the following triluxe forte,cerec 2,cad temp,accessories in 3D master shade.triluxe forte 3D, master, box of 10 pcs,CEREC 2 3D, master, box of 10 pcs (119653 EA) ","Each","New items, new category\nprovive RT no"]
[null,"Computer Aided Design-Computer Aided Manufacture(CAD-CAM)",null,"Accessory CAD cam milling Cerec MCXLAccessory kit, for cutting ceramic and acrylic material, CAD cam milling machine, Cerec MCXL, incoris TZI blocl size 40/19, ceres step bur size 12s, cerec MCXL step bur size 20, cerec MCXL cylinder pointed bur size 12, cerec MCXL cylinder pointed bur size 12s, cerec MCXL cylinder pointed bur size 20, dentatec liquid 1ltr, MCXL Filters\nFILTERS ADDED (155709SET) \n","Each","New items, new category\nprovive RT no"]
[null,"Computer Aided Design-Computer Aided Manufacture(CAD-CAM)",null,"Block pre-shaded zirconia 20x19x15.5mmA1 Block, pre-shaded zirconia block, for all anatomical crowns, bridges, telescopes, bars and attachments, true colour technology, LxWxH = 20mm x19mm x15.5mm, INCORIZ TZI C MONO L A1, available in vita shades: A1 (212057 EA) ","Each","New items, new category\nprovive RT no"]
[null,"Computer Aided Design-Computer Aided Manufacture(CAD-CAM)",null,"Ceramic block dental: IPS e.max CAD, lithium disilicate glass-ceramic, blok for single crowns, High Translucency (assorted shade range A1 to D4) C14; 1 Pack 5 Pieces        .i Gratia: IPS e.Max CAD C14        Packaging: Pack      ICN: \"NEW\"     DOQ: PK","pack","New items, new category\nprovive RT no"]
[null,"Computer Aided Design-Computer Aided Manufacture(CAD-CAM)",null,"Ceramic liquid, dental: Paste, glaze paste, IPS e.max CAD Crystallisation, paste,  1 Syringe 3g                                     .i Gratia: IPS e.Max CAD Crystallisation Glaze Paste        Packaging: Each      ICN: \"NEW\"     DOQ: EA","each","New items, new category\nprovive RT no"]
[null,"Computer Aided Design-Computer Aided Manufacture(CAD-CAM)",null,"Ceramic liquid, dental: Paste, glaze, IPS e.max CAD Crystallisation, 5 Shades 0, 1, 2, 3 & 4 and Incisal 1 & 2,  1 Syringe 3g       .i Gratia: IPS e.Max CAD Crystallisation Glaze        Packaging: Each      ICN: \"NEW\"     DOQ: EA","each","New items, new category\nprovive RT no"]
[null,"Computer Aided Design-Computer Aided Manufacture(CAD-CAM)",null,"Ceramic liquid, dental: Paste, stain, IPS e.max CAD Crystallisation, 6 Assorted Colours, 1 Syringe 3g                           .i Gratia: IPS e.Max CAD Crystallisation Stain        Packaging: Each      ICN: \"NEW\"     DOQ: EA","each","New items, new category\nprovive RT no"]
[null,"Computer Aided Design-Computer Aided Manufacture(CAD-CAM)",null,"Ceramic liquid, dental: Paste, glaze liquid, IPS e.max CAD Crystallisation, 1 Bottle 15ml                                                .i Gratia: IPS e.Max CAD Crystallisation Glaze Liquid      Packaging: Bottle      ICN: \"NEW\"     DOQ: BT","Bottle","New items, new category\nprovive RT no"]
[null,"Computer Aided Design-Computer Aided Manufacture(CAD-CAM)",null,"Ceramic block dental: IPS e.max Press, lithium disilicate glass-ceramic, Ingots, Low Translucency 16 Shades A to D and 4 Bleach Shades, 5 Ingots per Pack        .i Gratia: IPS e.Max Press        Packaging: Pack      ICN: \"NEW\"     DOQ: PK","pack","New items, new category\nprovive RT no"]
[null,"Computer Aided Design-Computer Aided Manufacture(CAD-CAM)",null,"Ceramic block dental: IPS e.max Press, lithium disilicate glass-ceramic, Ingots, Medium Translucency 16 Shades A to D and 4 Bleach Shades, 5 Ingots per Pack        .i Gratia: IPS e.Max Press        Packaging: Pack      ICN: \"NEW\"     DOQ: PK","pack","New items, new category\nprovive RT no"]
[null,"Computer Aided Design-Computer Aided Manufacture(CAD-CAM)",null,"Ceramic block dental: IPS e.max Press, lithium disilicate glass-ceramic, Ingots, High Translucency 16 Shades A to D and 4 Bleach Shades, 5 Ingots per Pack        .i Gratia: IPS e.Max Press        Packaging: Pack      ICN: \"NEW\"     DOQ: PK","pack","New items, new category\nprovive RT no"]
[null,"Computer Aided Design-Computer Aided Manufacture(CAD-CAM)",null,"Ceramic block dental: IPS e.max Press, lithium disilicate glass-ceramic, Ingots, Medium Opacity 5 Shades 0, 1, 2, 3 & 4,        5 Ingots per Pack        .i Gratia: IPS e.Max Press        Packaging: Pack      ICN: \"NEW\"     DOQ: PK","pack","New items, new category\nprovive RT no"]
[null,"Computer Aided Design-Computer Aided Manufacture(CAD-CAM)",null,"Ceramic block dental: IPS e.max Press, lithium disilicate glass-ceramic, Ingots, Multi (polychromatic ingot) 16 Shades A to D and 4 Bleach Shades, 5 Ingots per Pack       .i Gratia: IPS e.Max Press     Packaging: Pack     ICN: \"NEW\"     DOQ: PK","pack","New items, new category\nprovive RT no"]
[null,"Computer Aided Design-Computer Aided Manufacture(CAD-CAM)",null,"Ceramic block dental, Zirconia Disc with step, MT multi (medium translucency polychromatic), dia 98.5mm, thick 16 & 20mm, 8 shades BL1, A1, A2, A3, B1, B2, C2 & D2, 1 disc per pack         .i Gratia: IPS e.max ZirCAD MT Multi            Packaging: Each        ICN: \"NEW\"          DOQ: EA","Each","New items, new category\nprovive RT no"]
[null,"Computer Aided Design-Computer Aided Manufacture(CAD-CAM)",null,"Ceramic block dental, Zirconia Disc with step, MT (medium translucency monochromatic), dia 98.5mm, thick 14 & 18mm, 8 shades BL1, A1, A2, A3, B1, B2, C2 & D2, 1 disc per pack       .i Gratia: IPS e.max ZirCAD MT      Packaging: Each      ICN: \"NEW\"        DOQ: EA","Each","New items, new category\nprovive RT no"]
[null,"Computer Aided Design-Computer Aided Manufacture(CAD-CAM)",null,"Ceramic liquid, Dental: Zirconia MT colouring liquids, 16 Shades, 1 bottle 60ml      .i Gratia: IPS e.max ZirCAD MT Colouring Liquid     Packaging: Bottle      ICN: \"NEW\"        DOQ: BT","Bottle","New items, new category\nprovive RT no"]
[null,"Computer Aided Design-Computer Aided Manufacture(CAD-CAM)",null,"Ceramic block dental, Zirconia Disc with step, LT (low translucency monochromatic), dia 98.5mm, thick 10, 12, 14, 16, 18, 20 & 25, 8 shades BL1, A1, A2, A3, B1, B2, C2 & D2, 1 disc per pack       .i Gratia: IPS e.max ZirCAD MT         Packaging: Each         ICN: \"NEW\"         DOQ: EA","Each","New items, new category\nprovive RT no"]
[null,"Computer Aided Design-Computer Aided Manufacture(CAD-CAM)",null,"Ceramic liquid, Dental: Zirconia LT colouring liquids, 16 Shades, 1 bottle 60ml      .i Gratia: IPS e.max ZirCAD LT Colouring Liquid     Packaging: Bottle      ICN: \"NEW\"        DOQ: BT","Bottle","New items, new category\nprovive RT no"]
[null,"Computer Aided Design-Computer Aided Manufacture(CAD-CAM)",null,"Investment, dental: Base metal casting and lithium disilicate pressing, phosphate silicate bonded, powder 1 Pack 60 x 100g packets, .i Gratia: Gilvest HS Powder            Packaging: Pack         ICN: \"NEW\"            DOQ: PK","Pack","New items, new category\nprovive RT no"]
[null,"Computer Aided Design-Computer Aided Manufacture(CAD-CAM)",null,"Investment, dental: Base metal casting and lithium disilicate pressing, phosphate silicate bonded, liquid 1 bottle 1 litre,     .i Gratia: Gilvest-Liquid            Packaging: Bottle         ICN: \"NEW\"            DOQ: BT","Bottle","New items, new category\nprovive RT no"]
[null,"Computer Aided Design-Computer Aided Manufacture(CAD-CAM)",null,"Bur, lab, dental, excavating: InLab System, MCX5, Grinder for glass and hybrid ceramics, Diamond, 0.6mm, 1.2mm, 1.4mm, 2.2mm         .i Gratia: Sirona InLab Diamond          Packaging: Each     ICN:18-182-2644         DOQ: EA","Each","New items, new category\nprovive RT no"]
[null,"Computer Aided Design-Computer Aided Manufacture(CAD-CAM)",null,"Bur, lab, dental, excavating: InLab System, MCX5, Diamond-coated for zirconia, 0.5mm, 1.0mm, 2.5mm                       .i Gratia: Sirona InLab Bur Zr02 DC        Packaging: Each     ICN:18-182-2653         DOQ: EA","Each","New items, new category\nprovive RT no"]
[null,"Computer Aided Design-Computer Aided Manufacture(CAD-CAM)",null,"Bur, lab, dental, excavating: InLab System, MCX5, for PMMA, wax, PEEK, 0.5mm, 1.0mm, 2.5mm                                .i Gratia: Sirona InLab Bur PMMA          Packaging: Each     ICN:18-182-2885         DOQ: EA","Each","New items, new category\nprovive RT no"]
[null,"Computer Aided Design-Computer Aided Manufacture(CAD-CAM)",null,"Bur, lab, dental, excavating: InLab System, MCX5, for composite resin, 0.5mm, 1.0mm, 2.5mm                                     .i Gratia: Sirona InLab Bur Composite          Packaging: Each     ICN:18-182-2889         DOQ: EA","Each","New items, new category\nprovive RT no"]

{"sheet":"Old","index":1,"n_rows":2392,"n_cols":6,"rows_kept":2392,"hidden":true}
[null,"ITEM CATEGORIES","ITEM DESCRIPTION","ITEM DESCRIPTION BSC MEETING 11-15 JULY 2022","UOM","COMMENTS"]
[null,"Hypodermic Needle","Needle, hypodermic: disposable, silicone coated, plastic hub with Imperial thread, sterile, 0,3 x 25 mm, 30 gauge short, Box of 100\n.  Must be compatable to item RT287-04-100\n.i gratia: H-Dent\nICN:18-970-6937 BX\n","Needle, hypodermic: disposable, silicone coated, plastic hub with Imperial thread, sterile, 0,3 x 25 mm, 30 gauge short, Box of 100\n Must be compatable to item RT287-04-100\n\n\n","Box"]
[null,"Hypodermic Needle","Needle, hypodermic: disposable, silicone coated, plastic hub with Imperial thread, sterile, 0,4 x 38 mm, 27 gauge long, Box of 100\n.Must be compatable to item RT287-04-100\n.i gratia: H-Dent\nICN:18-970-2865 BX","Needle, hypodermic: disposable, silicone coated, plastic hub with Imperial thread, sterile, 0,4 x 38 mm, 27 gauge long, Box of 100\nMust be compatable to item RT287-04-100\n\n","Box"]
[null,"Hypodermic Needle","Hand piece and Needle, hypodermic, disposable for Single Tooth Anesthesia system: needle 30Ga X ½\" Needle.               \n Item RT296-01-003 to RT296-01-005 will be awarded as a series.","Hand piece and Needle, hypodermic, disposable for Single Tooth Anesthesia system: needle 30Ga X ½\" Needle.               \n Item RT296-01-003 to RT296-01-005 will be awarded as a series.","Each"]
[null,"Hypodermic Needle","Hand piece and Needle, hypodermic, disposable for Single Tooth Anesthesia system: needle 30Ga X 1\" Needle.                  \n","Hand piece and Needle, hypodermic, disposable for Single Tooth Anesthesia system: needle 30Ga X 1\" Needle.                  \n","Each"]
[null,"Hypodermic Needle","Hand piece and Needle, hypodermic, disposable for Single Tooth Anesthesia system: needle 27Ga X 1¼\" Needle.                  \n","Hand piece and Needle, hypodermic, disposable for Single Tooth Anesthesia system: needle 27Ga X 1¼\" Needle.                  \n","Each"]
[null,"Hypodermic Needle","Needle, hypodermic: Intraosseous Anaesthesia delivery system, needle and drill , Box of 50  \r\n.i gratia: X-Tips and needles Maileffer (Ref A0811)\r\nICN: RT-296-0001 BX","Needle, hypodermic: Intraosseous Anaesthesia delivery system, needle and drill , Box of 50  \n.i gratia: X-Tips and needles Maileffer (Ref A0811)","Box"]
[null,"Local anaesthesia","New item","Topical Local anaesthetic Spray, Dental:10mg Xylocaine Spray, 1x50ml Bottle with nozzle","Bottle"]
[null,"Local anaesthesia","Analgesic and anaesthetic gel: local, surface, lignocaine base, 43g tube\r\n.i gratia: Premier-topical gel pump \r\nICN: 18-970-5642 TU","Analgesic and anaesthetic gel: local, surface, lignocaine base, 43g tube\n.i gratia: Premier-topical gel pump \n","Tube"]
[null,"Local anaesthesia","Lignocaine and Noradrenalin injection: Local anaesthetic, 100 ampules, 1.8ml each\n\n.i Gratia: Xylotox L\n\nICN NO. 6505-18-970-3013 EA","Lignocaine and Noradrenalin injection: Local anaesthetic, 100 ampules, 1.8ml each\n.i Gratia: Xylotox L\n","100 ampules"]
[null,"Local anaesthesia","Lignocaine Hydrochloride: Local Anaesthetic, 100 ampules, 1.8ml each\n\n.i Gratia: Xylotox SE\n\nICN NO. 6505-18-970-3589 EA","Lignocaine Hydrochloride: Local Anaesthetic, 100 ampules, 1.8ml each\n.i Gratia: Xylotox SE\n","101 ampules"]
[null,"Local anaesthesia","New item","Articaine Hydrochloride  with epinephrine 4% in 1:100,000 composition: Local Anaesthetic,Box of 50  capsules, 1.7ml each\n.i Gratia: Septocaine \n","Capsules"]
[null,"Local anaesthesia","New item","Mepivacaine  Hydrochloride 3% Local Anaesthetic without vasoconstrictorAnaesthetic,Box with 50  capsules, 1.7ml each                                            .i Gratia: Scandonest 3% plain             ","Capsules"]
[null,"Cavity Liners and Bases","Pulp protector, dental: calcium hydroxide liner, high strength, acid resistant, paste set\r\nSet: 1 tube base 13 g, 1 tube catalyst 11 g, 1 mixing pad\r\n.i gratia: Dentsply - Dycal\r\nICN: 18-970-4810 SE","Pulp protector, dental: calcium hydroxide liner, high strength, acid resistant, paste set\nSet: 1 tube base 13 g, 1 tube catalyst 11 g, 1 mixing pad\n.i gratia: Dentsply - Dycal\n","Set"]
[null,"Cavity Liners and Bases","Pulp protector, dental: calcium hydroxide liner and base material, light activated, fluoride, release, high strength, acid resistant kit\r\nKit: 2 denTine colour prefilled syringes 1,2 cc each, 2 opaque white colour prefilled syringes 1.2 cc each, 20 black micro tips, 20 black mini tips\r\n.i gratia: Ultradent-Ultra-Blend Plus (UP0415) \r\nICN: 18-026-7581 KT","Pulp protector, dental: calcium hydroxide liner and base material, light activated, fluoride, release, high strength, acid resistant kit\nKit: 2 denTine colour prefilled syringes 1,2 cc each, 2 opaque white colour prefilled syringes 1.2 cc each, 20 black micro tips, 20 black mini tips\n.i gratia: Ultradent-Ultra-Blend Plus (UP0415) \n","Kit"]
[null,"Cavity Liners and Bases","Pulp protector, dental: calcium hydroxide liner and base material, light activated, fluoride release, high strength, acid resistant, denTine colour refill syringe, 4 prefilled syringes 1 ,2 cc, kit\r\n.i gratia: Ultradent-Ultra-Blend Plus (UP0416)\r\nICN: 18-026-7582 KT","Pulp protector, dental: calcium hydroxide liner and base material, light activated, fluoride release, high strength, acid resistant, denTine colour refill syringe, 4 prefilled syringes 1 ,2 cc, kit\n.i gratia: Ultradent-Ultra-Blend Plus (UP0416)\n","Kit"]
[null,"Cavity Liners and Bases","Pulp protector, dental calcium hydroxide liner and base material, light activated, fluoride release, high strength, acid resistant, opaque white colour refill syringe, 4 Prefilled syringes 1 ,2 cc, kit\r\n.i Gratia: Ultradent-Ultra-Blend Plus (UP0417) \r\nICN: 18-026-7853 KT ","Pulp protector, dental calcium hydroxide liner and base material, light activated, fluoride release, high strength, acid resistant, opaque white colour refill syringe, 4 Prefilled syringes 1 ,2 cc, kit\n.i Gratia: Ultradent-Ultra-Blend Plus (UP0417) \n","Kit"]
[null,"Applicator Tips","Tip, applicator brush, dental: micro tips, 1 container 20 pieces\r\n.i gratia: Ultradent-Black Micro Tips (UP0190)\r\nICN: 18-026-7842 CO","Tip, applicator brush, dental: micro tips, 1 container 20 pieces\n.i gratia: Ultradent-Black Micro Tips (UP0190)\n","Container"]
[null,"Applicator Tips","Tip, applicator brush, dental: mini tips, 1 container 20  pieces\r\n.i Gratia: Ultradent-Black Mini Tips (UP0196)\r\nICN:18-026-7841 CO","Tip, applicator brush, dental: mini tips, 1 container 20  pieces\n.i Gratia: Ultradent-Black Mini Tips (UP0196)\n","Container"]
[null,"Cavity Liners and Bases","Cement Kit, glass ionomer, dental: liner, visible light cured, powder and liquid set: Set- 1 bottle powder 9 g, 1 bottle liquid 5,5 ml, 1 mixing spoon, mixing pads \r\n.i Gratia: 3M-Vitrebond (7510T)\r\nICN: 18-970-9869 SE. Item RT296-02-007 to RT296-02-009 will be awarded as a series   ","Cement Kit, glass ionomer, dental: liner, visible light cured, powder and liquid set: Set- 1 bottle powder 9 g, 1 bottle liquid 5,5 ml, 1 mixing spoon, mixing pads \n.i Gratia: 3M-Vitrebond (7510T)\nItem RT296-02-007 to RT296-02-009 will be awarded as a series   ","Set"]
[null,"Cavity Liners and Bases","Powder, glass ionomer restorative dental: liner, visible light cured, powder refill: 1 Bottle powder 9 g, 1 mixing spoon\r\n.i Gratia: 3M - Vitrebond (7512P)\r\nICN: 18-026-7857 BT","Powder, glass ionomer restorative dental: liner, visible light cured, powder refill: 1 Bottle powder 9 g, 1 mixing spoon\n.i Gratia: 3M - Vitrebond (7512P)\n","Bottle"]
[null,"Cavity Liners and Bases","Liquid, glass ionomer restorative, dental: liner visible light cured, liquid refil,  1 Bottle liquid 5,5 ml \r\n.i Gratia: 3M - Vitrebond (7512L)\r\nICN: 18-026-7855 BT","Liquid, glass ionomer restorative, dental: liner visible light cured, liquid refil,  1 Bottle liquid 5,5 ml \n.i Gratia: 3M - Vitrebond (7512L)\n","Bottle"]
[null,"Cement","Cement, glass ionomer, dental: resin, luTing cement: Set- 1 bottle powder 16 g, 1 bottle liquid 15 ml, 1 spoon and 2 mixing pads \r\n.i Gratia: 3M - Rely -X  LuTing Cement (3505)\r\nICN:18-017-5549 SE. Item RT 266-02-010 to RT296-02-012 will be awarded as a series","Cement, glass ionomer, dental: resin, luTing cement: Set- 1 bottle powder 16 g, 1 bottle liquid 15 ml, 1 spoon and 2 mixing pads \n.i Gratia: 3M - Rely -X  LuTing Cement (3505)\nItem RT 266-02-010 to RT296-02-012 will be awarded as a series","Set"]
[null,"Cement","Powder, dental: glass ionomer/resin, luTing cement,  1 bottle powder 16 g \r\n.i Gratia: 3M - Rely X LuTing Cement (3505P)\r\nICN: 18-026-7889 BT","Powder, dental: glass ionomer/resin, luTing cement,  1 bottle powder 16 g \n.i Gratia: 3M - Rely X LuTing Cement (3505P)\n","Bottle"]
[null,"Cement","Liquid,  dental: glass ionomer/resin, luTing cement, 1 bottle liquid 15 ml\r\n.i Gratia: 3M - Rely X LuTing Cement (3505L)\r\nICN: 18-026-7887 BT","Liquid,  dental: glass ionomer/resin, luTing cement, 1 bottle liquid 15 ml\n.i Gratia: 3M - Rely X LuTing Cement (3505L)\n","Bottle"]
[null,null,"Gutta Percha, sticks, 1 Box, 250 g \r\n.i Gratia: GC\r\nICN:18-970-2531 BX","Gutta Percha, sticks, 1 Box, 250 g \n.i Gratia: GC\n","Box"]
[null,"Cement","Cement, polycarboxylate, dental: liner/final cement, anhydrous type, powder set \r\nSet- 1 bottle powder 30 g, 1 water dispenser, 1 powder measure, 1 mixing pad \r\n.i Gratia: Dentsply - Poly F-Plus (611.18.000)\r\nICN: 18-970-2259 SE","Cement, polycarboxylate, dental: liner/final cement, anhydrous type, powder set \nSet- 1 bottle powder 30 g, 1 water dispenser, 1 powder measure, 1 mixing pad \n.i Gratia: Dentsply - Poly F-Plus (611.18.000)\n","Set"]
[null,"Cement","Cement, resin, dental: aesthetic resin cement with minimum of 4 shades complete kit, Kit I (Operatory) and Kit ll (Try-in) \r\n.i: Calibra, Dentsply De Trey \r\nICN: 18-096-4958 KT. Item RT296-02-015 to RT296-02-023 will be awarded as a series.","Cement, resin, dental: aesthetic resin cement with minimum of 4 shades complete kit, Kit I (Operatory) and Kit ll (Try-in) \n.i: Calibra, Dentsply De Trey \nItem RT296-02-015 to RT296-02-023 will be awarded as a series.","Kit"]
[null,"Cement","Cement, resin, dental: Aesthetic resin cement refill paste, base dark, syringe, 1 syringe 2 g \r\n.i Gratia: Calibra, Dentsply De Trey (607063)\r\nICN:18-096-5032 EA","Cement, resin, dental: Aesthetic resin cement refill paste, base dark, syringe, 1 syringe 2 g \n.i Gratia: Calibra, Dentsply De Trey (607063)\n","Syringe"]
[null,"Cement","Cement, resin, dental: Aesthetic resin cement refill paste, base light, syringe, 1 syringe 2 g \r\n.i Gratia: Calibra, Dentsply De Trey (607061)\r\nICN: 18-096-5035 EA","Cement, resin, dental: Aesthetic resin cement refill paste, base light, syringe, 1 syringe 2 g \n.i Gratia: Calibra, Dentsply De Trey (607061)\n","Syringe"]
[null,"Cement","Cement, resin, dental: Aesthetic resin cement refill paste, base medium, syringe, 1 syringe 2 g \r\n.i Gratia: Calibra, Dentsply De Trey (607062)\r\nICN:18-096-5033 EA","Cement, resin, dental: Aesthetic resin cement refill paste, base medium, syringe, 1 syringe 2 g \n.i Gratia: Calibra, Dentsply De Trey (607062)\n","Syringe"]
[null,"Cement","Cement, resin, dental: Aesthetic resin cement refill paste, base opaque, syringe, 1 syringe 2 g \r\n.i Gratia: Calibra, Dentsply DeTrey (607065)\r\nICN: 18-096-5030 EA","Cement, resin, dental: Aesthetic resin cement refill paste, base opaque, syringe, 1 syringe 2 g \n.i Gratia: Calibra, Dentsply DeTrey (607065)\n","Syringe"]
[null,"Cement","Cement, resin, dental: Aesthetic resin cement refill paste, base translucent, syringe: 1 syringe 2 g \r\n.i Gratia: Calibra, Denstsply DeTrey (607064)\r\nICN: 18-096-5031 EA","Cement, resin, dental: Aesthetic resin cement refill paste, base translucent, syringe: 1 syringe 2 g \n.i Gratia: Calibra, Denstsply DeTrey (607064)\n","Syringe"]
[null,"Cement","Cement, resin, dental: Aesthetic resin cement refill paste, catalyst high viscosity, syringe, 1 syringe 2 g \r\n.i Gratia: Calibra, Dentsply DeTrey (607069)\r\nICN: 18-096-5028 EA","Cement, resin, dental: Aesthetic resin cement refill paste, catalyst high viscosity, syringe, 1 syringe 2 g \n.i Gratia: Calibra, Dentsply DeTrey (607069)\n","Syringe"]
[null,"Cement","Cement, resin, dental: Aesthetic resin cement refill paste, catalyst regular viscosity, syringe, 1 syringe 2 g .i Gratia: Calibra, Dentsply DeTrey (607068)\r\nICN:18-096-5029 EA","Cement, resin, dental: Aesthetic resin cement refill paste, catalyst regular viscosity, syringe, 1 syringe 2 g .i Gratia: Calibra, Dentsply DeTrey (607068)\n","Syringe"]
[null,"Cement","Cement, resin, dental: Aesthetic resin cement refill silane coupling agent, syringe and applicator needles, 1 syringe 3 ml, 25 applicator needles\r\n.i, Dentsply DeTrey (607080)\r\nICN: 18-176-1735 BX","Cement, resin, dental: Aesthetic resin cement refill silane coupling agent, syringe and applicator needles, 1 syringe 3 ml, 25 applicator needles\n.i, Dentsply DeTrey (607080)\n","Box"]
[null,"Cement","Cement, resin, dental: final cement, two paste system \n.i Gratia: 3M - Rely X Universal . Item RT296-02-024ME to RT296-02-026ME  and RT296-02-258ME will be awarded as a series.\nICN: 18-026-7795 KT","Cement, resin, dental: final cement, two paste system \n.i Gratia: 3M - Rely X Universal . \nItem RT296-02-024ME to RT296-02-026ME will be awarded as a series.\n","Each"]
[null,"Cement","Cement, resin, dental: final cement two paste system (composed of BIS-GMA and TEGMDA and zircornia\\silicone filler) refills \n.i Gratia: 3M - Rely X Universal \nICN: RT296-0002 BX","Cement, resin, dental: final cement two paste system (composed of BIS-GMA and TEGMDA and zircornia\\silicone filler) refills \n.i Gratia: 3M - Rely X Universal \n","Each"]
[null,"Cement","Cement,resin,dental:Final cement two paste system (Composed of BIS - GMA and TEGMDA and Zirconia / Silica Filler) Refills\n.i Gratia: 3M - Rely X Universal \nICN: RT-296-003 BX","Cement,resin,dental:Final cement two paste system (Composed of BIS - GMA and TEGMDA and Zirconia / Silica Filler) Refills\n.i Gratia: 3M - Rely X Universal \n","Each"]
[null,"Cement","New item","Resin, Dental Cement,dental: Dual Cure, Dental Crowns, Shade A2, Adhesive 1x1.5ml Bottle, cement 1x8.5g syringe,Etchant 1x3ml syringe,25x dispensing tips,50*microbrushes, 10x regular mixing tips, 5xwide mixing tips,5x intra oral tips. .ia Gratia: RelyX Ultimate","Kit"]
[null,"Cement","New item","Resin, Dental Cement,dental: Dual Cure, Dental Crowns, Shade Translucent, Adhesive 1x1.5ml Bottle, cement 1x8.5g syringe,Etchant 1x3ml syringe,25x dispensing tips,50xmicrobrushes, 10x regular mixing tips, 5x wide mixing tips,5x intra oral tips..ia Gratia: RelyX Ultimate","Kit"]
[null,"Cement","New item","Resin, Dental Cement,dental: Dual Cure, Dental Crowns, Shade Translucent, Refill, 1x8.5g syringe. Exaplia Gratia: Rely X Ultimate","Syringe"]
[null,"Cement","New item","Resin, Dental Cement,dental: Dual Cure, Dental Crowns, Shade A1, Refill, 1x8.5g syringe.Exaplia Gratia: Rely X Ultimate","Syringe"]
[null,"Cement","New item","Resin, Dental Cement,dental: Dual Cure, Dental Crowns, Shade A2, Refill, 1x8.5g syringe.Exaplia Gratia: Rely X Ultimate","Syringe"]
[null,"Cement","New item","Resin, Dental Cement,dental: Dual Cure, Dental Crowns, Shade Bleach, Refill, 1x8.5g syringe.Exaplia Gratia: Rely X Ultimate","Syringe"]
[null,"Cement","New item","Resin, Dental Cement,dental: Dual Cure, Dental Crowns, Shade A1, Adhesive 1x1.5ml Bottle, cement 1x8.5g syringe,Etchant 1x3ml syringe,25xdispensing tips,50xmicrobrushes, 10x regular mixing tips, 5x wide mixing tips,5xintra oral tips","Kit"]
[null,"Cement","New item","Cement, Dual Cure, Resin,Dental:Dental Crowns, Shade A2,Cement  5ml*1 syringe,1*5ml bottle Bon, 1*5ml Primer, Automix Tips *20, Disposable Dispensing Dish, Disposable Applicators","Kit"]
[null,"Cement","New item","Cement, Dual Cure, Resin,Dental:Dental Crowns, Shade A1,Cement  5ml*1 syringe,1*5ml bottle Bon, 1*5ml Primer, Automix Tips *20, Disposable Dispensing Dish, Disposable Applicators, .i Gratia:G-CEM Linkforce","Kit"]
[null,"Cement","New item","Cement, Dual Cure, Resin,Dental:Dental Crowns, Shade Translucent,Cement  5ml*1 syringe,1*5ml bottle Bon, 1*5ml Primer, Automix Tips *20, Disposable Dispensing Dish, Disposable Applicators","Kit"]
[null,"Provisional Crown and Bridge material","New item","Resin, restorative, dental: temporary fillings and inlay, light cured, polyester urethane dimethacrylate, standard pack, 3 Syringes 3 g each\n.i Gratia: Vivadent - Fermit\n","Pack"]
[null,"Provisional Crown and Bridge material","Resin, restorative, dental temporary filling mateiral, light cured: 1 Box 7,5 g, 30 compules 0,25 g each (Caulk) - T.E.R.M.\n","Resin, restorative, dental temporary filling mateiral, light cured: 1 Box 7,5 g, 30 compules 0,25 g each (Caulk) - T.E.R.M.\n","box"]
[null,"Provisional Crown and Bridge material","Resin restorative,dental: C & B Material, Refill A1\n1 Cartridge 76g & 20 Mixing Tips\n.i Gratia: Integrity Refil A1 (666210)\n","Resin restorative,dental: C & B Material, Refill A1\n1 Cartridge 76g & 20 Mixing Tips\n.i Gratia: Integrity Refil A1 (666210)\n","Box"]
[null,"Provisional Crown and Bridge material","Resin restorative, dental: C&B Material, Refill A2\r\n1 Cartridge 76g and 20 Mixing Tips\r\n.i Gratia: Integrity Refill A2 (666220)\r\nICN: 6520-18-182-0292 BX","Resin restorative, dental: C&B Material, Refill A2\n1 Cartridge 76g and 20 Mixing Tips\n.i Gratia: Integrity Refill A2 (666220)\n","Box"]
[null,"Provisional Crown and Bridge material","Resin Restorative, dental C&B Material, refill A3.  1 Cartridge 76g and 20 mixing tips                                     \n.i grata:   Integrity refill A3                                                                                                                                  ICN:","Resin Restorative, dental C&B Material, refill A3.  1 Cartridge 76g and 20 mixing tips                                     \n.i grata:   Integrity refill A3                                                                                                                                 ","Set"]
[null,"Provisional Crown and Bridge material","Resin restorative, dental: C&B Material, Refill A3.5\r\n1 Cartridge 76g and 20 Mixing Tips\r\n.i Gratia: Integrity Refill A3.5 (666230)\r\nICN: 6520-18-182-0310 BX","Resin restorative, dental: C&B Material, Refill A3.5\n1 Cartridge 76g and 20 Mixing Tips\n.i Gratia: Integrity Refill A3.5 (666230)\n","Box"]
[null,"Provisional Crown and Bridge material","Resin restorative, dental: C&B Material, Refill B1\r\n1 Cartridge 76g and 20 Mixing Tips\r\n.i Gratia: Integrity Refill B1 (666240)\r\nICN: 6520-18-182-0307 BX","Resin restorative, dental: C&B Material, Refill B1\n1 Cartridge 76g and 20 Mixing Tips\n.i Gratia: Integrity Refill B1 (666240)\n","Box"]
[null,"Provisional Crown and Bridge material","Resin restorative, dental: C&B Material, Refill Bleach White\n1 Cartridge 76g and 20 Mixing Tips\n.i Gratia: Integrity Refill Bleach White (666245)\nICN: 6520-18-182-0287 BX","Resin restorative, dental: C&B Material, Refill Bleach White\n1 Cartridge 76g and 20 Mixing Tips\n.i Gratia: Integrity Refill Bleach White (666245)\n","Box"]
[null,"Cement","Cement, zinc oxide and eugenol, dental intermediate restorative, polymer reinforcement. colour ivory , powder and liquid set, \nSet- 1 bottle powder 38 g, 1 bottle liquid 14 ml, 1 dispenser, 1 scoop \n.i Gratia: Dentsply -I.R.M. \nICN: 18-970-5396 SE ","Cement, zinc oxide and eugenol, dental intermediate restorative, polymer reinforcement. colour ivory , powder and liquid set, \nSet- 1 bottle powder 38 g, 1 bottle liquid 14 ml, 1 dispenser, 1 scoop \n.i Gratia: Dentsply -I.R.M. \n","Set"]
[null,"Cement","New item","Cement, zinc oxide and eugenol, dental intermediate restorative, polymer reinforcement. colour ivory , powder\nSet- 1 bottle powder 38 g  \n.i Gratia: Dentsply -I.R.M. \n","Set"]
[null,"Cement","New item","Cement, zinc oxide and eugenol, dental intermediate restorative, polymer reinforcement. colour ivory liquid  \n1 bottle liquid 14 ml\n.i Gratia: Dentsply -I.R.M. \n","Bottle"]
[null,"Cement","Cement, zinc oxide and eugenol, dental lining/temporary restorative, powder and liquid , set, high compressive strength,\r\nSet- 1 bottle powder 40 g, 1 bottle liquid 15 ml\r\n.i Gratia: Dentsply - Kalzinol\r\nICN: 18-970-2489 SE","Cement, zinc oxide and eugenol, dental lining/temporary restorative, powder and liquid , set, high compressive strength,\nSet- 1 bottle powder 40 g, 1 bottle liquid 15 ml\n.i Gratia: Dentsply - Kalzinol\n","Set"]
[null,"Cement","New item","Cement, zinc oxide and eugenol, dental lining/temporary restorative, powder and liquid , set, high compressive strength,\n1 bottle powder 40 g\n.i Gratia: Dentsply - Kalzinol\n","Bottle"]
[null,"Cement","New item","Cement, zinc oxide and eugenol, dental lining/temporary restorative, powder and liquid , set, high compressive strength,\n1 bottle liquid 15 ml\n.i Gratia: Dentsply - Kalzinol\n","Bottle"]
[null,"Cement","Cement, zinc oxide and eugenol, dental: temporary cement, set\r\nSet- 1 tube base 50 g, 1 tube accelerator 50 g\r\n.i Gratia: Kerr-Tempbond\r\nICN: 18-970-5100 SE","Cement, zinc oxide and eugenol, dental: temporary cement, set\nSet- 1 tube base 50 g, 1 tube accelerator 50 g\n.i Gratia: Kerr-Tempbond\n","Set"]
[null,"Cement","Cement, zinc oxide, dental: Temporary Non-eugenol Cement, set\r\nSet- 1 tube Base 50g, 1 tube Accelerator 15g\r\n.i Gratia: Kerr-Tempbond Non Eugenol\r\nICN:18-970-5684 SE","Cement, zinc oxide, dental: Temporary Non-eugenol Cement, set\nSet- 1 tube Base 50g, 1 tube Accelerator 15g\n.i Gratia: Kerr-Tempbond Non Eugenol\n","Set"]
[null,"Cement","Cement, zinc phosphate, Dental: Final Cement, Fine Grain, Powder and Liquid set, \r\nSet- 1 bottle powder 90g, 1 Bottle Liquid 30ml\r\n.i Gratia: Tenet\r\nICN:18-970-5686 SE","Cement, zinc phosphate, Dental: Final Cement, Fine Grain, Powder and Liquid set, \nSet- 1 bottle powder 90g, 1 Bottle Liquid 30ml\n","Set"]
[null,"Restorative material","Silver alloy powder and mercury capsule, mixing, dental: amalgam, dispersed phase, admixed, non gamma 2 capsules, 1 spill regular set: \r\n1 Box 50 pieces, 400 mg each\r\n.i Gratia : Dentsply- Dispersalloy\r\nICN: 18-970-5636 BX","Silver alloy powder and mercury capsule, mixing, dental: amalgam, dispersed phase, admixed, non gamma 2 capsules, 1 spill regular set: \n1 Box 50 pieces, 400 mg each\n.i Gratia : Dentsply- Dispersalloy\n","Box"]
[null,"Restorative material","Silver alloy powder and mercury capsule, mixing, dental: amalgam, dispersed phase, admixed, non gamma 2 capsules, 2 spill regular set\r\n1 Box 50 pieces, 600 mg each \r\n.i Gratia: Dentsply -Dispersalloy\r\nICN: 18-970-5637 BX","Silver alloy powder and mercury capsule, mixing, dental: amalgam, dispersed phase, admixed, non gamma 2 capsules, 2 spill regular set\n1 Box 50 pieces, 600 mg each \n.i Gratia: Dentsply -Dispersalloy\n","Box"]
[null,"Restorative material","Glass ionomer, restorative, dental: posterior restorations, primary teeth restorations, core build-up, capsule introductory kit \nIntroductory pack .  Item RT296-02-043ME to RT296-02-050ME will be awarded as a series.\n.i Gratia: Epse-Ketac-Molar  -Quick Aplicap (56368)\nICN: 18-095-2333 SE","Glass ionomer, restorative, dental: posterior restorations, primary teeth restorations, core build-up, capsule introductory kit \nIntroductory pack .  Item RT296-02-043ME to RT296-02-050ME will be awarded as a series.\n.i Gratia: Epse-Ketac-Molar  -Quick Aplicap (56368)\n","Kit"]
[null,"Restorative material","Glass ionomer, restorative, dental: posterior restorations, primary teeth restorations, core build-up,refill colour A2 capsules \r\nBox of 20 capsules \r\n.i Gratia: Ketac Molar Quick Applicap Refill A2 (56361)\r\nICN: 6520-18-188-1521 BX","Glass ionomer, restorative, dental: posterior restorations, primary teeth restorations, core build-up,refill colour A2 capsules \nBox of 20 capsules \n.i Gratia: Ketac Molar Quick Applicap Refill A2 (56361)\n","Box"]
[null,"Restorative material","Glass ionomer, restorative, dental: posterior restorations, primary teeth restorations, core build-up,refill colour A3 capsules \r\nBox of 20 capsules \r\n.i Gratia: Ketac Molar Quick Applicap Refill A3 (56360)\r\nICN: 6520-18-188-1524 BX","Glass ionomer, restorative, dental: posterior restorations, primary teeth restorations, core build-up,refill colour A3 capsules \nBox of 20 capsules \n.i Gratia: Ketac Molar Quick Applicap Refill A3 (56360)\n","Box"]
[null,"Restorative material","Glass ionomer,restorative,dental: Atraumatic Restorative Treatment, Chemical Cured Set,   Colour A2 capsules\r\nBox of 50 capsules\r\n.i Gratia: GC - Fuji IX GP (000166)\r\nICN: 6520-18-187-6125 BX","Glass ionomer,restorative,dental: Atraumatic Restorative Treatment, Chemical Cured Set,   Colour A2 capsules\nBox of 50 capsules\n.i Gratia: GC - Fuji IX GP (000166)\n","Box"]
[null,"Restorative material","Glass ionomer,restorative,dental: Atraumatic Restorative Treatment, Chemical Cured Set,  Colour A3, capsules\r\nBox of 50 capsules \r\n.i Gratia: GC - Fuji IX GP (000167)\r\nICN: 6520-18-179-2048 BX","Glass ionomer,restorative,dental: Atraumatic Restorative Treatment, Chemical Cured Set,  Colour A3, capsules\nBox of 50 capsules \n.i Gratia: GC - Fuji IX GP (000167)\n","Box"]
[null,"Restorative material","Glass ionomer,restorative,dental: Atraumatic Restorative Treatment, Chemical Cured Set, Colour A3.5, capsules\r\nBox of 50 capsules\r\n.i Gratia: GC - Fuji IX GP (000168)\r\nICN: RT-296-0013 BX","Glass ionomer,restorative,dental: Atraumatic Restorative Treatment, Chemical Cured Set, Colour A3.5, capsules\nBox of 50 capsules\n.i Gratia: GC - Fuji IX GP (000168)\n","Box"]
[null,"Restorative material","Glass ionomer,restorative,dental: Atraumatic Restorative Treatment, Chemical Cured Set,  Colour B2, capsules \r\nBox of 50 capsules\r\n.i Gratia: GC - Fuji IX GP (000169)\r\nICN:RT-296-0014 BX","Glass ionomer,restorative,dental: Atraumatic Restorative Treatment, Chemical Cured Set,  Colour B2, capsules \nBox of 50 capsules\n.i Gratia: GC - Fuji IX GP (000169)\n","Box"]
[null,"Restorative material","Glass ionomer,restorative,dental: Atraumatic Restorative Treatment, Chemical Cured Set,  Colour B3, capsules \r\nBox of 50 capsules\r\n.i Gratia: GC - Fuji IX GP (000170) \r\nICN: RT-296-0015 BX","Glass ionomer,restorative,dental: Atraumatic Restorative Treatment, Chemical Cured Set,  Colour B3, capsules \nBox of 50 capsules\n.i Gratia: GC - Fuji IX GP (000170) \n","Box"]
[null,"Restorative material","Glass ionomer,restorative,dental: Atraumatic Restorative Treatment, Chemical Cured Set,  Colour C4, capsules \r\nBox of 50 capsules\r\n.i Gratia: GC - Fuji IX GP (000171) \r\nICN: RT-296-0016 BX","Glass ionomer,restorative,dental: Atraumatic Restorative Treatment, Chemical Cured Set,  Colour C4, capsules \nBox of 50 capsules\n.i Gratia: GC - Fuji IX GP (000171) \n","Box"]
[null,"Restorative material","Cement kit, glass ionomer, dental tri-cure, core build-up, restorative or Pedo, introductory kit\nKit -6 x 5 g vial powder (A3, A4, C2, Paedo, Blue), 2 x 8 ml vial liquid, 6,5 ml vial primer, 6,5 ml vial finishing gloss, mixing well, shadeguide, 50 delivery tips and pistons, brush handle and tips, mix pads, spoon, instructions, technique \n.i Gratia: 3M - Vitremer (3303  I)\nICN: 18-008-3396 KT. \nItem RT296-02-052 to RT296-02-065 will be awarded as a series","Kit, glass ionomer, dental tri-cure, core build-up, restorative or Pedo, introductory kit\nKit -6 x 5 g vial powder (A3, A4, C2, Paedo, Blue), 2 x 8 ml vial liquid, 6,5 ml vial primer, 6,5 ml vial finishing gloss, mixing well, shadeguide, 50 delivery tips and pistons, brush handle and tips, mix pads, spoon, instructions, technique \n.i Gratia: 3M - Vitremer (3303  I)\nItem RT296-02-052 to RT296-02-065 will be awarded as a series","Kit","Cement removed"]
[null,"Restorative material","Shade powder, glass ionomer restorative, dental:tri-cure, A3 powder refill and spoon\r\n1 Bottle 9 g, 1 spoon \r\n.i Gratia: 3M -Vitremer (3303 A3)\r\nICN: 18-015-7538 BT","Shade powder, glass ionomer restorative, dental:tri-cure, A3 powder refill and spoon\n1 Bottle 9 g, 1 spoon \n.i Gratia: 3M -Vitremer (3303 A3)\n","Bottle"]
[null,"Restorative material","Shade powder, glass ionomer restorative, dental: tri-cure, A3.5  powder refill and spoon\r\n1 Bottle 9 g, 1 spoon \r\n.i Gratia: 3M -Vitremer (3303 A3.5)\r\nICN: 18-015-7567 BT","Shade powder, glass ionomer restorative, dental: tri-cure, A3.5  powder refill and spoon\n1 Bottle 9 g, 1 spoon \n.i Gratia: 3M -Vitremer (3303 A3.5)\n","Bottle"]
[null,"Restorative material","Shade powder, restorative, dental: tri-cure, A4  powder refill and spoon\r\n1 Bottle 9 g, 1 spoon \r\n.i Gratia: 3M -Vitremer (3303 A4)\r\nICN:18-015-7570 BT","Shade powder, restorative, dental: tri-cure, A4  powder refill and spoon\n1 Bottle 9 g, 1 spoon \n.i Gratia: 3M -Vitremer (3303 A4)\n","Bottle"]
[null,"Restorative material","Shade powder, restorative, dental:tri-cure, B2  powder refill and spoon\r\n1 Bottle 9 g, 1 spoon \r\n.i Gratia: 3M -Vitremer (3303 B2)\r\nICN: 18-015-7572 BT","Shade powder, restorative, dental:tri-cure, B2  powder refill and spoon\n1 Bottle 9 g, 1 spoon \n.i Gratia: 3M -Vitremer (3303 B2)\n","Bottle"]
[null,"Restorative material","Shade powder, restorative, dental: tri-cure, B3 powder refill and spoon,\r\n1 Bottle 9 g, 1 spoon\r\n.i Gratia: 3M - Vitremer (3303 B3)\r\nICN:18-015-7574 BT","Shade powder, restorative, dental: tri-cure, B3 powder refill and spoon,\n1 Bottle 9 g, 1 spoon\n.i Gratia: 3M - Vitremer (3303 B3)\n","Bottle"]
[null,"Restorative material","Shade powder, restorative, dental: tri-cure, Blue powder refill and spoon \r\n1 Bottle 9 g, 1 spoon\r\n.i Gratia: 3M - Vitremer (3303 B)\r\nICN: 18-015-7588 BT","Shade powder, restorative, dental: tri-cure, Blue powder refill and spoon \n1 Bottle 9 g, 1 spoon\n.i Gratia: 3M - Vitremer (3303 B)\n","Bottle"]
[null,"Restorative material","Shade powder, restorative, dental: tri-cure, C2 powder refill and spoon \r\n1 Bottle 9 g, 1 spoon\r\n.i Gratia: 3M - Vitremer (3303 C2)\r\nICN:18-015-7577 BT","Shade powder, restorative, dental: tri-cure, C2 powder refill and spoon \n1 Bottle 9 g, 1 spoon\n.i Gratia: 3M - Vitremer (3303 C2)\n","Bottle"]
[null,"Restorative material","Shade powder, glass ionomer restorative, dental: tri-cure, C4 powder refill and spoon \r\n1 Bottle 9 g, 1 spoon\r\nExempli Gratia: 3M - Vitremer (3303 C4)\r\nICN: 18-015-7580 BT","Shade powder, glass ionomer restorative, dental: tri-cure, C4 powder refill and spoon \n1 Bottle 9 g, 1 spoon\nExempli Gratia: 3M - Vitremer (3303 C4)\n","Bottle"]
[null,"Restorative material","Shade powder,  restorative, dental: tri-cure, Pedo Powder Refilll and spoon \r\n1 Bottle 9 g, 1 spoon\r\n.i Gratia: 3M - Vitremer (3303 PEDO)\r\nICN:18-015-7582 BT","Shade powder,  restorative, dental: tri-cure, Pedo Powder Refilll and spoon \n1 Bottle 9 g, 1 spoon\n.i Gratia: 3M - Vitremer (3303 PEDO)\n","Bottle"]
[null,"Restorative material","Primer, restorative,dental:tri-cure, primer refill \r\n1 Bottle 6,5 ml\r\n.i Gratia: 3M - Vitremer (3303 P)\r\nICN:18-015-7616 BT","Primer, restorative,dental:tri-cure, primer refill \n1 Bottle 6,5 ml\n.i Gratia: 3M - Vitremer (3303 P)\n","Bottle"]
[null,"Restorative material","Liquid,  restorative, dental: tri-cure, liquid refill  \r\n1 Bottle 8 ml\r\n.i Gratia: 3M-Vitremer (3303 L)\r\nICN:18-015-7609 BT","Liquid,  restorative, dental: tri-cure, liquid refill  \n1 Bottle 8 ml\n.i Gratia: 3M-Vitremer (3303 L)\n","Bottle"]
[null,"Restorative material","Finishing gloss,  restorative, dental: tri-cure, finishing gloss refill \r\n1 Bottle 6,5 ml\r\n.i Gratia: 3M - Vitremer (3303 FG)\r\nICN:18-015-7625 BT","Finishing gloss,  restorative, dental: tri-cure, finishing gloss refill \n1 Bottle 6,5 ml\n.i Gratia: 3M - Vitremer (3303 FG)\n","Bottle"]
[null,"Applicator Tips","Tip, dental material dispenser: 3M Delivery Tips  with pistons\r\n1 Bag 50 pieces\r\n.i Gratia: 3M (3303 DT) .  \r\nICN: 18-015-4477 BG","Tip, dental material dispenser: 3M Delivery Tips  with pistons\n1 Bag 50 pieces\n.i Gratia: 3M (3303 DT) .  \n","Bag"]
[null,"Restorative material","Restorative, dental, compomer, flow intro \r\n.i Gratia: Dyract flow\r\nICN: 18-174-7312  KT. Item RT296-02-066 to RT 296-02-069 will be awarded as a series.","Restorative, dental, compomer, flow intro \n.i Gratia: Dyract flow\nItem RT296-02-066 to RT 296-02-069 will be awarded as a series.","Kit"]
[null,"Restorative material","Restorative, dental, compomer flow, shade A2, refill 2 syringes, 1ml ea and 25 applicator needles\r\n.i Gratia: Dyract flow Refill A2 (60604402)\r\nICN: 6520-18-182-0388 BX","Restorative, dental, compomer flow, shade A2, refill 2 syringes, 1ml ea and 25 applicator needles\n.i Gratia: Dyract flow Refill A2 (60604402)\n","Set"]
[null,"Restorative material","Restorative, dental: compomer, flow, shade A3, refill, 2 syringes, 1ml ea and 25 application needles. \r\n.i Gratia: Dyract flow refill A3 (60604403)\r\nICN:6520-18-182-0390 BX","Restorative, dental: compomer, flow, shade A3, refill, 2 syringes, 1ml ea and 25 application needles. \n.i Gratia: Dyract flow refill A3 (60604403)\n","Set"]
[null,"Restorative material","Restorative, dental: compomer, flow shade A4, 2 syringes, 1ml ea and 25 application needles. \r\n.i Gratia: Dyract flow refill A4 (60604404)\r\nICN: 6520-18-182-0393 BX","Restorative, dental: compomer, flow shade A4, 2 syringes, 1ml ea and 25 application needles. \n.i Gratia: Dyract flow refill A4 (60604404)\n","Set"]
[null,"Restorative material","Restorative, dental: compomer, compoglass flow  shade B1, \r\n2 syringes, 1ml each and 25 applicator needles \r\n.i Gratia: Dyract Flow, Refill B1 (60604405)\r\nICN: 6520-18-182-0396 BX","Restorative, dental: compomer, compoglass flow  shade B1, \n2 syringes, 1ml each and 25 applicator needles \n.i Gratia: Dyract Flow, Refill B1 (60604405)\n","Set"]
[null,"Restorative material","Restorative, dental: compomer, compoglass flow  shade C2, \r\n2 syringes, 1ml each and 25 applicator needles \r\n.i Gratia: Dyract Flow, Refill C2 (60604410)\r\nICN:6520-18-182-0398 BX","Restorative, dental: compomer, compoglass flow  shade C2, \n2 syringes, 1ml each and 25 applicator needles \n.i Gratia: Dyract Flow, Refill C2 (60604410)\n","Set"]
[null,"Restorative material","Restorative, dental: Ionomer-Resin compomer, Light cured, Compules, Refill, A2 Tips\r.\n15 Compules Tips 0.25 g each  (606.04.951)\r\nItem RT296-02-073 to RT296-02-079 will be awarded as a series\nICN:18-015-7628 BG","Restorative, dental: Ionomer-Resin compomer, Light cured, Compules, Refill, A2 Tips\n.15 Compules Tips 0.25 g each  (606.04.951)\nItem RT296-02-072 to RT296-02-078 will be awarded as a series\n","Set"]
[null,"Restorative material","Restorative, dental: Ionomer-Resin compomer, Light cured, Compules,  Refill, A3 Tips\r\n15 Compule Tips, 0.25g each\r\n.i Gratia: Dentsply-Dyract eXtra  (606.04.952)\r\nItem RT296-02-073 to RT296-02-079 will be awarded as a series\nICN:18-015-7629 BG","Restorative, dental: Ionomer-Resin compomer, Light cured, Compules,  Refill, A3 Tips\n15 Compule Tips, 0.25g each\n.i Gratia: Dentsply-Dyract eXtra  (606.04.952)\n","Set"]
[null,"Restorative material","Restorative, dental: Ionomer-Resin compomer, light cured, compules,  Refilll, A3.5 tips\r\n15 Compule tips 0,25 g each \r\n.i Gratia: Dentsply-Dyract eXtra (606.04.953)\r\nItem RT296-02-073    to RT296-02-079  will be awarded as a series\nICN: 18-031-5334 BG\r\n","Restorative, dental: Ionomer-Resin compomer, light cured, compules,  Refilll, A3.5 tips\n15 Compule tips 0,25 g each \n.i Gratia: Dentsply-Dyract eXtra (606.04.953)\n\n\n","Set"]
[null,"Restorative material","Restorative, dental: Ionomer-Resin compomer, light cured, compules, refill, A4 tips \r\n15 Compule tips 0,25 g each \r\nExempli Gratia: Dentsply-Dyract eXtra (606.04.954)\r\nItem RT296-02-073  to RT296-02-079 will be awarded as a series\nICN:18-015-7631 BG","Restorative, dental: Ionomer-Resin compomer, light cured, compules, refill, A4 tips \n15 Compule tips 0,25 g each \nExempli Gratia: Dentsply-Dyract eXtra (606.04.954)\n","Set"]
[null,"Restorative material","Restorative, dental: Ionomer-Resin compomer, light cured, compules, refill, B1 tips \r\n15 Compule tips 0,25 g each \r\n.i Gratia: Dentsply-Dyract eXtra (606.04.955)\r\nItem RT296-02-073  to RT296-02-079 will be awarded as a series\nICN:18-015-7632  BG","Restorative, dental: Ionomer-Resin compomer, light cured, compules, refill, B1 tips \n15 Compule tips 0,25 g each \n.i Gratia: Dentsply-Dyract eXtra (606.04.955)\n","Set"]
[null,"Restorative material","Restorative, dental: Ionomer-Resin compomer, light cured, compules, refill, B3 tips \r\n15 Compule tips 0,25 g each\r\nExempli Gratia: Dentsply-Dyract eXtra (606.04.956)\r\nItem RT296-02-073  to RT296-02-079  will be awarded as a series\nICN:18-015-7634 BG","Restorative, dental: Ionomer-Resin compomer, light cured, compules, refill, B3 tips \n15 Compule tips 0,25 g each\nExempli Gratia: Dentsply-Dyract eXtra (606.04.956)\n","Set"]
[null,"Restorative material","Restorative, dental: Ionomer-Resin compomer, light cured, compules, refill, C2 tips\r\n15 Compule tips 0,25 g each \r\n.i Gratia: Dentsply-Dyract eXtra (606.04.957)\r\nItem RT296-02-073  to RT296-02-079  will be awarded as a series\nICN:18-015-7647 BG","Restorative, dental: Ionomer-Resin compomer, light cured, compules, refill, C2 tips\n15 Compule tips 0,25 g each \n.i Gratia: Dentsply-Dyract eXtra (606.04.957)\n","Set"]
[null,"Restorative material","Restorative dental: Compomer, glitter effect for deciduous teeth kit 40 x 0.25g caps in assorted colors, shade guide\n.i Gratia: Twinky Star VOCO (1680)\nICN NO.\nItem RT296-02-080 to RT296-02-090 will be awarded as a series.","Restorative dental: Compomer, glitter effect for deciduous teeth kit 40 x 0.25g caps in assorted colors, shade guide\n.i Gratia: Twinky Star VOCO (1680)\nItem RT296-02-079 to RT296-02-089 will be awarded as a series.","Kit"]
[null,"Restorative material","Restorative dental: Compomer, glitter effect for deciduous teeth: Shade Guide. \n.i Gratia: Twinky Star VOCO (1689)                                                                                                                      ICN NO.  ","Restorative dental: Compomer, glitter effect for deciduous teeth: Shade Guide. \n.i Gratia: Twinky Star VOCO (1689)                                                                                                                       ","Each "]
[null,"Restorative material","Restorative dental: Compomer, glitter effect for deciduous teeth: gold 25 x 0.25g caps. \n.i Gratia: Twinky Star VOCO (1681)                                                                                                                      ICN NO.","Restorative dental: Compomer, glitter effect for deciduous teeth: gold 25 x 0.25g caps. \n.i Gratia: Twinky Star VOCO (1681)                                                                                                                      ","Set"]
[null,"Restorative material","Restorative dental: Compomer, glitter effect for deciduous teeth: Silver 25 x 0.25g caps\n.i Gratia: Twinky Star VOCO (1682)                                                                                                                     ICN NO.","Restorative dental: Compomer, glitter effect for deciduous teeth: Silver 25 x 0.25g caps\n.i Gratia: Twinky Star VOCO (1682)                                                                                                                     ","Set"]
[null,"Restorative material","Restorative dental: Compomer, glitter effect for deciduous teeth: Blue 25 x 0.25g caps.\n.i Gratia: Twinky Star VOCO (1683)                                                                                                                                      ICN NO. ","Restorative dental: Compomer, glitter effect for deciduous teeth: Blue 25 x 0.25g caps.\n.i Gratia: Twinky Star VOCO (1683)                                                                                                                                      ","Set"]
[null,"Restorative material","Restorative dental: Compomer, glitter effect for deciduous teeth: Pink 25 x 0.25g caps.\n.i Gratia: Twinky Star VOCO (1684)                                                                                                                       ICN NO: ","Restorative dental: Compomer, glitter effect for deciduous teeth: Pink 25 x 0.25g caps.\n.i Gratia: Twinky Star VOCO (1684)                                                                                                                        ","Set"]
[null,"Restorative material","Restorative dental: Compomer, glitter effect for deciduous teeth: Green 25 x 0.25g caps \n.i Gratia: Twinky Star VOCO (1685)                                                                                                                                          ICN NO.","Restorative dental: Compomer, glitter effect for deciduous teeth: Green 25 x 0.25g caps \n.i Gratia: Twinky Star VOCO (1685)                                                                                                                                          ","Set"]
[null,"Restorative material","Restorative dental: Compomer, glitter effect for deciduous teeth: Orange 25 x 0.25 caps, \n.i Gratia: Twinky Star VOCO (1686)                                                                                                                                    ICN no: ","Restorative dental: Compomer, glitter effect for deciduous teeth: Orange 25 x 0.25 caps, \n.i Gratia: Twinky Star VOCO (1686)                                                                                                                                    ","Set"]
[null,"Restorative material","Restorative dental: Compomer, glitter effect for deciduous teeth: Lemon 25 x 0.25g caps                                                             \n.i Gratia: Twinky Star VOCO (1687)                                                                                                                                    ICN : ","Restorative dental: Compomer, glitter effect for deciduous teeth: Lemon 25 x 0.25g caps                                                             \n.i Gratia: Twinky Star VOCO (1687)                                                                                                                                    ","Set"]
[null,"Restorative material","Restorative dental: Compomer, flowable for deciduous teeth: blue ; 1 syringe 2g                                                              \n.i Gratia: Twinky Star VOCO (1693)                                                                                                                                    ICN : ","Restorative dental: Compomer, flowable for deciduous teeth: blue ; 1 syringe 2g                                                              \n.i Gratia: Twinky Star VOCO (1693)                                                                                                                                    ICN : ","Each"]
[null,"Restorative material","Restorative dental: Compomer, flowable for deciduous teeth: Pink ; 1 syringe 2g                                                              \n.i Gratia: Twinky Star VOCO (1694)                                                                                                                                    ICN : ","Restorative dental: Compomer, flowable for deciduous teeth: Pink ; 1 syringe 2g                                                              \n.i Gratia: Twinky Star VOCO (1694)                                                                                                                                    ICN : ","Each"]
[null,"Restorative material","Restorative, dental: Ionomer-Resin compomer, light cured, compules, refill, C3 tips \r\n15 Compule tips 0,25 g each \r\n.i Gratia: Dentsply-Dyract eXtra (606.04.958)\r\nICN:18-015-7649 BG. Item RT296-02-091 toRT296-02-094 will be awarded as a series","Restorative, dental: Ionomer-Resin compomer, light cured, compules, refill, C3 tips \n15 Compule tips 0,25 g each \n.i Gratia: Dentsply-Dyract eXtra (606.04.958)\nItem RT296-02-090 toRT296-02-093 will be awarded as a series","Set"]
[null,"Restorative material","Restorative, dental: Ionomer-Resin compomer, light cured, compules,  Refill, O-A2 tips\r\n15 Compule tips 0,25 g each\r\nExempli Gratia: Dentsply-Dyract eXtra (606.04.959)\r\n\nICN:18-031-5389 BG","Restorative, dental: Ionomer-Resin compomer, light cured, compules,  Refill, O-A2 tips\n15 Compule tips 0,25 g each\nExempli Gratia: Dentsply-Dyract eXtra (606.04.959)\n","Set"]
[null,"Restorative material","Restorative, dental: Ionomer-Resin compomer, light cured, compules,  Refill, O-B3 tips \r\n15 Compule tips 0,25 g each \r\nExempli Gratia: Dentsply-Dyract eXtra (606.04.960)\r\n\nICN:18-031-5392 BG","Restorative, dental: Ionomer-Resin compomer, light cured, compules,  Refill, O-B3 tips \n15 Compule tips 0,25 g each \nExempli Gratia: Dentsply-Dyract eXtra (606.04.960)\n\n","Set"]
[null,"Shade Guide","Guide, shade, teeth: shade guide for glass ionomer \r\n2 x Shade guides \r\n.i Gratia: Dentsply-Dyract eXtra (606.04.650)\r\n\nICN: 18-015-7656 EA","Guide, shade, teeth: shade guide for glass ionomer \n2 x Shade guides \n.i Gratia: Dentsply-Dyract eXtra (606.04.650)\n\n","Set"]
[null,"Restorative material","Resin, restorative dental glass fibre reinforce composite, complete kit.\r\n.i Gratia: Stick Bond Combi Kit (1002401)\r\nICN: 6520-18-185-8237 KT.  Item RT296-02-095 to RT296-02-105 will be awarded as a series. ","Resin, restorative dental glass fibre reinforce composite, complete kit.\n.i Gratia: Stick Bond Combi Kit (1002401)\n Item RT296-02-094 to RT296-02-104 will be awarded as a series. ","Kit"]
[null,"Restorative material","Resin, restorative dental glass fibre reinforce composite, refill size 0.9mm \r\n.i Gratia: Stick Bond Refill size 0.9mm (100109)\r\nICN: 6520-18-185-8238 BX","Resin, restorative dental glass fibre reinforce composite, refill size 0.9mm \n.i Gratia: Stick Bond Refill size 0.9mm (100109)\n","Box"]
[null,"Restorative material","Resin, restorative dental glass fibre reinforce composite, refill size 1.2mm \r\n.i Gratia: Stick Bond Refill size 1.2mm (100112)\r\nICN: 6520-18-185-9076 BX","Resin, restorative dental glass fibre reinforce composite, refill size 1.2mm \n.i Gratia: Stick Bond Refill size 1.2mm (100112)\n","Box"]
[null,"Restorative material","Resin, restorative dental glass fibre reinforce composite, refill size 1.5mm \r\n.i Gratia: Stick Bond Refill size 1.5mm (100115)\r\nICN: 6520-18-185-9091 BX","Resin, restorative dental glass fibre reinforce composite, refill size 1.5mm \n.i Gratia: Stick Bond Refill size 1.5mm (100115)\n","Box"]
[null,"Restorative material","Resin, restorative dental glass fibre reinforce composite uni-directional fibre strip for bridge frameworks\r\n.i Gratia: Stickbond (100230)\r\nICN: RT-296-0026 BX","Resin, restorative dental glass fibre reinforce composite uni-directional fibre strip for bridge frameworks\n.i Gratia: Stickbond (100230)\n","Box"]
[null,"Restorative material","Resin, restorative dental glass fibre reinforce composite uni-directional fibre strip for periodontal splinTing\r\n.i Gratia: Stickbond (100201)\r\nICN: RT-296-0027 BX","Resin, restorative dental glass fibre reinforce composite uni-directional fibre strip for periodontal splinTing\n.i Gratia: Stickbond (100201)\n","Box"]
[null,"Restorative material","Resin, restorative dental glass fibre reinforce composite bi-directional glass- fibre sheet\r\n.i Gratia: Stickbond (100002)\r\nICN: RT-296-0028 BX","Resin, restorative dental glass fibre reinforce composite bi-directional glass- fibre sheet\n.i Gratia: Stickbond (100002)\n","Box"]
[null,"Restorative material","Resin, restorative dental glass fibre reinforce composite uni-directional glass- fibre strip for permanent retainers\\space maintainers\r\n.i Gratia: Stickbond (100016)\r\nICN: 6520-18-185-9143 BX","Resin, restorative dental glass fibre reinforce composite uni-directional glass- fibre strip for permanent retainers\\space maintainers\n.i Gratia: Stickbond (100016)\n","Box"]
[null,"Restorative material","Resin, restorative dental glass fibre reinforce composite, resin for wetTing fibres.\n.i Gratia: Stickbond (100026)\nBottle (between 2ml to 5ml)\nICN:RT-296-0030 BT","Resin, restorative dental glass fibre reinforce composite, resin for wetTing fibres.\n.i Gratia: Stickbond (100026)\nBottle (between 2ml to 5ml)\n","Bottle"]
[null,"Restorative material","Resin, restorative dental glass fibre reinforce composite unwetted bi-directional glass fibre for indirect copings\r\n.i Gratia: Stickbond (100011)\r\nICN: RT-296-0031 BX","Resin, restorative dental glass fibre reinforce composite unwetted bi-directional glass fibre for indirect copings\n.i Gratia: Stickbond (100011)\n","Box"]
[null,"Restorative material","Resin, restorative dental: glass fibre reinforce composite unwetted uni-directional glass fibre strips for indirect bridge contruction.\r\n.i Gratia: Stickbond (100006)\r\nICN:RT-296-0032 BX","Resin, restorative dental: glass fibre reinforce composite unwetted uni-directional glass fibre strips for indirect bridge contruction.\n.i Gratia: Stickbond (100006)\n","Box"]
[null,"Restorative material","New item","Resin Restorative Flowable, bulk fill, with low shrinkage to create tight coronal seal post endodontic treatment. .i Gratia Maillefer SDR Bulk fill flowable composite compules, Pack of 15*0.25g","Pack"]
[null,"Restorative material","New item","Resin Restorative Flowable, bulk fill, with low shrinkage to create tight coronal seal post endodontic treatment. .i Gratia Maillefer SDR Bulk fill flowable composite compules, 10* 1g syringes, 60 tips,Set..ia Gratia: RelyX Ultimate","Set"]
[null,"Restorative material","Resin, restorative, dental: hybrid composite, ant/post restorative, light cured, Nanofiller particles without zirconium compules, colour A2\n1 Container, 10 x 0.25g each\n.i Gratia: Dentsply - TPH3,  A2\nICN:18-015-7512 CO. Item RT296-02-106 to RT296-02-119 ","Resin, restorative, dental: hybrid composite, ant/post restorative, light cured, Nanofiller particles without zirconium compules, colour A2\n1 Container, 10 x 0.25g each\n.i Gratia: Dentsply - TPH3,  A2\n Item RT296-02-107 to RT296-02-120","Container"]
[null,"Restorative material","Resin, restorative, dental: hybrid composite, ant/post restorative, light cured, Nanofiller partcles without zirconium compules, colour A3\r\n1 Container, 10 x 0.25g each\r\n.i Gratia: Dentsply - TPH3, A3 \r\nICN: 18-028-1705 CO\r","Resin, restorative, dental: hybrid composite, ant/post restorative, light cured, Nanofiller partcles without zirconium compules, colour A3\n1 Container, 10 x 0.25g each\n.i Gratia: Dentsply - TPH3, A3 \n\n","Container"]
[null,"Restorative material","Resin, restorative, dental: hybrid composite, ant/post restorative, light cured, Nanofiller particles without zirconium compules, colour A3.5\r\n1 Container, 10 x 0.25g each\r\n.i Gratia: Dentsply - TPH3, A35 #642750 Y\r\nICN:18-015-7508 CO\r","Resin, restorative, dental: hybrid composite, ant/post restorative, light cured, Nanofiller particles without zirconium compules, colour A3.5\n1 Container, 10 x 0.25g each\n.i Gratia: Dentsply - TPH3, A35 #642750 Y\n\n","Container"]
[null,"Restorative material","Resin, restorative, dental: hybrid composite, ant/post restorative, light cured, nanofiller particles without zirconium compules, colour A4\r\n1 Container, 10 x 0.25g each\r\n.i Gratia: Dentsply - TPH3, A4\r\nICN: 18-028-1707 CO","Resin, restorative, dental: hybrid composite, ant/post restorative, light cured, nanofiller particles without zirconium compules, colour A4\n1 Container, 10 x 0.25g each\n.i Gratia: Dentsply - TPH3, A4\n","Container"]
[null,"Restorative material","Resin, restorative, dental: hybrid composite, ant/post restorative, light cured, nanofiller particles without zirconium compules, colour B1\r\n1 Container, 10 x 0.25g eachs\r\n.i Gratia: Dentsply-TPH3 B1\r\nICN: 18-015-7695 CO","Resin, restorative, dental: hybrid composite, ant/post restorative, light cured, nanofiller particles without zirconium compules, colour B1\n1 Container, 10 x 0.25g eachs\n.i Gratia: Dentsply-TPH3 B1\n","Container"]
[null,"Restorative material","Resin, restorative, dental: hybrid composite, ant/post restorative, light cured, nanofiller particles without zirconium compules, colour B1 Incisal\r\n1 Container, 10 x 0,25 g each \r\n.i Gratia: Dentsply-TPH3 B1-I  \r\nICN: 18-015-7680 CO","Resin, restorative, dental: hybrid composite, ant/post restorative, light cured, nanofiller particles without zirconium compules, colour B1 Incisal\n1 Container, 10 x 0,25 g each \n.i Gratia: Dentsply-TPH3 B1-I  \n","Container"]
[null,"Restorative material","Resin, restorative, dental: hybrid composite, ant/post restorative, light cured, nanofiller particles without zirconium compules, colour B2 \r\n1 Container, 10 x 0,25 g each \r\n.i Gratia: Dentsply-TPH3 B2 \r\nICN: 18-015-7694 CO","Resin, restorative, dental: hybrid composite, ant/post restorative, light cured, nanofiller particles without zirconium compules, colour B2 \n1 Container, 10 x 0,25 g each \n.i Gratia: Dentsply-TPH3 B2 \n","Container"]
[null,"Restorative material","Resin, restorative, dental: hybrid composite, ant/post restorative, light cured, nanofiller particles without zirconium compules, colour B3\r\n1 Container, 10 x 0,25 g each \r\n.i Gratia: Dentsply-TPH3 B3 \r\nICN:18-015-7692 CO","Resin, restorative, dental: hybrid composite, ant/post restorative, light cured, nanofiller particles without zirconium compules, colour B3\n1 Container, 10 x 0,25 g each \n.i Gratia: Dentsply-TPH3 B3 \n","Container"]
[null,"Restorative material","Resin, restorative, dental: hybrid composite, ant/post restorative, light cured, nanofiller particles without zirconium compules, colour C2 \r\n1 Container, 10 x 0,25 g each \r\n.i Gratia: Dentsply-TPH3 C2 \r\nICN:18-015-7690 CO","Resin, restorative, dental: hybrid composite, ant/post restorative, light cured, nanofiller particles without zirconium compules, colour C2 \n1 Container, 10 x 0,25 g each \n.i Gratia: Dentsply-TPH3 C2 \n","Container"]
[null,"Restorative material","Resin, restorative, dental: hybrid composite, ant/post restorative, light cured, nanofiller particles without zirconium compules, colour C3 (Dark Grey) \r\n1 Container, 10 x 0,25 g each\r\n.i Gratia: Dentsply-TPH3 C3 \r\nICN: 18-015-7684 CO","Resin, restorative, dental: hybrid composite, ant/post restorative, light cured, nanofiller particles without zirconium compules, colour C3 (Dark Grey) \n1 Container, 10 x 0,25 g each\n.i Gratia: Dentsply-TPH3 C3 \n","Container"]
[null,"Restorative material","Resin, restorative, dental: hybrid composite, ant/post restorative, light cured, nanofiller particles without zirconium compules, colour Colour C4\r\n1 Container, 10 x 0,25 g each \r\n.i Gratia: Dentsply-TPH3 C4 \r\nICN:18-015-7689 CO","Resin, restorative, dental: hybrid composite, ant/post restorative, light cured, nanofiller particles without zirconium compules, colour Colour C4\n1 Container, 10 x 0,25 g each \n.i Gratia: Dentsply-TPH3 C4 \n","Container"]
[null,"Restorative material","Resin, restorative, dental: hybrid composite, ant/post restorative, light cured, nanofiller particles without zirconium compules, colour Colour D3\r\n1 Container, 10 x 0,25 g each \r\n.i Gratia: Dentsply-TPH3 D3  \r\nICN: 18-015-7687 CO","Resin, restorative, dental: hybrid composite, ant/post restorative, light cured, nanofiller particles without zirconium compules, colour Colour D3\n1 Container, 10 x 0,25 g each \n.i Gratia: Dentsply-TPH3 D3  \n","Container"]
[null,"Restorative material","Resin, restorative, dental: hybrid composite, ant/post restorative, light cured, nanofiller particles without zirconium compules, colour Opaque-A2\r\n1 Container, 10 x 0,25 g each \r\n.i Gratia: Dentsply-TPH3 \r\nICN: 18-028-1711 CO","Resin, restorative, dental: hybrid composite, ant/post restorative, light cured, nanofiller particles without zirconium compules, colour Opaque-A2\n1 Container, 10 x 0,25 g each \n.i Gratia: Dentsply-TPH3 \n","Container"]
[null,"Restorative material","Resin, restorative, dental: hybrid composite, ant/post restorative, light cured, nanofiller particles without zirconium compules, colour Opaque-A3.5\r\n1 Container, 10 x 0,25 g each \r\n.i Gratia: Dentsply-TPH3\r\nICN: 18-028-1712 CO","Resin, restorative, dental: hybrid composite, ant/post restorative, light cured, nanofiller particles without zirconium compules, colour Opaque-A3.5\n1 Container, 10 x 0,25 g each \n.i Gratia: Dentsply-TPH3\n","Container"]
[null,"Restorative material","Resin, restorative, dental: hybrid composite, ant/post restorative, light cured, with zirconium\\silica filler, Capsules kit \nKit- Z350XT Capsules and Scotch bond Multi-Purpose Dental Adhesive: 42g Paste (7x0.2g Colurs A2, A3, A4, B2, C2, D3), 1x3ml Etch Syringe, 1x4ml Primer, 1x4ml Adhesive, Shadeguide, Pad, Brush Tips and 3 Colour Coded Handles\nExempli Gratia: 3M - Z350XT\nICN: 18-009-6106 KT. ","Resin, restorative, dental: hybrid composite, ant/post restorative, light cured, with zirconium\\silica filler, Capsules kit \nKit- Z350XT Capsules and Scotch bond Multi-Purpose Dental Adhesive: 42g Paste (7x0.2g Colurs A2, A3, A4, B2, C2, D3), 1x3ml Etch Syringe, 1x4ml Primer, 1x4ml Adhesive, Shadeguide, Pad, Brush Tips and 3 Colour Coded Handles\nExempli Gratia: 3M - Z350XT\n","Kit"]
[null,"Restorative material","Resin, restorative, dental: hybrid composite, ant/post restorative, light cured, with zirconium\\silicon filler  Capsules Colour A1 Vita\n3.6g Capsules (18x0.20g Each)\n.i Gratia: 3M - Z350XT\nICN:18-032-5202 PK","Resin, restorative, dental: hybrid composite, ant/post restorative, light cured, with zirconium\\silicon filler  Capsules Colour A1 Vita\n3.6g Capsules (18x0.20g Each)\n.i Gratia: 3M - Z350XT\n","Pack"]
[null,"Restorative material","Resin, restorative, dental: hybrid composite, ant/post restorative, light cured, with zirconium\\silicon filler  Capsules Colour A2  Vita\n3.6g Capsules (18x0.20g Each) \n.i Gratia: 3M - Z350XT\nICN: 18-009-6108 PK\n","Resin, restorative, dental: hybrid composite, ant/post restorative, light cured, with zirconium\\silicon filler  Capsules Colour A2  Vita\n3.6g Capsules (18x0.20g Each) \n.i Gratia: 3M - Z350XT\n\n","Pack"]
[null,"Restorative material","Resin, restorative, dental: hybrid composite, ant/post restorative, light cured, with zirconium\\silicon filler  Capsules Colour A3 Vita\n3.6g Capsules (18x0.20g Each)\n.i Gratia: 3M - Z350XT\nICN:18-009-6109 PK","Resin, restorative, dental: hybrid composite, ant/post restorative, light cured, with zirconium\\silicon filler  Capsules Colour A3 Vita\n3.6g Capsules (18x0.20g Each)\n.i Gratia: 3M - Z350XT\n","Pack"]
[null,"Restorative material","Resin, restorative, dental: hybrid composite, ant/post restorative, light cured, with zirconium\\silicon filler  Capsules Colour A3.5 Vita\n3.6g Capsules (18x0.20g Each)\n.i Gratia: 3M - Z350XT\nICN:18-009-6110 PK","Resin, restorative, dental: hybrid composite, ant/post restorative, light cured, with zirconium\\silicon filler  Capsules Colour A3.5 Vita\n3.6g Capsules (18x0.20g Each)\n.i Gratia: 3M - Z350XT\n","Pack"]
[null,"Restorative material","Resin, restorative, dental: hybrid composite, ant/post restorative, light cured, with zirconium\\silicon filler  Capsules Colour A4 Vita\n3.6g Capsules (18x0.20g Each)\n.i Gratia: 3M - Z350XT\nICN: 18-009-6111 PK\n","Resin, restorative, dental: hybrid composite, ant/post restorative, light cured, with zirconium\\silicon filler  Capsules Colour A4 Vita\n3.6g Capsules (18x0.20g Each)\n.i Gratia: 3M - Z350XT\n\n","Pack"]
[null,"Restorative material","Resin, restorative, dental: hybrid composite, ant/post restorative, light cured, with zirconium\\silicon filler  Capsules Colour B2 Vita\n3.6g Capsules (18x0.20g Each)\n.i Gratia: 3M - Z350XT\nICN: 18-009-6272 PK\n","Resin, restorative, dental: hybrid composite, ant/post restorative, light cured, with zirconium\\silicon filler  Capsules Colour B2 Vita\n3.6g Capsules (18x0.20g Each)\n.i Gratia: 3M - Z350XT\n\n","Pack"]
[null,"Restorative material","Resin, restorative, dental: hybrid composite, ant/post restorative, light cured, with zirconium\\silicon filler  Capsules Colour B3 Vita\n3.6g Capsules (18x0.20g Each)\n.i Gartia: 3M - Z350XT\nICN: 18-009-6278 PK\n","Resin, restorative, dental: hybrid composite, ant/post restorative, light cured, with zirconium\\silicon filler  Capsules Colour B3 Vita\n3.6g Capsules (18x0.20g Each)\n.i Gartia: 3M - Z350XT\n\n","Pack"]
[null,"Restorative material","Resin, restorative, dental: hybrid composite, ant/post restorative, light cured, with zirconium\\silicon filler  Capsules Colour C2 Vita\n3.6g Capsules (18 x 0.20g Each)\n.i Gratia: 3M - Z350XT\nICN: 18-009-6280 PK","Resin, restorative, dental: hybrid composite, ant/post restorative, light cured, with zirconium\\silicon filler  Capsules Colour C2 Vita\n3.6g Capsules (18 x 0.20g Each)\n.i Gratia: 3M - Z350XT\n","Pack"]
[null,"Restorative material","Resin, restorative, dental: hybrid composite, ant/post restorative, light cured, with zirconium\\silicon filler  Capsules Colour C4 Vita\n3.6g Capsules (18x0.20g Each)\n.i Gratia: 3M - Z350XT\nICN: 18-032-5200 PK","Resin, restorative, dental: hybrid composite, ant/post restorative, light cured, with zirconium\\silicon filler  Capsules Colour C4 Vita\n3.6g Capsules (18x0.20g Each)\n.i Gratia: 3M - Z350XT\n","Pack"]
[null,"Restorative material","Resin, restorative, dental: hybrid composite, ant/post restorative, light cured, with zirconium\\silicon filler  Capsules Colour Cervical Grey\n3.6g Capsules (18x0.20g Each)\n.i Gratia: 3M - Z350XT\nICN: 18-009-6286 PK","Resin, restorative, dental: hybrid composite, ant/post restorative, light cured, with zirconium\\silicon filler  Capsules Colour Cervical Grey\n3.6g Capsules (18x0.20g Each)\n.i Gratia: 3M - Z350XT\n","Pack"]
[null,"Restorative material","Resin, restorative, dental: hybrid composite, ant/post restorative, light cured, with zirconium\\silicon filler  Capsules \nCapsules Colour Cervical Yellow\n3.6g Capsules (18x0.20g Each)\n.i Gratia: 3M - Z350XT\nICN: 18-009-6317 PK","Resin, restorative, dental: hybrid composite, ant/post restorative, light cured, with zirconium\\silicon filler  Capsules \nCapsules Colour Cervical Yellow\n3.6g Capsules (18x0.20g Each)\n.i Gratia: 3M - Z350XT\n","Pack"]
[null,"Restorative material","Resin, restorative, dental: hybrid composite, ant/post restorative, light cured, with zirconium\\silicon filler  Capsules \nColour D3 Vita\n3.6g Capsules (18x0.20g Each)\n.i Gratia: 3M - Z350XT\nICN: 18-009-6282 PK","Resin, restorative, dental: hybrid composite, ant/post restorative, light cured, with zirconium\\silicon filler  Capsules \nColour D3 Vita\n3.6g Capsules (18x0.20g Each)\n.i Gratia: 3M - Z350XT\n","Pack"]
[null,"Restorative material","Resin, restorative, dental: hybrid composite, ant/post restorative, light cured, with zirconium\\silicon filler\nCapsules Colour Incisal\n3.6g Capsules (18x0.20g Each)\n.i Gratia: 3M - Z350XT\nICN: 18-00-6285PK","Resin, restorative, dental: hybrid composite, ant/post restorative, light cured, with zirconium\\silicon filler\nCapsules Colour Incisal\n3.6g Capsules (18x0.20g Each)\n.i Gratia: 3M - Z350XT\n","Pack"]
[null,"Restorative material","Resin, restorative, dental: hybrid composite, ant/post restorative, light cured, with zirconium\\silicon filler\nCapsules Colour Pedo\n3.6g Capsules (18x0.20g Each)\n.i Gratia: 3M - Z350XT\nICN: 18-009-6283 PK","Resin, restorative, dental: hybrid composite, ant/post restorative, light cured, with zirconium\\silicon filler\nCapsules Colour Pedo\n3.6g Capsules (18x0.20g Each)\n.i Gratia: 3M - Z350XT\n","Pack"]
[null,"Dispenser","Dispenser, dental materials:  Restorative dispenser\r\nEach\r\n.i Gratia: 3M - (5706SD)\r\nICN: 18-015-6439 EA","Dispenser, dental materials:  Restorative dispenser for resin computes\nEach\n.i Gratia: 3M - (5706SD)\n","Each"]
[null,"Restorative material","Resin, restorative, dental: hybrid composite, ant/post restorative, light cured, with zirconium\\silica filler Syringe, Colour A1 Vita\n1 Syringe, 4g\n.i Gratia: 3M - Z350XT\nICN: 18-095-6800 EA. Item RT296-02-136 to RT296-02-149 ","Resin, restorative, dental: hybrid composite, ant/post restorative, light cured, with zirconium\\silica filler Syringe, Colour A1 Vita\n1 Syringe, 4g\n.i Gratia: 3M - Z350XT\nItem RT296-02-136 to RT296-02-149 ","Each"]
[null,"Restorative material","Resin, restorative, dental: hybrid composite, ant/post restorative, light cured, zirconium \\ silica filler syringe, colour A2 Vita \n1 Syringe, 4 g \n.i Gratia: 3M - Z350XT\nICN: 18-095-6755 EA","Resin, restorative, dental: hybrid composite, ant/post restorative, light cured, zirconium \\ silica filler syringe, colour A2 Vita \n1 Syringe, 4 g \n.i Gratia: 3M - Z350XT\n","Each"]
[null,"Restorative material","Resin, restorative, dental: hybrid composite, ant/post restorative, light cured, with zirconium \\silica filler syringe, colour A3 Vita \n1 Syringe, 4 g \n.i Gratia: 3M - Z350XT\nICN: 18-095-6757 EA","Resin, restorative, dental: hybrid composite, ant/post restorative, light cured, with zirconium \\silica filler syringe, colour A3 Vita \n1 Syringe, 4 g \n.i Gratia: 3M - Z350XT\n","Each"]
[null,"Restorative material","Resin, restorative, dental: hybrid composite, ant/post restorative, light cured, with zirconium \\silica filler syringe, colour A3 .5 Vita \n1 Syringe, 4 g \n.i Gratia: 3M - Z350XT\nICN: 18-095-6760 EA","Resin, restorative, dental: hybrid composite, ant/post restorative, light cured, with zirconium \\silica filler syringe, colour A3 .5 Vita \n1 Syringe, 4 g \n.i Gratia: 3M - Z350XT\n","Each"]
[null,"Restorative material","Resin, restorative, dental: hybrid composite, ant/post restorative, light cured, with zirconium \\silica filler syringe, colour A4  Vita \n1 Syringe, 4 g \n.i Gratia: 3M - Z350XT\nICN: 18-095-6761 EA","Resin, restorative, dental: hybrid composite, ant/post restorative, light cured, with zirconium \\silica filler syringe, colour A4  Vita \n1 Syringe, 4 g \n.i Gratia: 3M - Z350XT\n","Each"]
[null,"Restorative material","Resin, restorative, dental: hybrid composite, ant/post restorative, light cured, with zirconium \\silica filler syringe, colour B2  Vita \n1 Syringe, 4 g \n.i Gratia: 3M - Z350XT\nICN: 18-095-6762 EA","Resin, restorative, dental: hybrid composite, ant/post restorative, light cured, with zirconium \\silica filler syringe, colour B2  Vita \n1 Syringe, 4 g \n.i Gratia: 3M - Z350XT\n","Each"]
[null,"Restorative material","Resin, restorative, dental: hybrid composite, ant/post restorative, light cured, with zirconium \\silica filler syringe, colour B3 Vita \n1 Syringe, 4 g \n.i Gratia: 3M - Z350XT\nICN: 18-095-6763 EA","Resin, restorative, dental: hybrid composite, ant/post restorative, light cured, with zirconium \\silica filler syringe, colour B3 Vita \n1 Syringe, 4 g \n.i Gratia: 3M - Z350XT\n","Each"]
[null,"Restorative material","Resin, restorative, dental: hybrid composite, ant/post restorative, light cured, with zirconium \\silica filler syringe, colour C2  Vita \n1 Syringe, 4 g \n.i Gratia: 3M - Z350XT\nICN: 18-095-6765 EA","Resin, restorative, dental: hybrid composite, ant/post restorative, light cured, with zirconium \\silica filler syringe, colour C2  Vita \n1 Syringe, 4 g \n.i Gratia: 3M - Z350XT\n","Each"]
[null,"Restorative material","Resin, restorative, dental: hybrid composite, ant/post restorative, light cured, with zirconium \\silica filler syringe, colour C4  Vita \n1 Syringe, 4 g \n.i Gratia: 3M - Z350XT\nICN: 18-095-6767 EA","Resin, restorative, dental: hybrid composite, ant/post restorative, light cured, with zirconium \\silica filler syringe, colour C4  Vita \n1 Syringe, 4 g \n.i Gratia: 3M - Z350XT\n","Each"]
[null,"Restorative material","Resin, restorative, dental: hybrid composite, ant/post restorative, light cured, with zirconium \\silica filler syringe, colour Cervical Grey \r\n1 Syringe, 4 g \r\n\r\nICN: 18-095-6770 EA","Resin, restorative, dental: hybrid composite, ant/post restorative, light cured, with zirconium \\silica filler syringe, colour Cervical Grey \n1 Syringe, 4 g \n\n","Each"]
[null,"Restorative material","Resin, restorative, dental: hybrid composite, ant/post restorative, light cured, with zirconium \\silica filler syringe, colour Cervical Yellow\r\n1 Syringe, 4 g \r\n\r\nICN: 18-095-6774 EA","Resin, restorative, dental: hybrid composite, ant/post restorative, light cured, with zirconium \\silica filler syringe, colour Cervical Yellow\r\n1 Syringe, 4 g \r\n\r\nICN: 18-095-6774 EA","Each"]
[null,"Restorative material","Resin, restorative, dental: hybrid composite, ant/post restorative, light cured, with zirconium \\ silica filler syringe, colour D3  Vita\n1 Syringe, 4 g \n.i Gratia: 3M - Z350XT\nICN: 18-095-6768 EA","Resin, restorative, dental: hybrid composite, ant/post restorative, light cured, with zirconium \\ silica filler syringe, colour D3  Vita\n1 Syringe, 4 g \n.i Gratia: 3M - Z350XT\nICN: 18-095-6768 EA","Each"]
[null,"Restorative material","Resin, restorative, dental: hybrid composite, ant/post restorative, light cured, with zirconium \\ silica filler syringe\nSyringe, Colour Incisal\n1 Syringe, 4g\n.i Gratia: 3M - Z350XT\nICN: 18-095-6769 EA","Resin, restorative, dental: hybrid composite, ant/post restorative, light cured, with zirconium \\ silica filler syringe\nSyringe, Colour Incisal\n1 Syringe, 4g\n.i Gratia: 3M - Z350XT\nICN: 18-095-6769 EA","Each"]
[null,"Restorative material","Resin, restorative, dental: hybrid composite, ant/post restorative, light cured, with zirconium \\ silica filler syringe, colour Pedo\r\n1 Syringe, 4 g \r\n\r\nICN: 18-095-6775 EA","Resin, restorative, dental: hybrid composite, ant/post restorative, light cured, with zirconium \\ silica filler syringe, colour Pedo\n1 Syringe, 4 g \n","Each"]
[null,"Restorative material","Resin restorative, dental Multi layer nano hybrid aesthetic Kit , Compule system with assorted shades; 10 x 0.25 g Capsule of each shade A1; A2; A3; A3.5; B1; B2; C2; OM; OD; HKA2.5; 5 x 0.25g Capsule`s of each shade A4; B3; C3; D3; OL; CO; Yo: CL; AM; Bl; BLX; HKA5. Two 1,8g baseliners and shade guide(EG Venus Diamond Master kit 6604 3143)  Kit\r\nItem RT296-02-150 to RT296-02-182 and RT296-02-288 to RT296-02-294 will be awarded as a series","Resin restorative, dental Multi layer nano hybrid aesthetic Kit , Compule system with assorted shades; 10 x 0.25 g Capsule of each shade A1; A2; A3; A3.5; B1; B2; C2; OM; OD; HKA2.5; 5 x 0.25g Capsule`s of each shade A4; B3; C3; D3; OL; CO; Yo: CL; AM; Bl; BLX; HKA5. Two 1,8g baseliners and shade guide(EG Venus Diamond Master kit 6604 3143)  Kit\nRT296-02-150 to RT296-02-182 will be awarded as a series","Kit"]
[null,"Restorative material","Resin restorative, dental multi layer nano hybrid applicator gun, autoclavable applicator gun (e.g. MARK III P for Venus Diamond 6601 9748) EA\r","Resin restorative, dental multi layer nano hybrid applicator gun, autoclavable applicator gun (e.g. MARK III P for Venus Diamond 6601 9748) EA\r","Each"]
[null,"Restorative material","Resin restorative, dental multi layer nano hybrid aesthetic refill, 20 x 0.25g Capsule shade A2(e.g. Venus Diamond 6603 9009) Box with 20 pieces\r","Resin restorative, dental multi layer nano hybrid aesthetic refill, 20 x 0.25g Capsule shade A2(e.g. Venus Diamond 6603 9009) Box with 20 pieces\r","Box"]
[null,"Restorative material","Resin restorative, dental multi layer nano hybrid aesthetic refill, 20 x 0.25g Capsule shade A3 (e.g. Venus Diamond 6603 9011) Box with 20 pieces\r","Resin restorative, dental multi layer nano hybrid aesthetic refill, 20 x 0.25g Capsule shade A3 (e.g. Venus Diamond 6603 9011) Box with 20 pieces\r","Box"]
[null,"Restorative material","Resin restorative, dental multi layer nano hybrid aesthetic refill, 20 x 0.25g Capsule shade A1 (e.g. Venus Diamond 6603 9008) Box with 20 pieces\r","Resin restorative, dental multi layer nano hybrid aesthetic refill, 20 x 0.25g Capsule shade A1 (e.g. Venus Diamond 6603 9008) Box with 20 pieces\r","Box"]
[null,"Restorative material","Resin restorative, dental multi layer nano hybrid aesthetic refill, 20 x 0.25g Capsule shade A3.5 (e.g. Venus Diamond 6603 9012) Box with 20 pieces\r","Resin restorative, dental multi layer nano hybrid aesthetic refill, 20 x 0.25g Capsule shade A3.5 (e.g. Venus Diamond 6603 9012) Box with 20 pieces\r","Box"]
[null,"Restorative material","Resin restorative, dental multi layer nano hybrid aesthetic refill, 20 x 0.25g Capsule shade B1 (e.g. Venus Diamond 6603 9015) Box with 20 pieces\r\n\rExempli Gratia: Esthet-X, Dentply (607.01.105)\r\nICN: 18-174-7325 BG","Resin restorative, dental multi layer nano hybrid aesthetic refill, 20 x 0.25g Capsule shade B1 (e.g. Venus Diamond 6603 9015) Box with 20 pieces\r\n\rExempli Gratia: Esthet-X, Dentply (607.01.105)\r\nICN: 18-174-7325 BG","Box"]
[null,"Restorative material","Resin restorative, dental multi layer nano hybrid aesthetic refill, 20 x 0.25g Capsule shade B2 (e.g. Venus Diamond 6603 9016) Box with 20 pieces\r","Resin restorative, dental multi layer nano hybrid aesthetic refill, 20 x 0.25g Capsule shade B2 (e.g. Venus Diamond 6603 9016) Box with 20 pieces\r","Box"]
[null,"Restorative material","Resin restorative, dental multi layer nano hybrid aesthetic refill, 20 x 0.25g Capsule shade C2  (e.g. Venus Diamond 6603 9018 Box with 20 pieces\r","Resin restorative, dental multi layer nano hybrid aesthetic refill, 20 x 0.25g Capsule shade C2  (e.g. Venus Diamond 6603 9018 Box with 20 pieces\r","Box"]
[null,"Restorative material","Resin restorative, dental multi layer nano hybrid aesthetic refill, 20 x 0.25g Capsule shade OM (opaque medium) (e.g. Venus Diamond 6603 9022)Box with 20 pieces\r","Resin restorative, dental multi layer nano hybrid aesthetic refill, 20 x 0.25g Capsule shade OM (opaque medium) (e.g. Venus Diamond 6603 9022)Box with 20 pieces\r","Box"]
[null,"Restorative material","Resin restorative, dental multi layer nano hybrid aesthetic refill, 20 x 0.25g Capsule shade OD (opaque dark) (e.g. Venus Diamond 6603 9023) Box with 20 pieces","Resin restorative, dental multi layer nano hybrid aesthetic refill, 20 x 0.25g Capsule shade OD (opaque dark) (e.g. Venus Diamond 6603 9023) Box with 20 pieces","Box"]
[null,"Restorative material","Resin restorative, dental multi layer nano hybrid aesthetic refill, 20 x 0.25g Capsule shade HKA 2.5 (e.g. Venus Diamond 6603 9010) Box with 20 pieces\r","Resin restorative, dental multi layer nano hybrid aesthetic refill, 20 x 0.25g Capsule shade HKA 2.5 (e.g. Venus Diamond 6603 9010) Box with 20 pieces\r","Box"]
[null,"Restorative material","Resin restorative, dental multi layer nano hybrid aesthetic refill, 10 x 0.25g Capsule shade A4 (e.g. Venus Diamond 6603 9013) Box with 10 pieces\r","Resin restorative, dental multi layer nano hybrid aesthetic refill, 10 x 0.25g Capsule shade A4 (e.g. Venus Diamond 6603 9013) Box with 10 pieces\r","Box"]
[null,"Restorative material","Resin restorative, dental multi layer nano hybrid aesthetic refill, 10 x 0.25g Capsule shade B3 (e.g. Venus Diamond 6603 9017) Box with 10 pieces\r","Resin restorative, dental multi layer nano hybrid aesthetic refill, 10 x 0.25g Capsule shade B3 (e.g. Venus Diamond 6603 9017) Box with 10 pieces\r","Box"]
[null,"Restorative material","Resin restorative, dental multi layer nano hybrid aesthetic refill, 10 x 0.25g Capsule shade C3 (e.g. Venus Diamond 6603 9019) Box with 10 pieces\r","Resin restorative, dental multi layer nano hybrid aesthetic refill, 10 x 0.25g Capsule shade C3 (e.g. Venus Diamond 6603 9019) Box with 10 pieces\r","Box"]
[null,"Restorative material","Resin restorative, dental multi layer nano hybrid aesthetic refill, 10 x 0.25g Capsule shade OL (opaque light)  (e.g. Venus Diamond 6603 9021) Box with 10 pieces","Resin restorative, dental multi layer nano hybrid aesthetic refill, 10 x 0.25g Capsule shade OL (opaque light)  (e.g. Venus Diamond 6603 9021) Box with 10 pieces","Box"]
[null,"Restorative material","Resin restorative, dental multi layer nano hybrid aesthetic refill, 10 x 0.25g Capsule shade OLC (opaque light chromatic) (e.g. Venus Diamond 6604 6731) Box with 10 pieces\r","Resin restorative, dental multi layer nano hybrid aesthetic refill, 10 x 0.25g Capsule shade OLC (opaque light chromatic) (e.g. Venus Diamond 6604 6731) Box with 10 pieces\r","Box"]
[null,"Restorative material","Resin restorative, dental multi layer nano hybrid aesthetic refill, 10 x 0.25g Capsule shade OMC (opaque medium chromatic) (e.g. Venus Diamond 6604 6732) Box with 10 pieces\r","Resin restorative, dental multi layer nano hybrid aesthetic refill, 10 x 0.25g Capsule shade OMC (opaque medium chromatic) (e.g. Venus Diamond 6604 6732) Box with 10 pieces\r","Box"]
[null,"Restorative material","Resin restorative, dental multi layer nano hybrid aesthetic refill, 10 x 0.25g Capsule shade ODC (opaque dark chromatic) (e.g. Venus Diamond 6604 6733) Box with 10 pieces\r","Resin restorative, dental multi layer nano hybrid aesthetic refill, 10 x 0.25g Capsule shade ODC (opaque dark chromatic) (e.g. Venus Diamond 6604 6733) Box with 10 pieces\r","Box"]
[null,"Restorative material","Resin restorative, dental multi layer nano hybrid aesthetic refill, 10 x 0.25g Capsule shade OXDC (opaque extra dark chromatic) (e.g. Venus Diamond 6604 6734) Box with 10 pieces\r","Resin restorative, dental multi layer nano hybrid aesthetic refill, 10 x 0.25g Capsule shade OXDC (opaque extra dark chromatic) (e.g. Venus Diamond 6604 6734) Box with 10 pieces\r","Box"]
[null,"Restorative material","Resin restorative, dental multi layer nano hybrid aesthetic refill, 10 x 0.25g Capsule shade BL (bleach light) (e.g. Venus Diamond 66039025) Box with 10 pieces\r","Resin restorative, dental multi layer nano hybrid aesthetic refill, 10 x 0.25g Capsule shade BL (bleach light) (e.g. Venus Diamond 66039025) Box with 10 pieces\r","Box"]
[null,"Restorative material","Resin restorative, dental multi layer nano hybrid aesthetic refill, 10 x 0.25g Capsule shade MXL (bleach extras light) (e.g. Venus Diamond 66039026) Box with 10 pieces\r","Resin restorative, dental multi layer nano hybrid aesthetic refill, 10 x 0.25g Capsule shade MXL (bleach extras light) (e.g. Venus Diamond 66039026) Box with 10 pieces\r","Box"]
[null,"Restorative material","Resin restorative, dental multi layer nano hybrid aesthetic refill, 10 x 0.25g Capsule shade OB (opaque bleach) (e.g. Venus Diamond 66039024) Box with 10 pieces\r","Resin restorative, dental multi layer nano hybrid aesthetic refill, 10 x 0.25g Capsule shade OB (opaque bleach) (e.g. Venus Diamond 66039024) Box with 10 pieces\r","Box"]
[null,"Restorative material","Resin restorative, dental multi layer nano hybrid aesthetic refill, 10 x 0.25g Capsule shade CL (clear)(e.g. Venus Diamond 66039027) Box with 10 pieces\r","Resin restorative, dental multi layer nano hybrid aesthetic refill, 10 x 0.25g Capsule shade CL (clear)(e.g. Venus Diamond 66039027) Box with 10 pieces\r","Box"]
[null,"Restorative material","Resin restorative, dental multi layer nano hybrid aesthetic refill, 10 x 0.25g Capsule shade AM (amber) (e.g. Venus Diamond 66039028 Box with 10 pieces\r","Resin restorative, dental multi layer nano hybrid aesthetic refill, 10 x 0.25g Capsule shade AM (amber) (e.g. Venus Diamond 66039028 Box with 10 pieces\r","Box"]
[null,"Restorative material","Resin restorative, dental multi layer nano hybrid aesthetic refill, 10 x 0.25g Capsule shade CO (Clear opal) (e.g. Venus Diamond 66039029) Box with 10 pieces\r","Resin restorative, dental multi layer nano hybrid aesthetic refill, 10 x 0.25g Capsule shade CO (Clear opal) (e.g. Venus Diamond 66039029) Box with 10 pieces\r","Box"]
[null,"Restorative material","Resin restorative, dental multi layer nano hybrid aesthetic refill, 10 x 0.25g Capsule shade YO (yellow opal) (e.g. Venus Diamond 66039030 Box with 10 pieces\r","Resin restorative, dental multi layer nano hybrid aesthetic refill, 10 x 0.25g Capsule shade YO (yellow opal) (e.g. Venus Diamond 66039030 Box with 10 pieces\r","Box"]
[null,"Restorative material","Resin restorative, dental multi layer nano hybrid aesthetic refill, 10 x 0.25g Capsule shade HKA5 (e.g. Venus Diamond 6603 9014) Box with 10 pieces\r","Resin restorative, dental multi layer nano hybrid aesthetic refill, 10 x 0.25g Capsule shade HKA5 (e.g. Venus Diamond 6603 9014) Box with 10 pieces\r","Box"]
[null,"Restorative material","Resin restorative, dental multi layer nano hybrid aesthetic flowable refill, 20  x 0.2g Capsule shade A1 (e.g. Venus Diamond 6604 0368) Box with 20 pieces\r","Resin restorative, dental multi layer nano hybrid aesthetic flowable refill, 20  x 0.2g Capsule shade A1 (e.g. Venus Diamond 6604 0368) Box with 20 pieces\r","Box"]
[null,"Restorative material","Resin restorative, dental multi layer nano hybrid aesthetic flowable refill, 20  x 0.2g Capsule shade A2 (e.g. Venus Diamond 6604 0369) Box with 20 pieces\r","Resin restorative, dental multi layer nano hybrid aesthetic flowable refill, 20  x 0.2g Capsule shade A2 (e.g. Venus Diamond 6604 0369) Box with 20 pieces\r","Box"]
[null,"Restorative material","Resin restorative, dental multi layer nano hybrid aesthetic flowable refill, 20  x 0.2g Capsule shade A3 (e.g. Venus Diamond 6604 0371) Box with 20 pieces\r","Resin restorative, dental multi layer nano hybrid aesthetic flowable refill, 20  x 0.2g Capsule shade A3 (e.g. Venus Diamond 6604 0371) Box with 20 pieces\r","Box"]
[null,"Restorative material","Resin restorative, dental multi layer nano hybrid aesthetic flowable refill, 20  x 0.2g Capsule shade A3.5 (e.g. Venus Diamond 6604 0372) Box with 20 pieces\r","Resin restorative, dental multi layer nano hybrid aesthetic flowable refill, 20  x 0.2g Capsule shade A3.5 (e.g. Venus Diamond 6604 0372) Box with 20 pieces\r","Box"]
[null,"Restorative material","Resin restorative, dental multi layer nano hybrid aesthetic flowable refill, 20  x 0.2g Capsule shade A4 (e.g. Venus Diamond 6604 0373) Box with 20 pieces\r","Resin restorative, dental multi layer nano hybrid aesthetic flowable refill, 20  x 0.2g Capsule shade A4 (e.g. Venus Diamond 6604 0373) Box with 20 pieces\r","Box"]
[null,"Restorative material","Resin restorative , Dental; Core build up; Dual cured, Filled composite resin; tooth-colored ;  4 X 4.75g syringes with 20 mixing intra oral tips.     .i Gratia:  Densply Core X Flow refill pack                                                                                      ICN; ","Resin restorative , Dental; Core build up; Dual cured, Filled composite resin; tooth-colored ;  4 X 4.75g syringes with 20 mixing intra oral tips.     .i Gratia:  Densply Core X Flow refill pack                                                                                      ","Set"]
[null,"Restorative material","Resin, restorative, dental: Posterior composite bulk fill, one colour system, refill, universal shade 20 compules box\n.i Gratia: Quixfil (60605608)\nICN: RT-296-0034 BX","Resin, restorative, dental: Posterior composite bulk fill, one colour system, refill, universal shade 20 compules box\n.i Gratia: Quixfil (60605608)\n","Box"]
[null,"Restorative material","Sealant glass ionomer kit, dental, pit and fissure: Temporary sealant for air abrasive technique coloured chemical cured and light cured capsules\r\n.i Gratia: Capsules (001605)\r\nICN: RT296-0035 BX","Sealant glass ionomer kit, dental, pit and fissure: Temporary sealant for air abrasive technique coloured chemical cured and light cured capsules\n.i Gratia: Capsules (001605)\n","Kit"]
[null,"Restorative material","Sealant kit, dental, pit and fissure: White-opaque syringe & applicator needles \r3 syringes seal white opaque (1ml=1,5g each), 25 Applicator needles (Red)\r\n.i Gratia: DyractSeal, Dentsply DeTrey (615.04.706)\r\nICN: 18-096-9205 SE.  Item RT296-02-186 to RT296-02-188 will be awarded as a series.","Sealant kit, dental, pit and fissure: White-opaque syringe & applicator needles \n3 syringes seal white opaque (1ml=1,5g each), 25 Applicator needles (Red)\n.i Gratia: DyractSeal, Dentsply DeTrey (615.04.706)\nItem RT296-02-186 to RT296-02-188 will be awarded as a series.","Kit"]
[null,"Applicator Tips","Tip, applicator brush, dental: refill applicator needles (red)\r\n1 Pack 25 pieces\r\n.i Gratia: DyractSeal, Dentsply DeTrey (615.04.707)\r\nICN: 18-096-9237 CO\r","Tip, applicator brush, dental: refill applicator needles (red)\r\n1 Pack 25 pieces\r\n.i Gratia: DyractSeal, Dentsply DeTrey (615.04.707)\r\nICN: 18-096-9237 CO\r","pack"]
[null,"Applicator Tips","Tip, applicator brush, dental: refill  fiber applicator tips, long refill \r\n1 Pack, 100 Tips\r\n.i Gratia: DyractSeal, Dentsply  (606.67.198)\r\nICN: 18-096-9215 PK\r","Tip, applicator brush, dental: refill  fiber applicator tips, long refill \r\n1 Pack, 100 Tips\r\n.i Gratia: DyractSeal, Dentsply  (606.67.198)\r\nICN: 18-096-9215 PK\r","Pack"]
[null,"Applicator Tips","Dish, medicament, dental: applicator dishes, refill \r\n1 Pack, 50 disposable dappen dishes \r\n.i Gratia: Dyract Seal, Dentsply (606.04.518)\r\nICN: 18-096-9220 PK","Dish, medicament, dental: applicator dishes, refill \n1 Pack, 50 disposable dappen dishes \n.i Gratia: Dyract Seal, Dentsply (606.04.518)\n","Pack"]
[null,"Restorative material","Sealant kit, dental, pit and fissure: Clear syringe & applicator needles \r\n3 syringes seal clear (1ml=1,5g each), 25 applicator needles (Red)\r\n.i Gratia: DyractSeal, Dentsply DeTrey (615.04.705)\r\nICN:18-096-9199 SE","Sealant kit, dental, pit and fissure: Clear syringe & applicator needles \n3 syringes seal clear (1ml=1,5g each), 25 applicator needles (Red)\n.i Gratia: DyractSeal, Dentsply DeTrey (615.04.705)\n","Kit"]
[null,"Preventive material","Resin, restorative, dental: protective sealant (desensitiser and fluoride releaser),  \r\nStandard package, 1 bottle applicator tips and dishes  \r\n.i Gratia: Seal & Protect, Denstply (606.04.700)\r\nICN: 18-174-7315 SE","Resin, restorative, dental: protective sealant (desensitiser and fluoride releaser),  \nStandard package, 1 bottle applicator tips and dishes  \n.i Gratia: Seal & Protect, Denstply (606.04.700)\n","Set"]
[null,"Bonding agents","Resin, restorative, dental:  adhesive system refill, adhesive\r\n1 bottle adhesive 8 ml\r\n.i Gratia: 3M - Scotchbond multi-purpose plus (7543)\r\nICN: 18-028-1720 BT  Item RT296-02-192 to RT296-02-196 will be awarded as a series.","Resin, restorative, dental:  adhesive system refill, adhesive\n1 bottle adhesive 8 ml\n.i Gratia: 3M - Scotchbond multi-purpose plus (7543)\nItem RT296-02-192 to RT296-02-196 will be awarded as a series.","Bottle"]
[null,"Bonding agents","Resin, restorative, dental: adhesive system refill, primer \r\n1 bottle primer 8 ml\r\n.i Gratia: 3M - Scotchbond multi-purpose plus (7542)\r\nICN: 18-028-1717 BT","Resin, restorative, dental: adhesive system refill, primer \n1 bottle primer 8 ml\n.i Gratia: 3M - Scotchbond multi-purpose plus (7542)\n","Bottle"]
[null,"Bonding agents","Resin, restorative, dental: adhesive system refill, activator\r\n1 bottle primer 4 ml\r\n.i Gratia: 3M - Scotchbond multi-purpose plus (7546)\r\nICN 6520 -18-182-0316 BT","Resin, restorative, dental: adhesive system refill, activator\n1 bottle primer 4 ml\n.i Gratia: 3M - Scotchbond multi-purpose plus (7546)\n","Bottle"]
[null,"Bonding agents","Resin, restorative, dental: adhesive system refill, catalyst\r\n1 bottle primer 4 ml\r\n.i Gratia: 3M - Scotchbond multi-purpose plus (7547)\r\nICN: 6520-18-182-0320 BT","Resin, restorative, dental: adhesive system refill, catalyst\n1 bottle primer 4 ml\n.i Gratia: 3M - Scotchbond multi-purpose plus (7547)\n","Bottle"]
[null,"Bonding agents","Resin, restorative, dental: adhesive system refill, ceramic primer\r\n1 bottle primer 5 ml\r\n.i Gratia: 3M - Scotchbond multi-purpose plus (2721)\r\nICN:6520-18-182-0328 BT","Resin, restorative, dental: adhesive system refill, ceramic primer\n1 bottle primer 5 ml\n.i Gratia: 3M - Scotchbond multi-purpose plus (2721)\n","Bottle"]
[null,"Bonding agents","Resin, restorative, dental: bonding agent dual cured, denTine and enamel adhesive, 1 component system for composite bonding, Nano technology dual cure \r\n1 x 3.5ml bottle\r\n.i Gratia: Dentsply - Prime & Bond NT 634352 \r\nICN: 18-015-7653 BT","Resin, restorative, dental: bonding agent dual cured, denTine and enamel adhesive, 1 component system for composite bonding, Nano technology dual cure \n1 x 3.5ml bottle\n.i Gratia: Dentsply - Prime & Bond NT 634352 \n","Bottle"]
[null,"Bonding agents","Resin. restorative, dental: conditioner, refill for use with compomers fillings and sealants\r\n1 Bottle, 4,5 ml\r\n.i Gratia: NRC, Dentsply (606.15.400)\r\nICN: 18-096-9212 BT","Resin. restorative, dental: conditioner, refill for use with compomers fillings and sealants\n1 Bottle, 4,5 ml\n.i Gratia: NRC, Dentsply (606.15.400)\n","Bottle"]
[null,"Bonding agents","Resin, restorative, dental: self-etching adhesive \r\nLiquid and Liquid, Unidose, 4.8ml, box of 40 \r\n.i Gratia: 3M Espe (41925) - Adper Prompt L-Pop\r\nICN: 18-179-2151","Resin, restorative, dental: self-etching adhesive \nLiquid and Liquid, Unidose, 4.8ml, box of 40 \n.i Gratia: 3M Espe (41925) - Adper Prompt L-Pop\n","Box"]
[null,"Bonding agents","Resin. restorative, dental: acid etch gel, 35%  Ortho-phosphoric acid. \r\n1 Bottle 6ml\r\n.i Gratia: 3M - Etching Gel\r\nICN: 18-970-9628 BT","Resin. restorative, dental: acid etch gel, 35%  Ortho-phosphoric acid. \n1 Bottle 6ml\n.i Gratia: 3M - Etching Gel\n","Bottle"]
[null,"Bonding agents","Resin, restorative, dental: Acid etch gel, 35% phosphoric acid, syringes system\r\n.i Gratia: Ultradent - Ultra-Etch Indi Spen & kit (383) \r\nICN: 18-096-9238 KT","Resin, restorative, dental: Acid etch gel, 35% phosphoric acid, syringes system\n.i Gratia: Ultradent - Ultra-Etch Indi Spen & kit (383) \n","Kit"]
[null,"Applicator Tips","Tip, applicator brush, dental: inspiral brush tips \r\n1 container 20 pieces \r\n.i Gratia: Ultradent-Inspiral Brush Tips (UP07010)\r\nICN: 18-096-9239 CO","Tip, applicator brush, dental: inspiral brush tips \n1 container 20 pieces \n.i Gratia: Ultradent-Inspiral Brush Tips (UP07010)\n","Container"]
[null,"Applicator Tips","Tip, applicator brush, dental: applicator brushes to fit application handle\r\n1 pack 60 pieces \r\n.i Gratia: 3M - Scotchbond (1919B)\r\nICN: 18-970-8549 PK","Tip, applicator brush, dental: applicator brushes to fit application handle\n1 pack 60 pieces \n.i Gratia: 3M - Scotchbond (1919B)\n","Pack"]
[null,"Applicator Tips","Tip, applicator brush, dental: applicator fibre tip to fit application handle\r\n1 pack 100 pieces \r\n.i Gratia: 3M - Scotchbond (1919F)\r\nICN: 6520-18-188-0333 PK","Tip, applicator brush, dental: applicator fibre tip to fit application handle\n1 pack 100 pieces \n.i Gratia: 3M - Scotchbond (1919F)\n","Pack"]
[null,"Applicator Tips","ICN: 6520Tip, applicator brush, dental: etch applicator needles \r\n1 container 25 pieces \r\n.i Gratia: Dentsply (606)\r\nICN: 6520-18-096-9043 ","ICN: 6520 Tip, applicator brush, dental: etch applicator needles \n1 container 25 pieces \n.i Gratia: Dentsply (606)\n","Container"]
[null,"Bonding agents","Glass Ionomer restorative dental: conditioner, cavity cleaning agent, 20% polyacrylic conditioner, 5.7ml bottle\r\n.i Gratia:  GC Cavity Conditioner (000110)\r\nICN: 6520-18-185-8234 BT","Glass Ionomer restorative dental: conditioner, cavity cleaning agent, 20% polyacrylic conditioner, 5.7ml bottle\n.i Gratia:  GC Cavity Conditioner (000110)\n","Bottle"]
[null,"Dispenser","Dispenser restorative dental: capsule tip gun for 0.20g capsules\r\n.i Gratia: 3M (5706SD)\r\nICN: RT-296-0041 EA","Dispenser restorative dental: capsule tip gun for 0.20g capsules\n.i Gratia: 3M (5706SD)\n","Each"]
[null,"Dispenser","Dispenser restorative dental: capsule tip gun for 0.25g capsules\r\n.i Gratia: Dentsply \r\nICN:18-028-1714 EA","Dispenser restorative dental: capsule tip gun for 0.25g capsules\n.i Gratia: Dentsply \n","Each"]
[null,"Dispenser","Dispenser restorative dental: capsule applicator for glass ionomer capsules, one item system\r\n.i Gratia: GC Capsule Applier (002559)\r\nICN: 6520-18-184-9672 EA","Dispenser restorative dental: capsule applicator for glass ionomer capsules, one item system\n.i Gratia: GC Capsule Applier (002559)\n","Each"]
[null,"Cavity Liners and bases","Cavity lining, dental: Vanish for cavity seal: 1 bottle, 15ml\r\n\r.i Gratia: Copal Cavity Varnish\r\n\rICN NO. 6520-18-970-5871 BT","Cavity lining, dental: Vanish for cavity seal: 1 bottle, 15ml\n.i Gratia: Copal Cavity Varnish\n\n","Bottle"]
[null,"Cement","Cement, universal resin, dental: Dual cured self adhesive cement in dispenser system. 1 dispenser system, 11 gram shade transluscent, 1 mixing pad\r\n\r.i Gratia: 3M -Rely-X Unicem Clicker (56838)\r\n\rICN NO\r\nItem RT296-02-211 to RT296-02-213 will b awarded as a series.","Cement, universal resin, dental: Dual cured self adhesive cement in dispenser system. 1 dispenser system, 11 gram shade transluscent, 1 mixing pad\n.i Gratia: 3M -Rely-X Unicem Clicker (56838)\nItem RT296-02-211 to RT296-02-213 will b awarded as a series.","Set"]
[null,"Cement","Cement, universal resin, dental: Dual cured self adhesive cement in dispenser system: 1 dispenser system, 11 gram shade A2 Universal, 1 mixing pad\r\n\r.i Gratia: 3M - Rely - X Unicem Clicker (56837)\r\n\rICN NO. 6520-18-187-6145","Cement, universal resin, dental: Dual cured self adhesive cement in dispenser system: 1 dispenser system, 11 gram shade A2 Universal, 1 mixing pad\n.i Gratia: 3M - Rely - X Unicem Clicker (56837)\n\n","Set"]
[null,"Cement","Cement, resin, dental: Dual cured self adhesive cement in dispenser system, universal: 1 dispenser system, 11 gram shade A3 Opague, 1 mixing pad\r\n\r.i Gratia: 3M - Rely -X Unicem Clicker (56836)\r\n\rICN NO. 6520-18-187-6151","Cement, resin, dental: Dual cured self adhesive cement in dispenser system, universal: 1 dispenser system, 11 gram shade A3 Opague, 1 mixing pad\n.i Gratia: 3M - Rely -X Unicem Clicker (56836)\n","Set"]
[null,"Cement","Cement, resin dental: Self etching and self adhesive resin one step cement kit\r\n1 x automix syringe, 10 x mixing tips, 10 x extra fine oral tips, 10 x fine oral tips\r\n\r.i Gratia: Totalcem Itena\r\n\rICN NO. 6520-18-182-0344","Cement, resin dental: Self etching and self adhesive resin one step cement kit\n1 x automix syringe, 10 x mixing tips, 10 x extra fine oral tips, 10 x fine oral tips\n.i Gratia: Totalcem Itena\n","Kit"]
[null,"Cement","Cement, resin, orthodontic: Light cure adhesive lit in capsules. 25 x 0.2g capsules, 1 x 6ml primer, 1 x dispensing gun\n.i Gratia: Transbond XT light cure 3M (712 031)\nItem RT296-02-215ME to RT296-02-224 , and RT296-02-286ME to RT296-02-287MEwill be awrded as a series.","Cement, resin, orthodontic: Light cure adhesive lit in capsules. 25 x 0.2g capsules, 1 x 6ml primer, 1 x dispensing gun\n.i Gratia: Transbond XT light cure 3M (712 031)\n","Kit"]
[null,"Cement","Cement, resin, orthodontic: Light cure adhesive in capsules. 25 x 0.2g capsules\r\n\r.i Gratia: Transbond XT Adhesive in capsules 3M (712-031)\r\n\rICN NO","Cement, resin, orthodontic: Light cure adhesive in capsules. 25 x 0.2g capsules\n.i Gratia: Transbond XT Adhesive in capsules 3M (712-031)\n","Pack"]
[null,"Bonding agents","Primer, cement resin, orthodontic: Adhesive, moisture tolerant. 1 x 6ml\r\n\r.i Gratia: Transbond MIP Primer 3 M (712-025)\r\n\rICN NO.","Primer, cement resin, orthodontic: Adhesive, moisture tolerant. 1 x 6ml\n.i Gratia: Transbond MIP Primer 3 M (712-025)\n","Bottle"]
[null,"Bonding agents","Primer, cement resin, orthodontic: Adhesive. 1 x 6ml\r\n\r.i Gratia: Transbond XT Primer 3M (712-035)\r\nICN NO.","Primer, cement resin, orthodontic: Adhesive. 1 x 6ml\n.i Gratia: Transbond XT Primer 3M (712-035)\n","Bottle"]
[null,"Bonding agents","Cement, resin, orthodontic: Band adhesive, light cure with colour kit. 5 x syringe, 2 x 25 disposable tips\r\n\r.i Gratia: Transbond Plus 3M (712-080)\r\n\rICN NO.\r\nItem RT296-02-219 to RT296-02-221 will be awarded as a series.","Cement, resin, orthodontic: Band adhesive, light cure with colour kit. 5 x syringe, 2 x 25 disposable tips\n.i Gratia: Transbond Plus 3M (712-080)\nItem RT296-02-219 to RT296-02-221 will be awarded as a series.","Kit"]
[null,"Cement","Cement, resin, orthodontic: Band adhesive, light cure with colour. 1 x Syringe, 10 x disposable tips\r\n\r.i Gratia: Transbond Plus 3M (712-081)","Cement, resin, orthodontic: Band adhesive, light cure with colour. 1 x Syringe, 10 x disposable tips\r\n\r.i Gratia: Transbond Plus 3M (712-081)","Kit"]
[null,"Cement","Cement, resin, orthodontic: Band adhesive, disposable tips. 25 x Disposable tips\r\n\r.i Gratia: Transbond Plus 3M (712-082)\r\n\rICN NO.","Cement, resin, orthodontic: Band adhesive, disposable tips. 25 x Disposable tips\n.i Gratia: Transbond Plus 3M (712-082)\n","Each"]
[null,"Cement","New item","Cement,Resin,dental:orthodontic,light cure adhesive,Kit- 2*4g syringes,6ml Primer,1 Brush holder,60 brush inserts                                              .i Gratia: Transbond XT\nItem RT296-02-222 to RT296-02-224 will be awarded as a series","Kit"]
[null,"Cement","New item","Cement,Resin,dental:orthodontic,light cure resin Refill Pack- 4*4g syringes .i Gratia: Transbond XT","Pack"]
[null,"Bonding agents","New item","Adhesive, Primer,Dental: Orthodontic,Light Cure adhesive,6ml bottle, .i Gratia: Transbond XT Light Cure Adhesive Primer","Bottle"]
[null,"Cement","Cement glass ionomer orthodontic: Band cement, dual cure, blue Tint set. 1 x 35g powder, 1 x 25g liquid, 1 x dispensing spoon, 2 x mixing pads\r\n\r.i Gratia: Unitek Multi Cure Ionomer Band Cement 3M (712-050)\r\n\rICN NO.\r\nItem RT296-02-211ME to RT296-02-213ME will be awrded as a series.","Cement glass ionomer orthodontic: Band cement, dual cure, blue Tint set. 1 x 35g powder, 1 x 25g liquid, 1 x dispensing spoon, 2 x mixing pads\n.i Gratia: Unitek Multi Cure Ionomer Band Cement 3M (712-050)\n","Set"]
[null,"Cement","Cement glass ionomer orthodontic: Band cement, dual cure, blue Tint powder. 1 x 35g powder\r\n\r.i Gratia: Unitek Multi Cure Ionomer Band Cement Powder 3 M (712-051)\r\n\rICN NO.","Cement glass ionomer orthodontic: Band cement, dual cure, blue Tint powder. 1 x 35g powder\n.i Gratia: Unitek Multi Cure Ionomer Band Cement Powder 3 M (712-051)\n","bottle"]
[null,"Cement","Cement glass ionomer orthodontic: Band cement, dual cure, blue Tint liquid. 1 x 25g liquid\r\n\r.i Gratia: Unitek Multi Cure Ionomer Band Cement Liquid 3M 9712-0520\r\nICN NO.","Cement glass ionomer orthodontic: Band cement, dual cure, blue Tint liquid. 1 x 25g liquid\n.i Gratia: Unitek Multi Cure Ionomer Band Cement Liquid 3M 9712-0520\n","bottle"]
[null,"Provisional Crown and Bridge material","Resin restorative dental: Temporization crown, light curable for short temp restorations complete kit consisTing of Molar upper large, Molar upper small, Molar lower large, Molar lower small, Premolar upper large, premolar upper small, Canine large and canine small with crown size tools\n.i Gratia: Protemp Crown 3M\nICN NO: 6520-18-187-5939\nItem RT296-02-226ME to RT296-02-235ME will be awarded as a series.","Resin restorative dental: Temporization crown, light curable for short temp restorations complete kit consisTing of Molar upper large, Molar upper small, Molar lower large, Molar lower small, Premolar upper large, premolar upper small, Canine large and canine small with crown size tools\n.i Gratia: Protemp Crown 3M\nICN NO: 6520-18-187-5939\nItem RT296-02-228 to RT296-02-237 will be awarded as a series.","Kit"]
[null,"Provisional Crown and Bridge material","Resin restorative dental; Temporization crown, light curable for short term temp restoration refill: Molar upper large\r\n\r.i Gratia: Protemp Crown 3M Molar upper large\r\nICN NO. 6520-18-187-5940","Resin restorative dental; Temporization crown, light curable for short term temp restoration refill: Molar upper large\n.i Gratia: Protemp Crown 3M Molar upper large\n","box"]
[null,"Provisional Crown and Bridge material","Resin restorative dental: Temporization crown, light curable for short term temp restorations refill: Molar upper small\n.i Gratia: Protemp Crown 3M Molar Upper Small  \nICN NO 6520-18-187-5941\n","Resin restorative dental: Temporization crown, light curable for short term temp restorations refill: Molar upper small\n.i Gratia: Protemp Crown 3M Molar Upper Small  \n\n","box"]
[null,"Provisional Crown and Bridge material","Resin restorative dental: Temporization crown, light curable for short term temp restorations refill: Molar lower large\r\n\r.i Gratia: Protemp Crown 3M Molar lower large \r\nICN NO 6520-18-187-6286\r","Resin restorative dental: Temporization crown, light curable for short term temp restorations refill: Molar lower large\n.i Gratia: Protemp Crown 3M Molar lower large \n\n","box"]
[null,"Provisional Crown and Bridge material","Resin restorative dental: Temporization crown, light curable for short term temp restorations refill: Molar lower small\r\n\r.i Gratia: Protemp Crown 3M Molar lower Small  \r\n\rICN NO; 6520-18-187-5945\r","Resin restorative dental: Temporization crown, light curable for short term temp restorations refill: Molar lower small\n.i Gratia: Protemp Crown 3M Molar lower Small  \n","box"]
[null,"Provisional Crown and Bridge material","Resin restorative dental: Temporization crown, light curable for short term temp restorations refill: Premolar upper large\r\n\r.i Gratia: Protemp Crown 3M Premolar Upper Large \r\n\rICN NO 6520-18-187-5954\r","Resin restorative dental: Temporization crown, light curable for short term temp restorations refill: Premolar upper large\n.i Gratia: Protemp Crown 3M Premolar Upper Large \n","box"]
[null,"Provisional Crown and Bridge material","Resin restorative dental: Temporization crown, light curable for short term temp restorations refill: Premolar upper small\r\n\r.i Gratia: Protemp Crown 3M Premolar Upper Small  \r\n\rICN NO 6520-18-187-5965\r","Resin restorative dental: Temporization crown, light curable for short term temp restorations refill: Premolar upper small\n.i Gratia: Protemp Crown 3M Premolar Upper Small  \n","box"]
[null,"Provisional Crown and Bridge material","Resin restorative dental: Temporization crown, light curable for short term temp restorations refill: Premolar lower\r\n\r.i Gratia: Protemp Crown 3M Premolar lower  \r\n\rICN NO 6520-18-197-5969\r\n","Resin restorative dental: Temporization crown, light curable for short term temp restorations refill: Premolar lower\n.i Gratia: Protemp Crown 3M Premolar lower  \n","box"]
[null,"Provisional Crown and Bridge material","Resin restorative dental: Temporization crown, light curable for short term temp restorations refill: Canine large\r\n\r.i Gratia: Protemp Crown 3M Canine large \r\n\rICN NO 6520-18-187-5971\r","Resin restorative dental: Temporization crown, light curable for short term temp restorations refill: Canine large\n.i Gratia: Protemp Crown 3M Canine large \n","box"]
[null,"Provisional Crown and Bridge material","Resin restorative dental: Temporization crown, light curable for short term temp restorations refill: Canine small\r\n\r.i Gratia: Protemp Crown 3M Canine small \r\n\rICN NO 6520-18-187-5974\r","Resin restorative dental: Temporization crown, light curable for short term temp restorations refill: Canine small\n.i Gratia: Protemp Crown 3M Canine small \n","box"]
[null,"Restorative material","Sealant glass ionomer: Posterior pit and fissure sealant: coloured, chemical and light cured pink.\r\nPowder, liquid and conditioner set\r\n\r.i Gratia: Fuji Triage Powder and liquid pink (002490)\r\n\rItem RT296-02-245 to RT296-02-247 will be awrded as a series","Sealant glass ionomer: Posterior pit and fissure sealant: coloured, chemical and light cured pink.\nPowder, liquid and conditioner set\n.i Gratia: Fuji Triage Powder and liquid pink (002490)\nItem RT296-02-238 to RT296-02-240 will be awrded as a series","set"]
[null,"Restorative material","Sealant glass ionomer: Posterior pit and fissure, coloured, chemical and light cured capsules: Pink\r\n\r.i Gratia: Fuji Triage capsules pink (002495)","Sealant glass ionomer: Posterior pit and fissure, coloured, chemical and light cured capsules: Pink\r\n\r.i Gratia: Fuji Triage capsules pink (002495)","set"]
[null,"Restorative material","Sealant glass ionomer: Posterior pit and fissure coloured, chemical and light cured capsules: White\r\n\r.i Gratia: Fuji Triage capsules white (002490)\r","Sealant glass ionomer: Posterior pit and fissure coloured, chemical and light cured capsules: White\r\n\r.i Gratia: Fuji Triage capsules white (002490)\r","set"]
[null,"Restorative material","Sealant composite: Non-etching composite sealant kit\r\n1 x 1.2ml syringe\r\n10 x Fine needle tips\r\n3 x  pointed brushes\r\n\r.i Gratia: Prevent seal ITENA","Sealant composite: Non-etching composite sealant kit\r\n1 x 1.2ml syringe\r\n10 x Fine needle tips\r\n3 x  pointed brushes\r\n\r.i Gratia: Prevent seal ITENA","set"]
[null,"Restorative material","Sealant composite: PenetraTing composite sealer, unfilled resin for sealing restorations by bonding to composite and etched enamel\n2 x 1.2ml syringe\n.i Gratia: Ultradent Permaseal (#631)","Sealant composite: Penetrating composite sealer, unfilled resin for sealing restorations by bonding to composite and etched enamel\n2 x 1.2ml syringe\n.i Gratia: Ultradent Permaseal (#631)","pack"]
[null,"Bonding agents","Resin restorative dental: Self etch adhesive: 1 bottle of 5ml\r\n\r.i Gratia: 3M Adapter Easy Bond (41246)\r\n\rICN NO.6520-18-179 2151","Resin restorative dental: Self etch adhesive: 1 bottle of 5ml\n.i Gratia: 3M Adapter Easy Bond (41246)\n\n","bottle"]
[null,"Cavity Liners and bases","Cement kit, glass ionomer, dental: liner, visible light cured, 2 paste system in dispenser\n1 Dispenser 10g, 1 mixing pad\n.i Gratia: 3M-Vitrebond Plus (7571)\nICN NO."," Kit, glass ionomer, dental: liner, visible light cured, 2 paste system in dispenser\n1 Dispenser 10g, 1 mixing pad\n.i Gratia: 3M-Vitrebond Plus (7571)\n","Kit","Cementremoved"]
[null,"Restorative material Accessories","Wedge set, dental: Protection during preparation of  Class 11\nKit with assorted sizes\n.i Gratia: Fenderwedge assorted (DIR 602750)\nICN NO.\n","Wedge set, dental: Protection during preparation of  Class 11\nKit with assorted sizes\n.i Gratia: Fenderwedge assorted (DIR 602750)\n","Kit"]
[null,"Restorative material Accessories","Wedge set, dental: Protection during preparation of Class 11\r\nSizes, large\r\n\r.i Gratia: Fenderwedge assorted (DIR 602753)\r\n\rICN NO.","Wedge set, dental: Protection during preparation of Class 11\nSizes, large\n.i Gratia: Fenderwedge assorted (DIR 602753)\n\n","pack"]
[null,"Restorative material Accessories","Wedge set, dental: Protection during preparation of Class 11\r\n\rSizes: medium\r\n\r.i Gratia: Fenderwedge assorted (DIR 602752)\r\n\rICN NO.","Wedge set, dental: Protection during preparation of Class 11\nSizes: medium\n.i Gratia: Fenderwedge assorted (DIR 602752)\n","pack"]
[null,"Restorative material Accessories","Wedge set, dental: Protection during preparation of Class 11\r\n\rSizes: Small\r\n\r.i Gratia: Fenderwedge assorted (DIR 602751)\r\n\rICN NO.","Wedge set, dental: Protection during preparation of Class 11\nSizes: Small\n.i Gratia: Fenderwedge assorted (DIR 602751)\n","pack"]
[null,"Restorative material Accessories","Wedge set, dental: Protection during preparation of Class 11\r\n\rSizes: X Small\r\n\r.i Gratia: Fenderwedge assorted (DIR 602754)\r\n\rICN NO.","Wedge set, dental: Protection during preparation of Class 11\nSizes: X Small\n.i Gratia: Fenderwedge assorted (DIR 602754)\n\n","pack"]
[null,"Applicator Tips","Resin Restoritive, Dental: C:B Material, mixing tips  : Bx of 50 .i Gratia;  Integrety (605.78.349)\n","Resin Restoritive, Dental: C:B Material, mixing tips  : Box of 50 .i Gratia;  Integrety (605.78.349)\n","box of 50"]
[null,"Applicator Tips","Resin Restoritive, Dental: C:B Material, mini Syringe mixing tips  : Bx of 50 .i Gratia;  Integrety (605.78.359)\r\n","Resin Restoritive, Dental: C:B Material, mini Syringe mixing tips  : Bx of 50 .i Gratia;  Integrety (605.78.359)\r\n","box"]
[null,"Applicator Tips","Resin Restoritive, Dental: C:B Material, Dispenser for Cartriges with  slied i Gratia;  Integrety (666260)","Resin Restoritive, Dental: C:B Material, Dispenser for Cartriges with  slied i Gratia;  Integrety (666260)","box"]
[null,"Cavity Liners and bases","Zinc Oxide, Dental:Imtermediate restorative polymer reinforceced Powder  refill  1 Bottle of 40g powder .i Gratia Dentsply IRM (606.61.520)\n","Zinc Oxide, Dental:Imtermediate restorative polymer reinforceced Powder  refill  1 Bottle of 40g powder .i Gratia Dentsply IRM (606.61.520)\n","bottle"]
[null,"Cavity Liners and bases","Zinc Oxide, Dental: Imtermediate restorative polymer reinforceced liquid Refill  1 Bottle of 15 ml Liquid .i Gratia Dentsply IRM (606.61.510)\n","Zinc Oxide, Dental: Imtermediate restorative polymer reinforceced liquid Refill  1 Bottle of 15 ml Liquid .i Gratia Dentsply IRM (606.61.510)\n","bottle"]
[null,"Cement","Cement ZincOxide, dental: Teporary Non-eugenol Cement automix sytem. With 2 X9g syringes and 20 Mixing tips .i Gratia Dentsply Integrety Tempgrip (666450) \r","Cement ZincOxide, dental: Temporary Non-eugenol Cement automix sytem. With 2 X9g syringes and 20 Mixing tips .i Gratia Dentsply Integrety Tempgrip (666450) \n","pack"]
[null,"Cement","Cement ZincOxide, dental: Teporary Non-eugenol Cement automix sytem tips pack of 50Tips tips .i Gratia Dentsply Integrety Tempgrip mixing Tips  (666460)\n","Cement ZincOxide, dental: Temporary Non-eugenol Cement automix sytem tips pack of 50Tips tips .i Gratia Dentsply Integrety Tempgrip mixing Tips  (666460)\n","pack"]
[null,"Restorative material","Glass Ionomer , Restoritave, dental posterior restorations, primary teeth, core build up, refill, Acticvator .i Gratia Ketac Molora Aplicap activator (73040)\r","Glass Ionomer , Restoritave, dental posterior restorations, primary teeth, core build up, refill, Acticvator .i Gratia Ketac Molora Aplicap activator (73040)\r","box"]
[null,"Restorative material","Glass Ionomer , Restoritave, dental posterior restorations, Handmix refil  teeth, core build up, Handmix kit .i Gratia :FujiCem Handmix kit with 25g powder, 12ml liquid and mixing pad  \n","Glass Ionomer , Restoritave, dental posterior restorations, Handmix refil  teeth, core build up, Handmix kit .i Gratia :FujiCem Handmix kit with 25g powder, 12ml liquid and mixing pad  \n","set"]
[null,"Restorative material","Glass Ionomer , Restoritave, dental posterior restorations, primary teeth, core build up, powder refill 25g,  .i Gratia:FujiCem handmix powder (37810)\n","Glass Ionomer , Restoritave, dental posterior restorations, primary teeth, core build up, powder refill 25g,  .i Gratia:FujiCem handmix powder (37810)\n","bottle"]
[null,"Restorative material","Glass Ionomer , Restoritave, dental posterior restorations, primary teeth, core build up, liquid  refill 12ml, .i Gratia:FujiCem  handmix liquid (37820)","Glass Ionomer , Restoritave, dental posterior restorations, primary teeth, core build up, liquid  refill 12ml, .i Gratia:FujiCem  handmix liquid (37820)","bottle"]
[null,"Cement","Cement, composite, dental: light cure composite cement for veneers; .i Gratia 3M Rely-X Veneer (8713) Introductory kit consisTing of 5 x try-In Paste (Translucent, White-Opaque, A1 Light-yellow, A3 Opaque/Yellow Opaque, A5 Dark and B0.5 White) of 2 g each; 5 Cement syringes (Translucent, White-Opaque, A1 Light-yellow, A3 Opaque/Yellow Opaque, A5 Dark and B0.5 White) of 3 g each; 1 Syringe Scotch bond etchant of 3 ml; 1 bottle Rely-X Ceramic Primer of 5 ml ; 1 x Adapter Scotch bond and 1 x XT Adhesive of 6 ml\n RT296-02-269 to RT296-02-280 will be awaded as a series","Cement, composite, dental: light cure composite cement for veneers; .i Gratia 3M Rely-X Veneer (8713) Introductory kit consisTing of 5 x try-In Paste (Translucent, White-Opaque, A1 Light-yellow, A3 Opaque/Yellow Opaque, A5 Dark and B0.5 White) of 2 g each; 5 Cement syringes (Translucent, White-Opaque, A1 Light-yellow, A3 Opaque/Yellow Opaque, A5 Dark and B0.5 White) of 3 g each; 1 Syringe Scotch bond etchant of 3 ml; 1 bottle Rely-X Ceramic Primer of 5 ml ; 1 x Adapter Scotch bond and 1 x XT Adhesive of 6 ml\nItem RT296-02-261 to RT296-02-271 will be awaded as a series","Kit"]
[null,"Cement","Cement, composite, dental: light cure composite cement for veneers; Refill; .i Gratia 3M Rely-X Veneer (8714TR); 1 x Cement syringe of 3 g, Shade: translucent\r","Cement, composite, dental: light cure composite cement for veneers; Refill; .i Gratia 3M Rely-X Veneer (8714TR); 1 x Cement syringe of 3 g, Shade: translucent\r","each"]
[null,"Cement","Cement, composite, dental: light cure composite cement for veneers; Refill; .i Gratia 3M Rely-X Veneer (8714WO); 1 x Cement syringe of 3 g, Shade: White Opaque\r","Cement, composite, dental: light cure composite cement for veneers; Refill; .i Gratia 3M Rely-X Veneer (8714WO); 1 x Cement syringe of 3 g, Shade: White Opaque\r","each"]
[null,"Cement","Cement, composite, dental: light cure composite cement for veneers; Refill; .i Gratia 3M Rely-X Veneer (8714A1); 1 x Cement syringe of 3 g, Shade: Light Yellow\r","Cement, composite, dental: light cure composite cement for veneers; Refill; .i Gratia 3M Rely-X Veneer (8714A1); 1 x Cement syringe of 3 g, Shade: Light Yellow\r","each"]
[null,"Cement","Cement, composite, dental: light cure composite cement for veneers; Refill; .i Gratia 3M Rely-X Veneer (8714A3; 1 x Cement syringe of 3 g, Shade: opaque/Yellow opaque\r","Cement, composite, dental: light cure composite cement for veneers; Refill; .i Gratia 3M Rely-X Veneer (8714A3; 1 x Cement syringe of 3 g, Shade: opaque/Yellow opaque\r","each"]
[null,"Cement","Cement, composite, dental: light cure composite cement for veneers; Refill; .i Gratia 3M Rely-X Veneer (8714B0.5); 1 x Cement syringe of 3 g, Shade: White\r","Cement, composite, dental: light cure composite cement for veneers; Refill; .i Gratia 3M Rely-X Veneer (8714B0.5); 1 x Cement syringe of 3 g, Shade: White\r","each"]
[null,"Cement","Cement, composite, dental: light cure composite cement for veneers; Refill; .i Gratia 3M Rely-X Veneer 7614TRT); 1 x Try-In Paste; Shade: translucent\r","Cement, composite, dental: light cure composite cement for veneers; Refill; .i Gratia 3M Rely-X Veneer 7614TRT); 1 x Try-In Paste; Shade: translucent\r","each"]
[null,"Cement","Cement, composite, dental: light cure composite cement for veneers; Refill; .i Gratia 3M Rely-X Veneer 7614A!T); 1 x Try-In Paste; Shade: Light Yellow\r","Cement, composite, dental: light cure composite cement for veneers; Refill; .i Gratia 3M Rely-X Veneer 7614A!T); 1 x Try-In Paste; Shade: Light Yellow\r","each"]
[null,"Cement","Cement, composite, dental: light cure composite cement for veneers; Refill; .i Gratia 3M Rely-X Veneer 7614TRT); 1 x Try-In Paste; Shade: White Opaque\r","Cement, composite, dental: light cure composite cement for veneers; Refill; .i Gratia 3M Rely-X Veneer 7614TRT); 1 x Try-In Paste; Shade: White Opaque\r","each"]
[null,"Cement","Cement, composite, dental: light cure composite cement for veneers; Refill; .i Gratia 3M Rely-X Veneer 7614A3T); 1 x Try-In Paste; Shade: Opaque/Yellow opaque\r","Cement, composite, dental: light cure composite cement for veneers; Refill; .i Gratia 3M Rely-X Veneer 7614A3T); 1 x Try-In Paste; Shade: Opaque/Yellow opaque\r","each"]
[null,"Cement","Cement, composite, dental: light cure composite cement for veneers; Refill; .i Gratia 3M Rely-X Veneer 7614B0.5T); 1 x Try-In Paste; Shade: White\r","Cement, composite, dental: light cure composite cement for veneers; Refill; .i Gratia 3M Rely-X Veneer 7614B0.5T); 1 x Try-In Paste; Shade: White\r","each"]
[null,"Bonding agents","Primer: dental: Ceramic Silane Coupling Agent; .i Gratia 3M Rely_X Ceramic Primer (2721) 1 x 5ml bottle \r","Primer: dental: Ceramic Silane Coupling Agent; .i Gratia 3M Rely_X Ceramic Primer (2721) 1 x 5ml bottle \r","each"]
[null,"Cement","Cement, resin, dental: self-adhesive universal resin cement: refill; Exepli Gratia 3M Rely-X Unicem Applicap (56816) 50 capsules; shade: Translucent. RT296-02-281 to RT296-02-287 will be awarded as a series","Cement, resin, dental: self-adhesive universal resin cement: refill; Exepli Gratia 3M Rely-X Unicem Applicap (56816) 50 capsules; shade: Translucent.\n Item RT296-02-273 to RT296-02-289 will be awarded as a series","Box of 50"]
[null,"Cement","Cement, resin, dental: self-adhesive universal resin cement: refill; Exepli Gratia 3M Rely-X Unicem Applicap (56817) 50 capsules; shade: A3 Opaque\r\nRT296-02-281 to RT296-02-287 will be awarded as a series","Cement, resin, dental: self-adhesive universal resin cement: refill; Exepli Gratia 3M Rely-X Unicem Applicap (56817) 50 capsules; shade: A3 Opaque\n","Box of 50"]
[null,"Cement","Cement, resin, dental: self-adhesive universal resin cement: refill; Exepli Gratia 3M Rely-X Unicem Applicap (56817) 50 capsules; shade: A2 Universal\nRT296-02-281 to RT296-02-287 will be awarded as a series\r","Cement, resin, dental: self-adhesive universal resin cement: refill; Exepli Gratia 3M Rely-X Unicem Applicap (56817) 50 capsules; shade: A2 Universal\n\n","Box of 50"]
[null,"Cement","Cement, resin, dental: self-adhesive universal resin cement: refill; exepli Gratia 3M Rely-X Unicem Applicap (56819) 20 capsules; shade: A1\r\nRT296-02-281 to RT296-02-287 will be awarded as a series","Cement, resin, dental: self-adhesive universal resin cement: refill; exepli Gratia 3M Rely-X Unicem Applicap (56819) 20 capsules; shade: A1\n","Box of 50"]
[null,"Cement","Cement, resin, dental: self-adhesive universal resin cement: refill; exepli Gratia 3M Rely-X Unicem Applicap (56820) 20 capsules; shade: White Opaque\r\nRT296-02-281 to RT296-02-287 will be awarded as a series","Cement, resin, dental: self-adhesive universal resin cement: refill; exepli Gratia 3M Rely-X Unicem Applicap (56820) 20 capsules; shade: White Opaque\n","Box of 50"]
[null,"Cement","Cement, resin, dental: self-adhesive universal resin cement: refill; exepli Gratia 3M Rely-X Unicem Applicap (73050) 1 x Aplicap Applier\r\nRT296-02-281 to RT296-02-287 will be awarded as a series","Cement, resin, dental: self-adhesive universal resin cement: refill; exepli Gratia 3M Rely-X Unicem Applicap (73050) 1 x Aplicap Applier\n","Box of 50"]
[null,"Cement","Cement, resin, dental: self-adhesive universal resin cement: refill; exepli Gratia 3M Rely-X Unicem Applicap (73040 1 x Aplicap Activator \r\nRT296-02-281 to RT296-02-287 will be awarded as a series","Cement, resin, dental: self-adhesive universal resin cement: refill; exepli Gratia 3M Rely-X Unicem Applicap (73040 1 x Aplicap Activator \n","Box of 50"]
[null,"Restorative material","Resin restorative, dental Multi layer nano hybrid aesthetic flowable refill, 2x 0.2g Capsule shade B2 (e.g. filtek supreme) Box with 20 piece. Item  RT296-02-288 to RT296-02-294 will be awarded as a series","Resin restorative, dental Multi layer nano hybrid aesthetic flowable refill, 2x 0.2g Capsule shade B2 (e.g. filtek supreme) Box with 20 piece.\nItem  RT296-02-280 to RT296-02-286 will be awarded as a series","pack"]
[null,"Restorative material","Resin restorative, dental Multi layer nano hybrid aesthetic flowable refill, 2x 0.2g Capsule shade OM (Opaque medium) (e.g. filtek supreme Box with 20 pieces\n","Resin restorative, dental Multi layer nano hybrid aesthetic flowable refill, 2x 0.2g Capsule shade OM (Opaque medium) (e.g. filtek supreme Box with 20 pieces\n","pack"]
[null,"Restorative material","Resin restorative, dental Multi layer nano hybrid aesthetic flowable refill, 2x 0.2g Capsule shade CL (Clear) (e.g. filtek supreme) Box with 20 pieces\n","Resin restorative, dental Multi layer nano hybrid aesthetic flowable refill, 2x 0.2g Capsule shade CL (Clear) (e.g. filtek supreme) Box with 20 pieces\n","pack"]
[null,"Restorative material","Resin restorative, dental Multi layer nano hybrid aesthetic flowable refill, 2x 0.2g Capsule shade BLX (Bleach extra light) (e.g. filtek supreme Box with 20 pieces\n","Resin restorative, dental Multi layer nano hybrid aesthetic flowable refill, 2x 0.2g Capsule shade BLX (Bleach extra light) (e.g. filtek supreme Box with 20 pieces\n","pack"]
[null,"Restorative material","Resin restorative, dental Multi layer nano hybrid aesthetic flowable refill, 2x 0.2g Capsule shade Baseliner (e.g. filtek supreme) Box with 20 pieces\n","Resin restorative, dental Multi layer nano hybrid aesthetic flowable refill, 2x 0.2g Capsule shade Baseliner (e.g. filtek supreme) Box with 20 pieces\n","pack"]
[null,"Restorative material","Resin restorative, dental Multi layer nano hybrid aesthetic flowable refill, 2x 0.2g Capsule shade HKA 2.5 (e.g. filtek supreme) Box with 20 pieces\n","Resin restorative, dental Multi layer nano hybrid aesthetic flowable refill, 2x 0.2g Capsule shade HKA 2.5 (e.g. filtek supreme) Box with 20 pieces\n","pack"]
[null,"Restorative material","Resin restorative, dental Multi layer nano hybrid aesthetic flowable refill, 2x 0.2g Capsule shade HKA 5(e.g. filtek supreme) Box with 20 pieces\n","Resin restorative, dental Multi layer nano hybrid aesthetic flowable refill, 2x 0.2g Capsule shade HKA 5(e.g. filtek supreme) Box with 20 pieces\n","pack"]
[null,"Cement","\rCement, resin, orthodontic: Light cure adhesive syringe kit with 2 X 4g syringes, 6ml primer, 1 X brush holder and  brush tips. .i Gratia 3M Transbond XT Light cure resin kit (712-035)\r","\rCement, resin, orthodontic: Light cure adhesive syringe kit with 2 X 4g syringes, 6ml primer, 1 X brush holder and  brush tips. .i Gratia 3M Transbond XT Light cure resin kit (712-035)\r","Kit"]
[null,"Cement","Cement, resin, orthodontic: Light cure adhesive syringe refill , pack of 4 X 4g Syringes  . .i Gratia 3M Transbond XT Light cure resin Syringe (712-036)\r","Cement, resin, orthodontic: Light cure adhesive syringe refill , pack of 4 X 4g Syringes  . .i Gratia 3M Transbond XT Light cure resin Syringe (712-036)\r","pack"]
[null,"Cement","Cement, resin, orthodontic: Light cure adhesive light cure in capsules. \r\n25 x 0.2g capsules, 1 x 6ml primer and 1 x dispensing gun\r\n.i gratia: Transbond LR light cure 3M (712 033), Light cure specifically designed for bonding lingual retainer.\r","Cement, resin, orthodontic: Light cure adhesive light cure in capsules. \r\n25 x 0.2g capsules, 1 x 6ml primer and 1 x dispensing gun\r\n.i gratia: Transbond LR light cure 3M (712 033), Light cure specifically designed for bonding lingual retainer.\r","pack"]
[null,"Cement","Cement, resin, orthodontic: Light cure adhesive light cure in capsules 25 x 0.2g capsules\r\n.i gratia: Transbond LR light cure 3M (712 033), Light cure specifically designed for bonding lingual retainer.\r","Cement, resin, orthodontic: Light cure adhesive light cure in capsules 25 x 0.2g capsules\r\n.i gratia: Transbond LR light cure 3M (712 033), Light cure specifically designed for bonding lingual retainer.\r","pack"]
[null,"Endodontic material","ChelaTing agent, dental: Gel, root canal  preparation \n5 x 3ml Syringes and 50 Disposable Tips\n.i Gratia: Dentsply Maileffer - Glyde File Prep Gel\nICN: 18-179-2152 KT","Chelating agent, dental: Gel, root canal  preparation \n5 x 3ml Syringes and 50 Disposable Tips\n.i Gratia: Dentsply Maileffer - Glyde File Prep Gel\n","Kit"]
[null,"Endodontic material","ChelaTing agent, dental:Liquid, root canal  preparation, EDTA Liquid \n100ml Bottle\n.i Gratia: Topclear\nICN: RT296-0043 BT","Chelating agent, dental:Liquid, root canal  preparation, EDTA Liquid \n100ml Bottle\n.i Gratia: Topclear\n","bottle"]
[null,"Endodontic material","ChelaTing agent, dental:Gel root canal  preparation, EDTA Liquid \n1 Jar (18g)\n.i Gratia: Premier -RC Prep\nICN: 18-970-5692 JR","Chelating agent, dental:Gel root canal  preparation, EDTA Liquid \n1 Jar (18g)\n.i Gratia: Premier -RC Prep\n","Jar"]
[null,"Endodontic material","New item","Root Canal Chelating agent and lubricant to remove smear layer and clean root canal system consisTing of 10% Carbamide peroxide, 15%EDTA and NaOCL,5x syringes, 50x disposable tips.   \n.i Gratia Maillefer Glyde RC conditioner","Kit"]
[null,"Endodontic material","New item","Mineral Trioxide Aggregate Repair Cement; Bioactive powder and Liquid/ Gel system with syringe and tips for precise placement into the canal. 2g bottle MTA flowPowder,2ml Bottle MTA Flow Gel, 20x20ga Micro Tips, 10x Skini Tips, 10x Luer Lock Caps   \n.i Gratia Maillefer: MTA Flow","Kit"]
[null,"Endodontic material","Root canal repair material: Mineral trioxide aggregate 1 x 1.0g sachet\n.i Gartia: ProRoot, Dentsply Maileffer \n","Root canal repair material: Mineral trioxide aggregate 1 x 1.0g sachet\n.i Gartia: ProRoot, Dentsply Maileffer \n","Kit"]
[null,"Endodontic material","New item"," Bioceramic Endodontic Root canal sealant, 1x3g syringe, 20x 24g cannulas, 5xstorage caps.ISO6876                                                                        .i gratia Maillefer: AH+ Bioceramic","Kit"]
[null,"Endodontic material","Sealing compound, pulp canal, dental: sealer, zinc-oxide cement, powder, radiopaque, medium setTing \n1 Bottle 20 g \n.i Gratia: ???\nICN: 18-970-5694 BT \n","Sealing compound, pulp canal, dental: sealer, zinc-oxide cement, powder, radiopaque, medium setting \n1 Bottle 20 g \n\n\n","bottle"]
[null,"Endodontic material","Sealing compound, pulp canal, dental: sealer, non-steroidal, powder and liquid set \r\nSet- 1 bottle powder 0,49oz, 1 bottle liquid 0,35 fl oz, 1 measure spoon, 1 mixing pad \r\n.i Gratia: Endomet\r\nICN: 18-970-7729 SE","Sealing compound, pulp canal, dental: sealer, non-steroidal, powder and liquid set \nSet- 1 bottle powder 0,49oz, 1 bottle liquid 0,35 fl oz, 1 measure spoon, 1 mixing pad \n.i Gratia: Endomet\n","set"]
[null,"Endodontic material","Sealing compound, pulp canal, dental: sealer, formaldehide free epoxy amine polymer,\r\n1 Tube paste A 4 ml, 1 tube paste B 4 ml\r\n.i Gratia: Dentsply - Maillerfer Top Seal \r\nICN: 18-015-7665 KT","Sealing compound, pulp canal, dental: sealer, formaldehide free epoxy amine polymer,\n1 Tube paste A 4 ml, 1 tube paste B 4 ml\n.i Gratia: Dentsply - Maillerfer Top Seal \n","Kit"]
[null,"Endodontic material","Sealing compound, pulp canal, dental: sealer, non-steroidal, resin and eugenol free                                                                        \nSet- 1 bottle powder15g and 35 0.2single dose pipetts.                                                                                                               .i Gratia: Bio Root Septodont                                                                                                                                                             ICN: ","Sealing compound, pulp canal, dental: sealer, non-steroidal, resin and eugenol free                                                                        \nSet- 1 bottle powder15g and 35 0.2single dose pipetts.                                                                                                               .i Gratia: Bio Root Septodont                                                                                                                                                             ","set"]
[null,"Endodontic material","Anticeptic, pulp canal, dental: formaldehyde and cresol solution, 38 -40 vol. 0/0, aethanolum, treatment of necrotic pulps\r\n1 bottle 15 ml (0,5oz)\r\n.i Gratia:  T.C.F.\r\nICN:18-970-5106 BT","Anticeptic, pulp canal, dental: formaldehyde and cresol solution, 38 -40 vol. 0/0, aethanolum, treatment of necrotic pulps\n1 bottle 15 ml (0,5oz)\n.i Gratia:  T.C.F.\n","bottle"]
[null,"Endodontic material","Triamcinolone acetonide,dental paste, USP: root canal, therapeutic, corticosteroid-antibiotic paste \r\n1 Tube 5 g \r\n.i Gratia: Lederle - Ledermix Paste No 2\r\nICN: 18-970-6104 TU","Triamcinolone acetonide,dental paste, USP: root canal, therapeutic, corticosteroid-antibiotic paste \n1 Tube 5 g \n.i Gratia: Lederle - Ledermix Paste No 2\n","tube"]
[null,"Endodontic material","Parachlorphenol, camporated, USP: dental, root canal anticeptic, liquid \r\n1 Bottle 15 ml (0,5 oz) \r\n.i Gratia: PD - CPMCP\r\nICN: 18-970-7083 BT","Parachlorphenol, camporated, USP: dental, root canal anticeptic, liquid \n1 Bottle 15 ml (0,5 oz) \n.i Gratia: PD - CPMCP\n","Bottle "]
[null,"Endodontic material","Aqueous calcium hydroxide paste 35% ph 12.5\r\nKit\r\n.i Gartia: UltraCal XS (1027)\r\nICN: 6520-18-186-2097","Aqueous calcium hydroxide paste 35% ph 12.5\nKit\n.i Gartia: UltraCal XS (1027)\n","Kit"]
[null,"Endodontic material","Syringe Dental; Calcium hydroxide paste with disposable tip. 1-2 Gm. with 20 disposable tips.    \nitem    RT296-03-014 and RT296-03-015 will be awarded as a series                                  \n.i Gratia:  Vitapex-Neo Dental                                                                                                                                           ICN: ","Syringe Dental; Calcium hydroxide paste with disposable tip. 1-2 Gm. with 20 disposable tips.                   \n.i Gratia:  Vitapex-Neo Dental                                                                                                                                           item RT296-03-016 and RT296-03-036 will be awarded as a series  ","set"]
[null,"Endodontic material","Tip Syringe: to fit on Vitapex -neo Dental syringe , 40 per pack                                                                                                  .i gratia: Neo Blue tips                                                                                                                                               ICN: ","Tip Syringe: to fit on Vitapex -neo Dental syringe , 40 per pack                                                                                                  .i gratia: Neo Blue tips                                                                                                                                               ","pack"]
[null,"Endodontic material","Point assortment, pulp canal, dental: paper, absorbent, regular style,  sterile packaging assorted sizes 15-40\r\n1 Box 180 pieces \r\n.i Gratia: Maileffer\r\nICN: 18-007-2832 BX\r\nItem RT296-03-016 to RT296-03-034 will be awrded as a series.","Point assortment, pulp canal, dental: paper, absorbent, regular style,  sterile packaging assorted sizes 15-40\n1 Box 180 pieces \n.i Gratia: Maileffer\nItem RT296-03-018 to RT296-03-034 will be awrded as a series.","box"]
[null,"Endodontic material","Point assortment, pulp canal, dental: paper, absorbent, regular style,sterile packing, size ISO 015 \r\n1 Box 180 pieces\r\n.i Gartia: Maillefer\r\nICN: 18-970-7551 VI\r","Point assortment, pulp canal, dental: paper, absorbent, regular style,sterile packing, size ISO 015 \n1 Box 180 pieces\n.i Gartia: Maillefer\n\n","box"]
[null,"Endodontic material","Point assortment, pulp canal, dental: paper, absorbent, regular style,sterile packing, size ISO 020\r\n1 Box 180 pieces\r\n.i Gartia: Maillefer\r\nICN: 18-970-7552 VI","Point assortment, pulp canal, dental: paper, absorbent, regular style,sterile packing, size ISO 020\n1 Box 180 pieces\n.i Gartia: Maillefer\n","box"]
[null,"Endodontic material","Point assortment, pulp canal, dental: paper, absorbent, regular style,sterile packing, size ISO 025 \r\n1 Box 180 pieces\r\n.i Gartia: Maillefer\r\nICN: 18-970-7553 VI\r\n","Point assortment, pulp canal, dental: paper, absorbent, regular style,sterile packing, size ISO 025 \n1 Box 180 pieces\n.i Gartia: Maillefer\n\n","box"]
[null,"Endodontic material","Point assortment, pulp canal, dental: paper, absorbent, regular style,sterile packing, size ISO 030 \r\n1 Box 180 pieces\r\n.i Gartia: Maillefer\r\nICN: 18-970-7554 VI\r\n","Point assortment, pulp canal, dental: paper, absorbent, regular style,sterile packing, size ISO 030 \n1 Box 180 pieces\n.i Gartia: Maillefer\n\n","box"]
[null,"Endodontic material","Point assortment, pulp canal, dental: paper, absorbent, regular style,sterile packing, size ISO 035 \r\n1 Box 180 pieces\r\n.i Gartia: Maillefer\r\nICN: 18-970-7555 VI","Point assortment, pulp canal, dental: paper, absorbent, regular style,sterile packing, size ISO 035 \n1 Box 180 pieces\n.i Gartia: Maillefer\n","box"]
[null,"Endodontic material","Point assortment, pulp canal, dental: paper, absorbent, regular style,sterile packing, size ISO 040\r\n1 Box 180 pieces\r\n.i Gartia: Maillefer\r\nICN: 18-970-7556 VI","Point assortment, pulp canal, dental: paper, absorbent, regular style,sterile packing, size ISO 040\n1 Box 180 pieces\n.i Gartia: Maillefer\n","box"]
[null,"Endodontic material","Point assortment, pulp canal, dental: paper, absorbent, regular style,sterile packing, size ISO 045 \r\n1 Box 180 pieces\r\n.i Gartia: Maillefer\r\nICN: 18-970-7557 VI","Point assortment, pulp canal, dental: paper, absorbent, regular style,sterile packing, size ISO 045 \n1 Box 180 pieces\n.i Gartia: Maillefer\n","box"]
[null,"Endodontic material","Point assortment, pulp canal, dental: paper, absorbent, regular style,sterile packing, size ISO 050\r\n1 Box 180 pieces\r\n.i Gartia: Maillefer\r\nICN: 18-970-7558 VI","Point assortment, pulp canal, dental: paper, absorbent, regular style,sterile packing, size ISO 050\n1 Box 180 pieces\n.i Gartia: Maillefer\n","box"]
[null,"Endodontic material","Point assortment, pulp canal, dental: paper, absorbent, regular style,sterile packing, size ISO 055\r\n1 Box 180 pieces\r\n.i Gartia: Maillefer\r\nICN: 18-970-7559 VI\r","Point assortment, pulp canal, dental: paper, absorbent, regular style,sterile packing, size ISO 055\n1 Box 180 pieces\n.i Gartia: Maillefer\n\n","box"]
[null,"Endodontic material","Point assortment, pulp canal, dental: paper, absorbent, regular style,sterile packing, size ISO 060 \r\n1 Box 180 pieces\r\n.i Gartia: Maillefer\r\nICN: 18-970-7560 VI","Point assortment, pulp canal, dental: paper, absorbent, regular style,sterile packing, size ISO 060 \n1 Box 180 pieces\n.i Gartia: Maillefer\n","box"]
[null,"Endodontic material","Point assortment, pulp canal, dental: paper, absorbent, regular style,sterile packing, size ISO 070\r\n1 Box 180 pieces\r\n.i Gartia: Maillefer\r\nICN: 18-970-7561 VI","Point assortment, pulp canal, dental: paper, absorbent, regular style,sterile packing, size ISO 070\n1 Box 180 pieces\n.i Gartia: Maillefer\n","box"]
[null,"Endodontic material","Point assortment, pulp canal, dental: paper, absorbent, regular style,sterile packing, size ISO 080\r\n1 Box 180 pieces\r\n.i Gartia: Maillefer\r\nICN: 18-970-7562 VI","Point assortment, pulp canal, dental: paper, absorbent, regular style,sterile packing, size ISO 080\n1 Box 180 pieces\n.i Gartia: Maillefer\n","box"]
[null,"Endodontic material","Point assortment, pulp canal, dental: paper, absorbent, regular style,sterile packing, size ISO 090\r\n1 Box 180 pieces\r\n.i Gartia: Maillefer\r\nICN: 18-970-7525 VI","Point assortment, pulp canal, dental: paper, absorbent, regular style,sterile packing, size ISO 090\n1 Box 180 pieces\n.i Gartia: Maillefer\n","box"]
[null,"Endodontic material","Point assortment, pulp canal, dental: paper, absorbent, regular style,sterile packing, size ISO 100\r\n1 Box 180 pieces\r\n.i Gartia: Maillefer\r\nICN: 18-970-7526 VI","Point assortment, pulp canal, dental: paper, absorbent, regular style,sterile packing, size ISO 100\n1 Box 180 pieces\n.i Gartia: Maillefer\n","box"]
[null,"Endodontic material","Point assortment, pulp canal, dental: paper, absorbent, regular style,sterile packing, size ISO 110\r\n1 Box 180 pieces\r\n.i Gartia: Maillefer\r\nICN: 18-970-7527 VI","Point assortment, pulp canal, dental: paper, absorbent, regular style,sterile packing, size ISO 110\n1 Box 180 pieces\n.i Gartia: Maillefer\n","box"]
[null,"Endodontic material","Point assortment, pulp canal, dental: paper, absorbent, regular style,sterile packing, size ISO 120\r\n1 Box 180 pieces\r\n.i Gartia: Maillefer\r\nICN: 18-970-7528 VI","Point assortment, pulp canal, dental: paper, absorbent, regular style,sterile packing, size ISO 120\n1 Box 180 pieces\n.i Gartia: Maillefer\n","box"]
[null,"Endodontic material","Point assortment, pulp canal, dental: paper, absorbent, regular style,sterile packing, size ISO 130\r\n1 Box 180 pieces\r\n.i Gartia: Maillefer\r\nICN: 18-970-7529 VI","Point assortment, pulp canal, dental: paper, absorbent, regular style,sterile packing, size ISO 130\n1 Box 180 pieces\n.i Gartia: Maillefer\n","box"]
[null,"Endodontic material","Point assortment, pulp canal, dental: paper, absorbent, regular style,sterile packing, size ISO 140\r\n1 Box 180 pieces\r\n.i Gartia: Maillefer\r\nICN: 18-970-7530 VI\r\r","Point assortment, pulp canal, dental: paper, absorbent, regular style,sterile packing, size ISO 140\n1 Box 180 pieces\n.i Gartia: Maillefer\n\n","box"]
[null,"Endodontic material","Point assortment, pulp canal, dental: paper, absorbent, sterile packing, size F1\n1 Box 180 pieces\n.i Gartia: Dentsply Maillefer Pro Taper F1 \nICN: 18-182-0782 BX. Item RT296-03-035ME to RT296-03-039ME will be awarded as a series","Point assortment, pulp canal, dental: paper, absorbent, sterile packing, size F1\n1 Box 180 pieces\n.i Gartia: Dentsply Maillefer Pro Taper F1 \nItem RT296-03-037 to RT296-03-041 will be awarded as a series","box"]
[null,"Endodontic material","Point assortment, pulp canal, dental: paper, absorbent, sterile packing, size F2\r\n1 Box 180 pieces\r\n.i Gartia: Dentsply Maillefer Pro Taper F2\r\nICN: 18-182-0758 BX","Point assortment, pulp canal, dental: paper, absorbent, sterile packing, size F2\n1 Box 180 pieces\n.i Gartia: Dentsply Maillefer Pro Taper F2\n","box"]
[null,"Endodontic material","Point assortment, pulp canal, dental: paper, absorbent, sterile packing, size F3\r\n1 Box 180 pieces\r\n.i Gartia: Dentsply Maillefer Pro Taper F3\r\nICN: 18-182-0756 BX","Point assortment, pulp canal, dental: paper, absorbent, sterile packing, size F3\n1 Box 180 pieces\n.i Gartia: Dentsply Maillefer Pro Taper F3\n","box"]
[null,"Endodontic material","Point assortment, pulp canal, dental: paper, absorbent, sterile packing, size F4\r\n1 Box 180 pieces\r\n.i Gartia: Dentsply Maillefer Pro Taper F4\r\nICN: 18-182-0750 BX","Point assortment, pulp canal, dental: paper, absorbent, sterile packing, size F4\n1 Box 180 pieces\n.i Gartia: Dentsply Maillefer Pro Taper F4\n","box"]
[null,"Endodontic material","Point assortment, pulp canal, dental: paper, absorbent, sterile packing, size F5\r\n1 Box 180 pieces\r\n.i Gartia: Dentsply Maillefer Pro Taper F5\r\nICN: 18-182-0754 BX","Point assortment, pulp canal, dental: paper, absorbent, sterile packing, size F5\n1 Box 180 pieces\n.i Gartia: Dentsply Maillefer Pro Taper F5\n","box"]
[null,"Restorative accessory","Rubber dam, latex: individual sheets, adult thin thickness assrtment colours, size 152 x152mm \r\n1 Box 36 pieces\r\n.i Gratia: Hygenic (H04639)\r\nICN: RT-296-0068 BX\r\n\rItem RT296-03-040 to RT296-03-045 will be awrded as a series.","Rubber dam, latex: individual sheets, adult thin thickness assrtment colours, size 152 x152mm \n1 Box 36 pieces\n.i Gratia: Hygenic (H04639)\nItem RT296-03-042 to RT296-03-045 will be awrded as a series.","box"]
[null,"Restorative accessory","Rubber dam, latex: individual sheets, adult medium thickness assrtment colours, size 152 x152mm \r\n1 Box 36 pieces\r\n.i Gratia: Hygenic (H04642)\r\nICN: RT-296-0069 BX\r","Rubber dam, latex: individual sheets, adult medium thickness assrtment colours, size 152 x152mm \n1 Box 36 pieces\n.i Gratia: Hygenic (H04642)\n\n","box"]
[null,"Restorative accessory","Rubber dam, latex: individual sheets, adult heavy thickness assrtment colours, size 152 x152mm \r\n1 Box 36 pieces\r\n.i Gratia: Hygenic (H04644)\r\nICN: RT-296-0070 BX","Rubber dam, latex: individual sheets, adult heavy thickness assrtment colours, size 152 x152mm \n1 Box 36 pieces\n.i Gratia: Hygenic (H04644)\n","box"]
[null,"Restorative accessory","Rubber dam, latex: individual sheets, child thin thickness assrtment colours, size 127 x127mm \r\n1 Box 52 pieces\r\n.i Gratia: Hygenic (H04640)\r\nICN: RT-296-0071 BX","Rubber dam, latex: individual sheets, child thin thickness assrtment colours, size 127 x127mm \n1 Box 52 pieces\n.i Gratia: Hygenic (H04640)\n","box"]
[null,"Restorative accessory","Rubber dam, latex: individual sheets, child thin thickness assrtment colours, size 127 x127mm \r\n1 Box 52 pieces\r\n.i Gratia: Hygenic (H04641)\r\nICN: RT-296-0072 BX","Rubber dam, latex: individual sheets, child thin thickness assrtment colours, size 127 x127mm \n1 Box 52 pieces\n.i Gratia: Hygenic (H04641)\n","box"]
[null,"Restorative accessory","Rubber dam, latex: individual sheets, child heavy thickness assrtment colours, size 127 x127mm \r\n1 Box 52 pieces\r\n.i Gratia: Hygenic (H04643)\r\nICN: RT-296-0073 BX","Rubber dam, latex: individual sheets, child heavy thickness assrtment colours, size 127 x127mm \n1 Box 52 pieces\n.i Gratia: Hygenic (H04643)\n","box"]
[null,"Restorative accessory","Rubber dam, latex: 3 dimensional shape, posterior and anotomical frame \r\n1 Pack 10 dams, 1 anatomical frame \r\n.i Gratia: Kerr-Optidam (5200)\r\nICN: RT-296-0074 ST\r\nItem RT 296-03-046 to RT 296-03-047 will be awrded as a series.","Rubber dam, latex: 3 dimensional shape, posterior and anotomical frame \n1 Pack 10 dams, 1 anatomical frame \n.i Gratia: Kerr-Optidam (5200)\nItem RT 296-03-048 to RT 296-03-049 will be awrded as a series.","set"]
[null,"Restorative accessory","Rubber dam, latex: 3 dimensional shape, anterior and anotomical frame \r\n1 Pack 10 dams, 1 anatomical frame \r\n.i Gratia: Kerr-Optidam (5203)\r\nICN: RT-296-0075 SE","Rubber dam, latex: 3 dimensional shape, anterior and anotomical frame \n1 Pack 10 dams, 1 anatomical frame \n.i Gratia: Kerr-Optidam (5203)\n","set"]
[null,"Restorative accessory","Cord, rubber dam: Stabilizing cord, large (orange) \r\n1 Reel 2 metres \r\n.i Gratia: Hygeninic - Wedjets\r\nICN: 18-026-7859 RL\r\n\rItem RT296-03-048 to RT 296-03-050 will be awarded as a series.","Cord, rubber dam: Stabilizing cord, large (orange) \n1 Reel 2 metres \n.i Gratia: Hygeninic - Wedjets\nICN: 18-026-7859 RL\nItem RT296-03-050 to RT 296-03-052 will be awarded as a series.","Reel"]
[null,"Restorative accessory","Cord, rubber dam: Stabilizing cord, small (yellow) \r\n1 Reel 2 metres \r\n.i Gratia: Hygenic - Wedjets\r\nICN: 18-026-7863 RL","Cord, rubber dam: Stabilizing cord, small (yellow) \n1 Reel 2 metres \n.i Gratia: Hygenic - Wedjets\n","Reel"]
[null,"Restorative accessory","Cord, rubber dam: Stabilizing cord,  X-small (blue) \r\n1 Reel 2 metres\r\n.i Gratia: Hygenic - Wedjets\r\nICN:18-026-7862 RL","Cord, rubber dam: Stabilizing cord,  X-small (blue) \n1 Reel 2 metres\n.i Gratia: Hygenic - Wedjets\n","Reel"]
[null,"Endodontic material","Stop, endodontic, silicone rubber stops 1mm thick,  in dispenser\r\n1 Pack 200 pieces\r\n.i Gratia: Maillefer\r\nICN: 18-970-5806 PK","Stop, endodontic, silicone rubber stops 1mm thick,  in dispenser\n1 Pack 200 pieces\n.i Gratia: Maillefer\n","pack"]
[null,"Syringes","Syringe, irrigaTing, dental: plaslic syringe wilh Iuer lock, 5 cc, clear \r\n1 Box 10 syringes \r\n.i Gratia: Ultradent (UP0201)\r\nICN:18-026-7819 CO","Syringe, irrigating, dental: plaslic syringe wilh Iuer lock, 5 cc, clear \n1 Box 10 syringes \n.i Gratia: Ultradent (UP0201)\n","container"]
[null,"Syringes","Tip, syringe, dental endodontic irrigation: Endo-Eze Irrigator Tips, 27 gauge (0,4 mm) blunt needle wilh anti-obturaTing end \r\n1 Container 20 pieces \r\n.i Gratia: Ultradent - Endo-Eze Irrigator (UP0207)\r\nICN: 18-026-7822 CO","Tip, syringe, dental endodontic irrigation: Endo-Eze Irrigator Tips, 27 gauge (0,4 mm) blunt needle wilh anti-obturating end \n1 Container 20 pieces \n.i Gratia: Ultradent - Endo-Eze Irrigator (UP0207)\n","container"]
[null,"Syringes","Tip, syringe, dental endodontic irrigation:  Luer Lock Connector, 25 Gauge dia 0.5mm, Orange\r\n1 Container 20 Pieces\r\n.i Gratia: Maillefer Max I probe \r\nICN: RT-296-0076 CO","Tip, syringe, dental endodontic irrigation:  Luer Lock Connector, 25 Gauge dia 0.5mm, Orange\n1 Container 20 Pieces\n.i Gratia: Maillefer Max I probe \n","container"]
[null,"Syringes","Tip, syringe, dental endodontic irrigation:  Luer Lock Connector, 30 Gauge  dia 0.3mm Dark Blue\r\n1 Container 20 Pieces\r\n.i Gratia: Maillerfer  Max I Probe \r\nICN: RT-296-0077 CO","Tip, syringe, dental endodontic irrigation:  Luer Lock Connector, 30 Gauge  dia 0.3mm Dark Blue\n1 Container 20 Pieces\n.i Gratia: Maillerfer  Max I Probe \n","container"]
[null,"Endodontic material","Plugger, pulp canal: finger, No15 \r\n1 Pack 6 pieces\r\n.i Gratia: Maillefer\r\nICN: 18-970-5839 PK\r\nItem RT 296-02-056 to RT296-02-057 will be awrded as a series.","Plugger, pulp canal: finger, No15 \n1 Pack 6 pieces\n.i Gratia: Maillefer\nICN: 18-970-5839 PK\nItem RT 296-02-058 to RT296-02-059 will be awrded as a series.","pack"]
[null,"Endodontic material","Plugger, pulp canal: finger, No 20 \r\n1 Pack 6 pieces\r\n.i Gratia: Maillefer\r\nICN: 18-970-5840 PK","Plugger, pulp canal: finger, No 20 \n1 Pack 6 pieces\n.i Gratia: Maillefer\n","pack"]
[null,"Endodontic material","Spreader, Gutta-Percha, dental: finger, 25mm length, assortment sizes A, B, C and D \r\n1 Pack 4 pieces\r\n.i Gratia: Maillefer\r\nICN:18-007-2758 PK\r\nItem RT 296-02-058 to RT296-03-062 will be awrded as a series.","Spreader, Gutta-Percha, dental: finger, 25mm length, assortment sizes A, B, C and D \n1 Pack 4 pieces\n.i Gratia: Maillefer\nICN:18-007-2758 PK\nItem RT 296-02-060 to RT296-03-064 will be awrded as a series.","pack"]
[null,"Endodontic material","Spreader, Gutta-Percha, dental: finger, 25 mm length, Size A \r\n1 Pack 4 pieces\r\n.i Gratia: Maillefer\r\nICN:18-007-2759 PK","Spreader, Gutta-Percha, dental: finger, 25 mm length, Size A \n1 Pack 4 pieces\n.i Gratia: Maillefer\n","pack"]
[null,"Endodontic material","Spreader, Gutta-Percha, dental: finger, 25 mm length, Size B\r\n1 Pack 4 pieces\r\n.i Gratia: Maillefer\r\nICN:18-007-2760 PK","Spreader, Gutta-Percha, dental: finger, 25 mm length, Size B\n1 Pack 4 pieces\n.i Gratia: Maillefer\n","pack"]
[null,"Endodontic material","Spreader, Gutta-Percha, dental: finger, 25 mm length, Size C\r\n1 Pack 4 pieces\r\n.i Gratia: Maillefer\r\nICN: 18-007-2671 PK","Spreader, Gutta-Percha, dental: finger, 25 mm length, Size C\n1 Pack 4 pieces\n.i Gratia: Maillefer\n","pack"]
[null,"Endodontic material","Spreader, Gutta-Percha, dental: finger, 25 mm length, Size D\r\n1 Pack 4 pieces\r\n.i Gratia: Maillefer\r\nICN: 18-007-2762 PK","Spreader, Gutta-Percha, dental: finger, 25 mm length, Size D\n1 Pack 4 pieces\n.i Gratia: Maillefer\n","pack"]
[null,"Endodontic material","Broach, pulp canal: ISO No, 340 634 657 455 030 Yellow XX F\r\n1 Pack 6 pieces\r\n.i Gratia: Maillefer\r\nICN:18-970-2105 PK\r\n\rItem RT 296-03-063 to RT296-03-065 will be awarded as a series.","Broach, pulp canal: ISO No, 340 634 657 455 030 Yellow XX F\n1 Pack 6 pieces\n.i Gratia: Maillefer\nItem RT 296-03-065 to RT296-03-067 will be awarded as a series.","pack"]
[null,"Endodontic material","Broach, pulp canal: ISO No, 340 634 657 455 035 Red X Fine\r\n1 Pack 6 pieces\r\n.i Gratia: Maillefer\r\nICN: 18-970-2106 PK","Broach, pulp canal: ISO No, 340 634 657 455 035 Red X Fine\n1 Pack 6 pieces\n.i Gratia: Maillefer\n","pack"]
[null,"Endodontic material","Broach, pulp canal: ISO No, 340 634 657 455 040 Blue Fine\r\n1 Pack 6 pieces\r\n.i Gratia: Maillefer\r\nICN:18-970-2107 PK","Broach, pulp canal: ISO No, 340 634 657 455 040 Blue Fine\n1 Pack 6 pieces\n.i Gratia: Maillefer\n","pack"]
[null,"Endodontic material","Carrier, pulp canal paste, dental:  filler, Rotary type L, ISO No 340 204 673 458 025 \n1 Pack 4 pieces \n.i Gratia: Maillefer\nICN:18-970-9836 PK\n\nItem RT 296-03-066ME to RT-03-070ME will be awarded as a series.","Carrier, pulp canal paste, dental:  filler, Rotary type L, ISO No 340 204 673 458 025 \n1 Pack 4 pieces \n.i Gratia: Maillefer\nItem RT296-03-068ME to RT-03-077ME will be awarded as a series.","pack"]
[null,"Endodontic material","Carrier, pulp canal paste, dental:  filler, Rotary type L, ISO No 340 204 673 458 030\r\n1 Pack 4 pieces \r\n.i Gratia: Maillefer\r\nICN:18-970-9835 PK","Carrier, pulp canal paste, dental:  filler, Rotary type L, ISO No 340 204 673 458 030\n1 Pack 4 pieces \n.i Gratia: Maillefer\n","pack"]
[null,"Endodontic material","Carrier, pulp canal paste, dental:  filler, Rotary type L, ISO No 340 204 673 458 035\r\n1 Pack 4 pieces \r\n.i Gratia: Maillefer\r\nICN:18-970-9838 PK","Carrier, pulp canal paste, dental:  filler, Rotary type L, ISO No 340 204 673 458 035\n1 Pack 4 pieces \n.i Gratia: Maillefer\n","pack"]
[null,"Endodontic material","Carrier, pulp canal paste, dental:  filler,Rotary type L, ISO No 340 204 673 458 040\r\n1 Pack 4 pieces \r\n.i Gratia: Maillefer\r\nICN: 18-970-9837 PK","Carrier, pulp canal paste, dental:  filler,Rotary type L, ISO No 340 204 673 458 040\n1 Pack 4 pieces \n.i Gratia: Maillefer\n","pack"]
[null,"Endodontic material","Carrier, pulp canal paste, dental:  filler, Rotary type L, ISO No 340 204 673 458 Set (025-040)\r\n1 Pack 4 pieces \r\n.i Gratia: Maillefer\r\nICN: 18-970-5842 PK","Carrier, pulp canal paste, dental:  filler, Rotary type L, ISO No 340 204 673 458 Set (025-040)\n1 Pack 4 pieces \n.i Gratia: Maillefer\n","pack"]
[null,"Endodontic material","File, pulp canal, dental: Electro polished  K, 21 mm, ISO No.340 654 645 452 006 \n1 Pack 6 pieces\n.i Gratia: Maillefer\nICN: 18-970-7908 PK\nItem RT296-03-071ME to RT296-03-085 will be awrded as a series.","File, pulp canal, dental: Electro polished  K, 21 mm, ISO No.340 654 645 452 006 \n1 Pack 6 pieces\n.i Gratia: Maillefer\nItem RT296-03-073ME to RT296-03-085 will be awrded as a series.","pack"]
[null,"Endodontic material","File, pulp canal, dental:  Electro polished  K, 21 mm, ISO No.340 654 645 452 008\r\n1 Pack 6 pieces\r\n.i Gratia: Maillefer\r\nICN:18-970-5814 PK","File, pulp canal, dental:  Electro polished  K, 21 mm, ISO No.340 654 645 452 008\n1 Pack 6 pieces\n.i Gratia: Maillefer\n","pack"]
[null,"Endodontic material","File, pulp canal, dental: Electro polished    K, 21 mm, ISO No.340 654 645 452 010\r\n1 Pack 6 pieces\r\n.i Gratia: Maillefer\r\nICN:18-970-5815 PK\r","File, pulp canal, dental: Electro polished    K, 21 mm, ISO No.340 654 645 452 010\n1 Pack 6 pieces\n.i Gratia: Maillefer\n\n","pack"]
[null,"Endodontic material","File, pulp canal, dental:  Electro polished  K, 21 mm, ISO No.340 654 645 452 015\r\n1 Pack 6 pieces\r\n.i Gratia: Maillefer\r\nICN: 18-970-5816 PK\r","File, pulp canal, dental:  Electro polished  K, 21 mm, ISO No.340 654 645 452 015\n1 Pack 6 pieces\n.i Gratia: Maillefer\n\n","pack"]
[null,"Endodontic material","File, pulp canal, dental: Electro polished  K, 21 mm, ISO No.340 654 645 452 020\r\n1 Pack 6 pieces\r\n.i Gratia: Maillefer\r\nICN: 18-970-5818 PK\r","File, pulp canal, dental: Electro polished  K, 21 mm, ISO No.340 654 645 452 020\n1 Pack 6 pieces\n.i Gratia: Maillefer\n\n","pack"]
[null,"Endodontic material","File, pulp canal, dental: Electro polished  K, 21 mm, ISO No.340 654 645 452 025\r\n1 Pack 6 pieces\r\n.i Gratia: Maillefer\r\nICN:18-970-5819 PK\r","File, pulp canal, dental: Electro polished  K, 21 mm, ISO No.340 654 645 452 025\n1 Pack 6 pieces\n.i Gratia: Maillefer\n\n","pack"]
[null,"Endodontic material","File, pulp canal, dental: Electro polished  K, 21 mm, ISO No.340 654 645 452 030\r\n1 Pack 6 pieces\r\n.i Gratia: Maillefer\r\nICN:18-970-7909 PK\r","File, pulp canal, dental: Electro polished  K, 21 mm, ISO No.340 654 645 452 030\n1 Pack 6 pieces\n.i Gratia: Maillefer\n\n","pack"]
[null,"Endodontic material","File, pulp canal, dental: Electro polished  K, 21 mm, ISO No.340 654 645 452 035\r\n1 Pack 6 pieces\r\n.i Gratia: Maillefer\r\nICN:18-970-5820 PK\r","File, pulp canal, dental: Electro polished  K, 21 mm, ISO No.340 654 645 452 035\n1 Pack 6 pieces\n.i Gratia: Maillefer\n\n","pack"]
[null,"Endodontic material","File, pulp canal, dental: Electro polished  K, 21 mm, ISO No.340 654 645 452 040\r\n1 Pack 6 pieces\r\n.i Gratia: Maillefer\r\nICN: 18-970-5821 PK\r","File, pulp canal, dental: Electro polished  K, 21 mm, ISO No.340 654 645 452 040\n1 Pack 6 pieces\n.i Gratia: Maillefer\n\n","pack"]
[null,"Endodontic material","File, pulp canal, dental: Electro polished  K, 21 mm, ISO No.340 654 645 452 045\r\n1 Pack 6 pieces\r\n.i Gratia: Maillefer\r\nICN:18-970-7549 PK\r","File, pulp canal, dental: Electro polished  K, 21 mm, ISO No.340 654 645 452 045\n1 Pack 6 pieces\n.i Gratia: Maillefer\n\n","pack"]
[null,"Endodontic material","File, pulp canal, dental: Electro polished  K, 21 mm, ISO No.340 654 645 452 050\r\n1 Pack 6 pieces\r\n.i Gratia: Maillefer\r\n\r\nICN:18-970-7936 PK\r\n\r\n","File, pulp canal, dental: Electro polished  K, 21 mm, ISO No.340 654 645 452 050\n1 Pack 6 pieces\n.i Gratia: Maillefer\n\n\n\n","pack"]
[null,"Endodontic material","File, pulp canal, dental: Electro polished  K, 21 mm, ISO No.340 654 645 452 055\r\n1 Pack 6 pieces\r\n.i Gratia: Maillefer\r\nICN:18-970-7937 PK\r","File, pulp canal, dental: Electro polished  K, 21 mm, ISO No.340 654 645 452 055\n1 Pack 6 pieces\n.i Gratia: Maillefer\n\n","pack"]
[null,"Endodontic material","File, pulp canal, dental: Electro polished  K, 21 mm, ISO No.340 654 645 452 060\r\n1 Pack 6 pieces\r\n.i Gratia: Maillefer\r\nICN: 18-970-7938 PK\r","File, pulp canal, dental: Electro polished  K, 21 mm, ISO No.340 654 645 452 060\n1 Pack 6 pieces\n.i Gratia: Maillefer\n\n","pack"]
[null,"Endodontic material","File, pulp canal, dental: Electro polished  K, 21 mm, ISO No.340 654 645 452 070\r\n1 Pack 6 pieces\r\n.i Gratia: Maillefer\r\nICN: 18-970-7939 PK\r","File, pulp canal, dental: Electro polished  K, 21 mm, ISO No.340 654 645 452 070\n1 Pack 6 pieces\n.i Gratia: Maillefer\n\n","pack"]
[null,"Endodontic material","File, pulp canal, dental: Electro polished  K, 21 mm, ISO No.340 654 645 452 080\r\n1 Pack 6 pieces\r\n.i Gratia: Maillefer\r\nICN: 18-970-7940 PK\r\n","File, pulp canal, dental: Electro polished  K, 21 mm, ISO No.340 654 645 452 080\n1 Pack 6 pieces\n.i Gratia: Maillefer\n\n","pack"]
[null,"Endodontic material","File set, pulp canal, dental: Electro polished  K, 25 mm, golden mediums, ISO No.340 654 646 452 Set (012, 017, 022, 027, 032, 037)\n1 Pack 6 pieces\nItem RT296-03-086 to RT296-03-113 will be awarded as a series\n.i Gratia: Maillefer\nICN: 18-008-3272 PK","File set, pulp canal, dental: Electro polished  K, 25 mm, golden mediums, ISO No.340 654 646 452 Set (012, 017, 022, 027, 032, 037)\n1 Pack 6 pieces\nItem RT296-03-088 to RT296-03-115 will be awarded as a series\n.i Gratia: Maillefer\nICN: 18-008-3272 PK","pack"]
[null,"Endodontic material","File, pulp canal, dental: Electro polished  K, 25 mm, golden mediums, ISO No.340 654 646 452 012\r\n1 Pack 6 pieces\r\n.i Gratia: Maillefer\r\nICN: 18-008-3273 PK","File, pulp canal, dental: Electro polished  K, 25 mm, golden mediums, ISO No.340 654 646 452 012\n1 Pack 6 pieces\n.i Gratia: Maillefer\n","pack"]
[null,"Endodontic material","File, pulp canal, dental: Electro polished  K, 25 mm, golden mediums, ISO No.340 654 646 452 017\r\n1 Pack 6 pieces\r\n.i Gratia: Maillefer\r\nICN: 18-008-3274 PK","File, pulp canal, dental: Electro polished  K, 25 mm, golden mediums, ISO No.340 654 646 452 017\n1 Pack 6 pieces\n.i Gratia: Maillefer\n","pack"]
[null,"Endodontic material","File, pulp canal, dental:  Electro polished  K, 25 mm, golden mediums, ISO No.340 654 646 452 022\r\n1 Pack 6 pieces\r\n.i Gratia: Maillefer\r\nICN: 18-008-3281 PK","File, pulp canal, dental:  Electro polished  K, 25 mm, golden mediums, ISO No.340 654 646 452 022\n1 Pack 6 pieces\n.i Gratia: Maillefer\n","pack"]
[null,"Endodontic material","File, pulp canal, dental: Electro polished  K, 25 mm, golden mediums, ISO No.340 654 646 452 027\r\n1 Pack 6 pieces\r\n.i Gratia: Maillefer\r\nICN: 18-008-3279 PK","File, pulp canal, dental: Electro polished  K, 25 mm, golden mediums, ISO No.340 654 646 452 027\n1 Pack 6 pieces\n.i Gratia: Maillefer\n","pack"]
[null,"Endodontic material","File, pulp canal, dental:  Electro polished  K, 25 mm, golden mediums, ISO No.340 654 646 452 032\r\n1 Pack 6 pieces\r\n.i Gratia: Maillefer\r\nICN: 18-008-3282 PK","File, pulp canal, dental:  Electro polished  K, 25 mm, golden mediums, ISO No.340 654 646 452 032\n1 Pack 6 pieces\n.i Gratia: Maillefer\n","pack"]
[null,"Endodontic material","File, pulp canal, dental:  Electro polished  K, 25 mm, golden mediums, ISO No.340 654 646 452 037\r\n1 Pack 6 pieces\r\n.i Gratia: Maillefer\r\nICN: 18-008-3283 PK","File, pulp canal, dental:  Electro polished  K, 25 mm, golden mediums, ISO No.340 654 646 452 037\n1 Pack 6 pieces\n.i Gratia: Maillefer\n","pack"]
[null,"Endodontic material","File, pulp canal, dental:  Electro polished  K, 25 mm, ISO No.340 654 646 452 006\r\n1 Pack 6 pieces\r\n.i Gratia: Maillefer\r\nICN: 18-970-7910 PK","File, pulp canal, dental:  Electro polished  K, 25 mm, ISO No.340 654 646 452 006\n1 Pack 6 pieces\n.i Gratia: Maillefer\n","pack"]
[null,"Endodontic material","File, pulp canal, dental: Electro polished  K, 25 mm, ISO No.340 654 646 452 008\r\n1 Pack 6 pieces\r\n.i Gratia: Maillefer\r\nICN: 18-970-5823 PK","File, pulp canal, dental: Electro polished  K, 25 mm, ISO No.340 654 646 452 008\n1 Pack 6 pieces\n.i Gratia: Maillefer\n","pack"]
[null,"Endodontic material","File, pulp canal, dental: Electro polished  K, 25 mm, ISO No.340 654 646 452 010\r\n1 Pack 6 pieces\r\n.i Gratia: Maillefer\r\nICN: 18-970-5824 PK","File, pulp canal, dental: Electro polished  K, 25 mm, ISO No.340 654 646 452 010\n1 Pack 6 pieces\n.i Gratia: Maillefer\n","pack"]
[null,"Endodontic material","File, pulp canal, dental: Electro polished  K, 25 mm, ISO No.340 654 646 452 015\r\n1 Pack 6 pieces\r\n.i Gratia: Maillefer\r\nICN: 18-970-5825 PK","File, pulp canal, dental: Electro polished  K, 25 mm, ISO No.340 654 646 452 015\n1 Pack 6 pieces\n.i Gratia: Maillefer\n","pack"]
[null,"Endodontic material","File, pulp canal, dental:  Electro polished  K, 25 mm, ISO No.340 654 646 452 020\r\n1 Pack 6 pieces\r\n.i Gratia: Maillefer\r\nICN: 18-970-5826 PK","File, pulp canal, dental:  Electro polished  K, 25 mm, ISO No.340 654 646 452 020\n1 Pack 6 pieces\n.i Gratia: Maillefer\n","pack"]
[null,"Endodontic material","File, pulp canal, dental: Electro polished  K, 25 mm, ISO No.340 654 646 452 025\r\n1 Pack 6 pieces\r\n.i Gratia: Maillefer\r\nICN: 18-970-5827 PK","File, pulp canal, dental: Electro polished  K, 25 mm, ISO No.340 654 646 452 025\n1 Pack 6 pieces\n.i Gratia: Maillefer\n","pack"]
[null,"Endodontic material","File, pulp canal, dental: Electro polished  K, 25 mm, ISO No.340 654 646 452 030\r\n1 Pack 6 pieces\r\n.i Gratia: Maillefer\r\nICN: 18-970-5828 PK","File, pulp canal, dental: Electro polished  K, 25 mm, ISO No.340 654 646 452 030\n1 Pack 6 pieces\n.i Gratia: Maillefer\n","pack"]
[null,"Endodontic material","File, pulp canal, dental: Electro polished  K, 25 mm, ISO No.340 654 646 452 035\r\n1 Pack 6 pieces\r\n.i Gratia: Maillefer\r\nICN: 18-970-5829 PK","File, pulp canal, dental: Electro polished  K, 25 mm, ISO No.340 654 646 452 035\n1 Pack 6 pieces\n.i Gratia: Maillefer\n","pack"]
[null,"Endodontic material","File, pulp canal, dental: Electro polished  K, 25 mm, ISO No.340 654 646 452 040\r\n1 Pack 6 pieces\r\n.i Gratia: Maillefer\r\nICN: 18-970-5830 PK","File, pulp canal, dental: Electro polished  K, 25 mm, ISO No.340 654 646 452 040\n1 Pack 6 pieces\n.i Gratia: Maillefer\n","pack"]
[null,"Endodontic material","File, pulp canal, dental:  Electro polished  K, 25 mm, ISO No.340 654 646 452 045\r\n1 Pack 6 pieces\r\n.i Gratia: Maillefer\r\nICN: 18-970-7540 PK","File, pulp canal, dental:  Electro polished  K, 25 mm, ISO No.340 654 646 452 045\n1 Pack 6 pieces\n.i Gratia: Maillefer\n","pack"]
[null,"Endodontic material","File, pulp canal, dental:  Electro polished  K, 25 mm, ISO No.340 654 646 452 050\r\n1 Pack 6 pieces\r\n.i Gratia: Maillefer\r\nICN: 18-970-7941 PK","File, pulp canal, dental:  Electro polished  K, 25 mm, ISO No.340 654 646 452 050\n1 Pack 6 pieces\n.i Gratia: Maillefer\n","pack"]
[null,"Endodontic material","File, pulp canal, dental:  Electro polished  K, 25 mm, ISO No.340 654 646 452 055\r\n1 Pack 6 pieces\r\n.i Gratia: Maillefer\r\nICN: 18-970-7942 PK\r","File, pulp canal, dental:  Electro polished  K, 25 mm, ISO No.340 654 646 452 055\n1 Pack 6 pieces\n.i Gratia: Maillefer\n\n","pack"]
[null,"Endodontic material","File, pulp canal, dental:  Electro polished  K, 25 mm, ISO No.340 654 646 452 060\r\n1 Pack 6 pieces\r\n.i Gratia: Mailefer\r\nICN: 18-970-7943 PK","File, pulp canal, dental:  Electro polished  K, 25 mm, ISO No.340 654 646 452 060\n1 Pack 6 pieces\n.i Gratia: Mailefer\n","pack"]
[null,"Endodontic material","File, pulp canal, dental:  Electro polished  K, 25 mm, ISO No.340 654 646 452 070\r\n1 Pack 6 pieces\r\n.i Gratia: Maillefer\r\nICN: 18-970-7944 PK","File, pulp canal, dental:  Electro polished  K, 25 mm, ISO No.340 654 646 452 070\n1 Pack 6 pieces\n.i Gratia: Maillefer\n","pack"]
[null,"Endodontic material","File, pulp canal, dental:  Electro polished  K, 25 mm, ISO No.340 654 646 452 080\r\n1 Pack 6 pieces\r\n.i Gratia: Maillefer\r\nICN: 18-970-7945 PK","File, pulp canal, dental:  Electro polished  K, 25 mm, ISO No.340 654 646 452 080\n1 Pack 6 pieces\n.i Gratia: Maillefer\n","pack"]
[null,"Endodontic material","File, pulp canal, dental:  Electro polished  K, 25 mm, ISO No.340 654 646 452 090\r\n1 Pack 6 pieces\r\n.i Gratia: Maillefer\r\nICN: 18-970-7946 PK","File, pulp canal, dental:  Electro polished  K, 25 mm, ISO No.340 654 646 452 090\n1 Pack 6 pieces\n.i Gratia: Maillefer\n","pack"]
[null,"Endodontic material","File, pulp canal, dental:  Electro polished  K, 25 mm, ISO No.340 654 646 452 100\r\n1 Pack 6 pieces\r\n.i Gratia: Mailefer\r\nICN: 18-970-7947 PK","File, pulp canal, dental:  Electro polished  K, 25 mm, ISO No.340 654 646 452 100\n1 Pack 6 pieces\n.i Gratia: Mailefer\n","pack"]
[null,"Endodontic material","File, pulp canal, dental: Electro polished  K, 25 mm, ISO No.340 654 646 452 110\r\n1 Pack 6 pieces\r\n.i Gratia: Maillefer\r\nICN: 18-970-7948 PK","File, pulp canal, dental: Electro polished  K, 25 mm, ISO No.340 654 646 452 110\n1 Pack 6 pieces\n.i Gratia: Maillefer\n","pack"]
[null,"Endodontic material","File, pulp canal, dental: Electro polished  K, 25 mm, ISO No.340 654 646 452 120\r\n1 Pack 6 pieces\r\n.i Gratia: Maillefer\r\nICN: 18-974-1273 PK","File, pulp canal, dental: Electro polished  K, 25 mm, ISO No.340 654 646 452 120\n1 Pack 6 pieces\n.i Gratia: Maillefer\n","pack"]
[null,"Endodontic material","File, pulp canal, dental:  Electro polished  K, 25 mm, ISO No.340 654 646 452 130\r\n1 Pack 6 pieces\r\n.i Gratia: Maillefer\r\nICN: 18-974-1272 PK","File, pulp canal, dental:  Electro polished  K, 25 mm, ISO No.340 654 646 452 130\n1 Pack 6 pieces\n.i Gratia: Maillefer\n","pack"]
[null,"Endodontic material","File, pulp canal, dental:  Electro polished  K, 25 mm, ISO No.340 654 646 452 140\r\n1 Pack 6 pieces\r\n.i Gratia: Maillefer\r\nICN: 18-974-1271 PK","File, pulp canal, dental:  Electro polished  K, 25 mm, ISO No.340 654 646 452 140\n1 Pack 6 pieces\n.i Gratia: Maillefer\n","pack"]
[null,"Endodontic material","File set, pulp canal, dental: Electro polished  K, 31 mm, ISO No.340 654 648 452 Set (015-040)\n1 Pack 6 pieces\nitem RT296-03-114 to RT296-03-116 will be awarded as a series\n.i Gratia: Maillefer\nICN: 18-970-5833 PK\n","File set, pulp canal, dental: Electro polished  K, 31 mm, ISO No.340 654 648 452 Set (015-040)\n1 Pack 6 pieces\nitem RT296-03-116 to RT296-03-118 will be awarded as a series\n.i Gratia: Maillefer\n\n","Set"]
[null,"Endodontic material","File set, pulp canal, dental:  Electro polished  K, 31 mm, ISO No.340 654 648 452 Set (045-080)\r\n1 Pack 6 pieces\r\n.i Gratia: Maillefer\r\nICN: 18-970-5834 PK\r","File set, pulp canal, dental:  Electro polished  K, 31 mm, ISO No.340 654 648 452 Set (045-080)\n1 Pack 6 pieces\n.i Gratia: Maillefer\n\n","Set"]
[null,"Endodontic material","File set, pulp canal, dental:  Electro polished  K, 31 mm, ISO No.340 654 648 452 Set (090-140)\r\n1 Pack 6 pieces\r\n.i Gratia: Maillefer\r\nICN: 18-970-5835 PK\r","File set, pulp canal, dental:  Electro polished  K, 31 mm, ISO No.340 654 648 452 Set (090-140)\n1 Pack 6 pieces\n.i Gratia: Maillefer\n\n","Set"]
[null,"Endodontic material","File, pulp canal, dental:  Flexofile with silicone handle 21 mm, Dia 015\n1 Pack 6 pieces\n.i Gratia: Maillefer Senseus\nICN: 18-015-7626 PK\n\nItem RT296-03-117 to RT296-03-122 will be awrded as a series.","File, pulp canal, dental:  Flexofile with silicone handle 21 mm, Dia 015\n1 Pack 6 pieces\n.i Gratia: Maillefer Senseus\nItem RT296-03-119 to RT296-03-124 will be awrded as a series.","pack"]
[null,"Endodontic material","File, pulp canal, dental:  Flexofile with silicone handle  21 mm, Dia 020\r\n1 Pack 6 pieces\r\n.i Gratia: Maillefer Senseus\r\nICN: 18-015-7627 PK","File, pulp canal, dental:  Flexofile with silicone handle  21 mm, Dia 020\n1 Pack 6 pieces\n.i Gratia: Maillefer Senseus\n","pack"]
[null,"Endodontic material","File, pulp canal, dental:  Flexofile with silicone handle, 21 mm, Dia 025\r\n1 Pack 6 pieces\r\n.i Gratia: Maillefer Senseus\r\nICN:18-015-7633 PK","File, pulp canal, dental:  Flexofile with silicone handle, 21 mm, Dia 025\n1 Pack 6 pieces\n.i Gratia: Maillefer Senseus\n","pack"]
[null,"Endodontic material","File, pulp canal, dental:  Flexofile with silicone handle , 21 mm, Dia 030\r\n1 Pack 6 pieces\r\n.i Gratia: Maillefer Senseus\r\nICN:18-015-7635 PK","File, pulp canal, dental:  Flexofile with silicone handle , 21 mm, Dia 030\n1 Pack 6 pieces\n.i Gratia: Maillefer Senseus\n","pack"]
[null,"Endodontic material","File, pulp canal, dental:  Flexofile with silicone handle , 21 mm, Dia 035\r\n1 Pack 6 pieces\r\n.i Gratia: Maillefer Senseus\r\nICN: 18-015-7637 PK","File, pulp canal, dental:  Flexofile with silicone handle , 21 mm, Dia 035\n1 Pack 6 pieces\n.i Gratia: Maillefer Senseus\n","pack"]
[null,"Endodontic material","File, pulp canal, dental:  Flexofile with silicone handle , 21 mm, Dia 040\r\n1 Pack 6 pieces\r\n.i Gratia: Maillefer Senseus\r\nICN:18-015-7638 PK","File, pulp canal, dental:  Flexofile with silicone handle , 21 mm, Dia 040\n1 Pack 6 pieces\n.i Gratia: Maillefer Senseus\n","pack"]
[null,"Endodontic material","File, pulp canal, dental:  Flexofile with silicone handle , 25 mm, Dia 015\n1 Pack 6 pieces\n.i Gratia: Maillefer Senseus\nICN:18-015-7639 PK\nitem RT296-03-123 to RT296-03-128 will be awarded as a series","File, pulp canal, dental:  Flexofile with silicone handle , 25 mm, Dia 015\n1 Pack 6 pieces\n.i Gratia: Maillefer Senseus\nICN:18-015-7639 PK\nitem RT296-03-125 to RT296-03-130 will be awarded as a series","pack"]
[null,"Endodontic material","File, pulp canal, dental:  Flexofile with silicone handle , 25 mm, Dia 020\r\n1 Pack 6 pieces\r\n.i Gratia: Maillefer Senseus\r\nICN: 18-015-7640 PK","File, pulp canal, dental:  Flexofile with silicone handle , 25 mm, Dia 020\n1 Pack 6 pieces\n.i Gratia: Maillefer Senseus\n","pack"]
[null,"Endodontic material","File, pulp canal, dental:  Flexofile with silicone handle , 25 mm, Dia 025\r\n1 Pack 6 pieces\r\n.i Gratia: Maillefer Senseus\r\nICN: 18-015-7643 PK","File, pulp canal, dental:  Flexofile with silicone handle , 25 mm, Dia 025\n1 Pack 6 pieces\n.i Gratia: Maillefer Senseus\n","pack"]
[null,"Endodontic material","File, pulp canal, dental:  Flexofile with silicone handle , 25 mm, Dia 030\r\n1 Pack 6 pieces\r\n.i Gratia: Maillefer Senseus\r\nICN: 18-015-7644 PK","File, pulp canal, dental:  Flexofile with silicone handle , 25 mm, Dia 030\n1 Pack 6 pieces\n.i Gratia: Maillefer Senseus\n","pack"]
[null,"Endodontic material","File, pulp canal, dental:  Flexofile with silicone handle , 25 mm, Dia 035\r\n1 Pack 6 pieces\r\n.i Gratia: Maillefer Senseus\r\nICN: 18-015-7645 PK","File, pulp canal, dental:  Flexofile with silicone handle , 25 mm, Dia 035\n1 Pack 6 pieces\n.i Gratia: Maillefer Senseus\n","pack"]
[null,"Endodontic material","File, pulp canal, dental:  Flexofile, with silicone handle  25 mm, Dia 040\r\n1 Pack 6 pieces\r\n.i Gratia: Maillefer Senseus\r\nICN: 18-015-7651 PK","File, pulp canal, dental:  Flexofile, with silicone handle  25 mm, Dia 040\n1 Pack 6 pieces\n.i Gratia: Maillefer Senseus\n","pack"]
[null,"Endodontic material","File, pulp canal, dental: Hedstroem with silicone handle , 25mm, ISO No. 340 654 651 453 008\n1 Pack 6 pieces\n.i Gratia: Maillefer Senseus\nICN: 18-037-0851 PK\nitem RT296-03-129 to RT296-03-148 will be awarded as a series","File, pulp canal, dental: Hedstroem with silicone handle , 25mm, ISO No. 340 654 651 453 008\n1 Pack 6 pieces\n.i Gratia: Maillefer Senseus\nICN: 18-037-0851 PK\nItem RT296-03-131 to RT296-03-150 will be awarded as a series","pack"]
[null,"Endodontic material","File, pulp canal, dental: Hedstroem with silicone handle , 25mm, ISO No. 340 654 651 453 010\r\n1 Pack 6 pieces\r\n.i Gratia: Maillefer Senseus\r\nICN: 18-037-6676 PK","File, pulp canal, dental: Hedstroem with silicone handle , 25mm, ISO No. 340 654 651 453 010\n1 Pack 6 pieces\n.i Gratia: Maillefer Senseus\n","pack"]
[null,"Endodontic material","File, pulp canal, dental: Hedstroem with silicone handle , 25mm, ISO No. 340 654 651 453 015\r\n1 Pack 6 pieces\r\n.i Gratia: Maillefer Senseus\r\nICN: 18-007-2763 PK","File, pulp canal, dental: Hedstroem with silicone handle , 25mm, ISO No. 340 654 651 453 015\n1 Pack 6 pieces\n.i Gratia: Maillefer Senseus\n","pack"]
[null,"Endodontic material","File, pulp canal, dental: Hedstroem with silicone handle, 25mm, ISO No. 340 654 651 453 020\r\n1 Pack 6 pieces\r\n.i Gratia: Maillefer Senseus\r\nICN: 18-007-2765 PK","File, pulp canal, dental: Hedstroem with silicone handle, 25mm, ISO No. 340 654 651 453 020\n1 Pack 6 pieces\n.i Gratia: Maillefer Senseus\n","pack"]
[null,"Endodontic material","File, pulp canal, dental: Hedstroem with silicone handle, 25mm, ISO No. 340 654 651 453 025\r\n1 Pack 6 pieces\r\n.i Gratia: Maillefer Senseus\r\nICN: 18-007-2766 PK","File, pulp canal, dental: Hedstroem with silicone handle, 25mm, ISO No. 340 654 651 453 025\n1 Pack 6 pieces\n.i Gratia: Maillefer Senseus\n","pack"]
[null,"Endodontic material","File, pulp canal, dental: Hedstroem with silicone handle, 25mm, ISO No. 340 654 651 453 030\r\n1 Pack 6 pieces\r\n.i Gratia: Maillefer Senseus\r\nICN: 18-007-2768 PK","File, pulp canal, dental: Hedstroem with silicone handle, 25mm, ISO No. 340 654 651 453 030\n1 Pack 6 pieces\n.i Gratia: Maillefer Senseus\n","pack"]
[null,"Endodontic material","File, pulp canal, dental: Hedstroem with silicone handle, 25mm, ISO No. 340 654 651 453 035\r\n1 Pack 6 pieces\r\n.i Gratia: Maillefer Senseus\r\nICN: 18-007-2770 PK","File, pulp canal, dental: Hedstroem with silicone handle, 25mm, ISO No. 340 654 651 453 035\n1 Pack 6 pieces\n.i Gratia: Maillefer Senseus\n","pack"]
[null,"Endodontic material","File, pulp canal, dental: Hedstroem with silicone handle, 25mm, ISO No. 340 654 651 453 040\r\n1 Pack 6 pieces\r\n.i Gratia: Maillefer Senseus\r\nICN: 18-007-2772 PK","File, pulp canal, dental: Hedstroem with silicone handle, 25mm, ISO No. 340 654 651 453 040\n1 Pack 6 pieces\n.i Gratia: Maillefer Senseus\n","pack"]
[null,"Endodontic material","File, pulp canal, dental: Hedstroem with silicone handle, 25mm, ISO No. 340 654 651 453 045\r\n1 Pack 6 pieces\r\n.i Gratia: Maillefer Senseus\r\nICN: 18-007-2774 PK","File, pulp canal, dental: Hedstroem with silicone handle, 25mm, ISO No. 340 654 651 453 045\n1 Pack 6 pieces\n.i Gratia: Maillefer Senseus\n","pack"]
[null,"Endodontic material","File, pulp canal, dental: Hedstroem with silicone handle, 25mm, ISO No. 340 654 651 453 050\r\n1 Pack 6 pieces\r\n.i Gratia: Maillefer Senseus\r\nICN: 18-007-2775 PK","File, pulp canal, dental: Hedstroem with silicone handle, 25mm, ISO No. 340 654 651 453 050\n1 Pack 6 pieces\n.i Gratia: Maillefer Senseus\n","pack"]
[null,"Endodontic material","File, pulp canal, dental: Hedstroem with silicone handle, 25mm, ISO No. 340 654 651 453 055\r\n1 Pack 6 pieces\r\n.i Gratia: Maillefer Senseus\r\nICN: 18-007-2777 PK","File, pulp canal, dental: Hedstroem with silicone handle, 25mm, ISO No. 340 654 651 453 055\n1 Pack 6 pieces\n.i Gratia: Maillefer Senseus\n","pack"]
[null,"Endodontic material","File, pulp canal, dental: Hedstroem with silicone handle, 25mm, ISO No. 340 654 651 453 060\r\n1 Pack 6 pieces\r\n.i Gratia: Maillefer Senseus\r\nICN: 18-007-2778 PK","File, pulp canal, dental: Hedstroem with silicone handle, 25mm, ISO No. 340 654 651 453 060\n1 Pack 6 pieces\n.i Gratia: Maillefer Senseus\n","pack"]
[null,"Endodontic material","File, pulp canal, dental: Hedstroem with silicone handle, 25mm, ISO No. 340 654 651 453 070\r\n1 Pack 6 pieces\r\n.i Gratia: Maillefer Senseus\r\nICN: 18-007-2780 PK","File, pulp canal, dental: Hedstroem with silicone handle, 25mm, ISO No. 340 654 651 453 070\n1 Pack 6 pieces\n.i Gratia: Maillefer Senseus\n","pack"]
[null,"Endodontic material","File, pulp canal, dental: Hedstroem with silicone handle, 25mm, ISO No. 340 654 651 453 080\r\n1 Pack 6 pieces\r\n.i Gratia: Maillefer Senseus\r\nICN: 18-007-2783 PK","File, pulp canal, dental: Hedstroem with silicone handle, 25mm, ISO No. 340 654 651 453 080\n1 Pack 6 pieces\n.i Gratia: Maillefer Senseus\n","pack"]
[null,"Endodontic material","File, pulp canal, dental: Hedstroem with silicone handle, 25mm, ISO No. 340 654 651 453 090\r\n1 Pack 6 pieces\r\n.i Gratia: Maillefer Senseus\r\nICN: 18-007-2784 PK","File, pulp canal, dental: Hedstroem with silicone handle, 25mm, ISO No. 340 654 651 453 090\n1 Pack 6 pieces\n.i Gratia: Maillefer Senseus\n","pack"]
[null,"Endodontic material","File, pulp canal, dental: Hedstroem with silicone handle, 25mm, ISO No. 340 654 651 453 100\r\n1 Pack 6 pieces\r\n.i Gratia: Maillefer Senseus\r\nICN: 18-007-2787 PK","File, pulp canal, dental: Hedstroem with silicone handle, 25mm, ISO No. 340 654 651 453 100\n1 Pack 6 pieces\n.i Gratia: Maillefer Senseus\n","pack"]
[null,"Endodontic material","File, pulp canal, dental: Hedstroem with silicone handle, 25mm, ISO No. 340 654 651 453 110\r\n1 Pack 6 pieces\r\n.i Gratia: Maillefer Senseus\r\nICN: 18-007-2789 PK","File, pulp canal, dental: Hedstroem with silicone handle, 25mm, ISO No. 340 654 651 453 110\n1 Pack 6 pieces\n.i Gratia: Maillefer Senseus\n","pack"]
[null,"Endodontic material","File, pulp canal, dental: Hedstroem, 25mm, ISO No. 340 654 651 453 120\r\n1 Pack 6 pieces\r\n.i Gratia: Maillefer Senseus\r\nICN: 18-007-2805 PK","File, pulp canal, dental: Hedstroem, 25mm, ISO No. 340 654 651 453 120\n1 Pack 6 pieces\n.i Gratia: Maillefer Senseus\n","pack"]
[null,"Endodontic material","File, pulp canal, dental: Hedstroem with silicone handle, 25mm, ISO No. 340 654 651 453 130\r\n1 Pack 6 pieces\r\n.i Gratia: Maillefer Senseus\r\nICN: 18-007-2807 PK","File, pulp canal, dental: Hedstroem with silicone handle, 25mm, ISO No. 340 654 651 453 130\n1 Pack 6 pieces\n.i Gratia: Maillefer Senseus\n","pack"]
[null,"Endodontic material","File, pulp canal, dental: Hedstroem with silicone handle, 25mm, ISO No. 340 654 651 453 140\r\n1 Pack 6 pieces\r\n.i Gratia: Maillefer Senseus\r\nICN: 18-007-2808 PK","File, pulp canal, dental: Hedstroem with silicone handle, 25mm, ISO No. 340 654 651 453 140\n1 Pack 6 pieces\n.i Gratia: Maillefer Senseus\n","pack"]
[null,"Endodontic material","File, pulp canal, dental: C plus File, 25mm, Dia 08-015 assorted \n1 Pack 6 pieces\n.i Gratia: Maillefer (A012X2590000)\nICN: 6520-18-187-6010 PK\nItem RT296-03-149ME to RT296-03-150ME will be awrded as a series.","File, pulp canal, dental: C plus File, 25mm, Dia 08-015 assorted \n1 Pack 6 pieces\n.i Gratia: Maillefer (A012X2590000)\nICN: 6520-18-187-6010 PK\nItem RT296-03-151 to RT296-03-152 will be awrded as a series.","pack"]
[null,"Endodontic material","File, pulp canal, dental: C plus File, 21mm, Dia 08-015 assorted \r\n1 Pack 6 pieces\r\n.i Gratia: Maillefer (A012X2190000)\r\nICN 6520-18-187-6000 PK","File, pulp canal, dental: C plus File, 21mm, Dia 08-015 assorted \r\n1 Pack 6 pieces\r\n.i Gratia: Maillefer (A012X2190000)\r\nICN 6520-18-187-6000 PK","pack"]
[null,"Endodontic material","File, pulp canal, dental: C File with silicone handle , 25mm, Dia 10-017 assorted \n1 Pack 6 pieces\n.i Gratia: Maillefer (A1013 02590000)\nICN: 6520-18-187-6005 PK\nItem RT296-03-151ME to RT296-03-152ME will be awrded as a series.","File, pulp canal, dental: C File with silicone handle , 25mm, Dia 10-017 assorted \n1 Pack 6 pieces\n.i Gratia: Maillefer (A1013 02590000)\nItem RT296-03-153 to RT296-03-154 will be awrded as a series.","pack"]
[null,"Endodontic material","File, pulp canal, dental: C File with silicone handle , 21mm, Dia 10-017 assorted \r\n1 Pack 6 pieces\r\n.i Gratia: Maillefer (A1013 02190000)\r\nICN: 6520-18-187-6004 PK","File, pulp canal, dental: C File with silicone handle , 21mm, Dia 10-017 assorted \n1 Pack 6 pieces\n.i Gratia: Maillefer (A1013 02190000)\n","pack"]
[null,"Endodontic material","File Set, Pulp  Canal, Dental: Multiple Taper for hand use with silicone handle, Starter Kit 21mm\n1 Pack 6 pieces\n.i Gratia: Maillefer (Ref A 0418) 21mm\nICN: 18-182-0664 PK\nItem RT296-03-153 to RT296-03-158ME will be awarded as a series.","File Set, Pulp  Canal, Dental: Multiple Taper for hand use with silicone handle, Starter Kit 21mm\n1 Pack 6 pieces\n.i Gratia: Maillefer (Ref A 0418) 21mm\nItem RT296-03-155 to RT296-03-160ME will be awarded as a series.","pack"]
[null,"Endodontic material","File, pulp canal, dental: Multiple taper for hand use with silicone handle, F1, Dia 20/7% 21mm\r\n1 Pack 6 pieces\r\n.i Gratia: Mailllefer A047H21F1\r\nICN: 18-182-0650 PK\r","File, pulp canal, dental: Multiple taper for hand use with silicone handle, F1, Dia 20/7% 21mm\n1 Pack 6 pieces\n.i Gratia: Mailllefer A047H21F1\n\n","pack"]
[null,"Endodontic material","File, pulp canal, dental: Multiple taper for hand use with silicone handle, F2, Dia 25/8% 21mm 1 pack 6 pieces\r\n.i Gratia: Maillefer (Ref A 0417H21F2)\r\nICN: 18-182-0651 PK","File, pulp canal, dental: Multiple taper for hand use with silicone handle, F2, Dia 25/8% 21mm 1 pack 6 pieces\n.i Gratia: Maillefer (Ref A 0417H21F2)\n","pack"]
[null,"Endodontic material","File, pulp canal, dental: Multiple taper for hand use with silicone handle, F3, Dia 30/9% 21mm\r\n1 Pack 6 Pieces\r\n.i Gratia: Maillefer (Ref A 041TH21F3)\r\nICN: 18-182-0653 PK","File, pulp canal, dental: Multiple taper for hand use with silicone handle, F3, Dia 30/9% 21mm\n1 Pack 6 Pieces\n.i Gratia: Maillefer (Ref A 041TH21F3)\n","pack"]
[null,"Endodontic material","File, pulp canal, dental: Multiple taper for hand use with silicone handle, S1, 21mm\r\n1 Pack 6 Pieces\r\n.i Gratia: Maillefer (Ref A 0416H21S1)\r\nICN: 18-182-0654 PK","File, pulp canal, dental: Multiple taper for hand use with silicone handle, S1, 21mm\n1 Pack 6 Pieces\n.i Gratia: Maillefer (Ref A 0416H21S1)\n","pack"]
[null,"Endodontic material","File, pulp canal, dental: Multiple taper for hand use with silicone handle, S2, 21mm\r\n1 Pack 6 Pieces\r\n.i Gratia: Maillefer (Ref A 0416H21S2)\r\nICN: 18-182-0655 PK","File, pulp canal, dental: Multiple taper for hand use with silicone handle, S2, 21mm\n1 Pack 6 Pieces\n.i Gratia: Maillefer (Ref A 0416H21S2)\n","Pack"]
[null,"Endodontic material","File, pulp canal, dental:  For hand use with silicon handle, S1-31mm tip size 18 SIZE .  Pack of 6                                                           \n.i Gratia:  Mailefer: (A041603110112)                                                                                                               ICN: \nItem RT296-03-159 to RT296-03-160","File, pulp canal, dental:  For hand use with silicon handle, S1-31mm tip size 18 SIZE .  Pack of 6                                                           \n.i Gratia:  Mailefer: (A041603110112)                                                                                                               \nItem RT296-03-161 to RT296-03-162","Pack"]
[null,"Endodontic material","File, pulp canal, dental:  For hand use with silicon handle, S2-31mm tip size 20.  Pack of 6                                                           \n.i Gratia:  Mailefer: (A041603110112)                                                                                                               ICN: ","File, pulp canal, dental:  For hand use with silicon handle, S2-31mm tip size 20.  Pack of 6                                                           \n.i Gratia:  Mailefer: (A041603110112)                                                                                                               "]
[null,"Endodontic material","File, pulp canal, dental: Multiple taper for hand use, SX with silicone handle, 19 mm\r\n1 Pack 6 Pieces\r\n.i Gratia: Maillefer (Ref A 0416H19SX)\r\nICN: 18-182-0657 PK","File, pulp canal, dental: Multiple taper for hand use, SX with silicone handle, 19 mm\n1 Pack 6 Pieces\n.i Gratia: Maillefer (Ref A 0416H19SX)\n","pack"]
[null,"Endodontic material","Case, dental instruments: Maileffer sequence for hand use multiple taper files (8 Instruments)\r\nEach\r\n.i Gratia: Maillefer (Ref A 0413)\r\nICN: 6520-18-187-4055 PK","Case, dental instruments: Maileffer sequence for hand use multiple taper files (8 Instruments)\nEach\n.i Gratia: Maillefer (Ref A 0413)\n","each"]
[null,"Endodontic material","File, pulp canal, dental:  For hand use with silicon handle, S1-25mm Tip size 18.  Pack of 6                                                          \n .i Gratia:  Mailefer: (A041602510112)                                                                                                               ICN: \nItem RT296-03-163 to RT296-03-176 will be awarded as a series","File, pulp canal, dental:  For hand use with silicon handle, S1-25mm Tip size 18.  Pack of 6                                                          \n.i Gratia:  Mailefer: (A041602510112)                                                                                                               \nItem RT296-03-165 to RT296-03-178 will be awarded as a series"]
[null,"Endodontic material","File, pulp canal, dental:  For hand use with silicon handle, S2-25mm Tip size 20.  Pack of 6                                                          \n .i Gratia:  Mailefer: (A041602510112)                                                                                                               ICN: ","File, pulp canal, dental:  For hand use with silicon handle, S2-25mm Tip size 20.  Pack of 6                                                          \n .i Gratia:  Mailefer: (A041602510112)                                                                                                               ","Pack"]
[null,"Endodontic material","File, pulp, canal, dental : Multiple taper for hand use with silicone handle , F1 Dia 20/7% 25mm \nPak of 6\n.i Gratia: Maillefer: (A0417H25F1)\nICN: 18-182-0610 PK\nItem RT 296-03-164 to RT296-03-167 will be awarded as a series.","File, pulp, canal, dental : Multiple taper for hand use with silicone handle , F1 Dia 20/7% 25mm \nPak of 6\n.i Gratia: Maillefer: (A0417H25F1)\n","pack"]
[null,"Endodontic material","File, pulp, canal, dental : Multiple taper for hand use with silicone handle , F2 Dia 25/8% 25mm \r\nPak of 6\r\n.i Gratia: Maillefer: (A0417H25F2)\r\nICN: 18-182-0495 PK","File, pulp, canal, dental : Multiple taper for hand use with silicone handle , F2 Dia 25/8% 25mm \nPak of 6\n.i Gratia: Maillefer: (A0417H25F2)\n","pack"]
[null,"Endodontic material","File, pulp, canal, dental : Multiple taper for hand use with silicone handle , F3 Dia 30/9% 25mm \r\nPak of 6\r\n.i Gratia: Maillefer: (A0417H25F3)\r\nICN: 18-182-0507 PK","File, pulp, canal, dental : Multiple taper for hand use with silicone handle , F3 Dia 30/9% 25mm \nPak of 6\n.i Gratia: Maillefer: (A0417H25F3)\n","pack"]
[null,"Endodontic material","File, pulp canal, dental:  For hand use with silicon handle, F4 21mm.  Pack of 6                                                                                                   \n.i Gratia:  Mailefer:( A041702110412)                                                                                                                                            ICN: \nRT296-03-168 to RT296-03-1  will be awarded as a series","File, pulp canal, dental:  For hand use with silicon handle, F4 21mm.  Pack of 6                                                                                                   \n.i Gratia:  Mailefer:( A041702110412)                                                                                                                                            ","pack"]
[null,"Endodontic material","File, pulp canal, dental:  For hand use with silicon handle, F5 21mm.  Pack of 6                                                                                                   \n.i Gratia:  Mailefer:( A041702510512)                                                                                                                                            ICN: ","File, pulp canal, dental:  For hand use with silicon handle, F5 21mm.  Pack of 6                                                                                                   \n.i Gratia:  Mailefer:( A041702510512)                                                                                                                                            ","pack"]
[null,"Endodontic material","File, pulp canal, dental:  For hand use with silicon handle, F4 25mm.  Pack of 6                                                                                                  \n .i Gratia:  Mailefer:( A041702510412)                                                                                                                                            ICN: ","File, pulp canal, dental:  For hand use with silicon handle, F4 25mm.  Pack of 6                                                                                                  \n .i Gratia:  Mailefer:( A041702510412)                                                                                                                                             ","pack"]
[null,"Endodontic material","File, pulp canal, dental:  For hand use with silicon handle, F5 25mm.  Pack of 6                                                                                                  \n .i Gratia:  Mailefer:( A041702510512)                                                                                                                                            ICN: ","File, pulp canal, dental:  For hand use with silicon handle, F5 25mm.  Pack of 6                                                                                                  \n .i Gratia:  Mailefer:( A041702510512)                                                                                                                                            ","pack"]
[null,"Endodontic material","File, pulp canal, dental:  For hand use with silicon handle, F1 31mm.  Pack of 6                                                                                                  \n .i Gratia:  Mailefer:( A041703110112)                                                                                                                                            ICN: ","File, pulp canal, dental:  For hand use with silicon handle, F1 31mm.  Pack of 6                                                                                                  \n .i Gratia:  Mailefer:( A041703110112)                                                                                                                                            ","pack"]
[null,"Endodontic material","File, pulp canal, dental:  For hand use with silicon handle, F2 31mm.  Pack of 6                                                                                                  \n .i Gratia:  Mailefer:( A041703110212)                                                                                                                                            ICN: ","File, pulp canal, dental:  For hand use with silicon handle, F2 31mm.  Pack of 6                                                                                                  \n .i Gratia:  Mailefer:( A041703110212)                                                                                                                                            ","pack"]
[null,"Endodontic material","File, pulp canal, dental:  For hand use with silicon handle, F3 31mm.  Pack of 6                                                                                                   \n.i Gratia:  Mailefer:( A041703110312)                                                                                                                                            ICN: ","File, pulp canal, dental:  For hand use with silicon handle, F3 31mm.  Pack of 6                                                                                                   \n.i Gratia:  Mailefer:( A041703110312)                                                                                                                                            ","pack"]
[null,"Endodontic material","File, pulp canal, dental:  For hand use with silicon handle, F4 31mm.  Pack of 6                                                                                                   \n.i Gratia:  Mailefer:( A041703110412)                                                                                                                                            ICN: ","File, pulp canal, dental:  For hand use with silicon handle, F4 31mm.  Pack of 6                                                                                                   \n.i Gratia:  Mailefer:( A041703110412)                                                                                                                                            ","pack"]
[null,"Endodontic material","File, pulp canal, dental:  For hand use with silicon handle, F5 31mm.  Pack of 6                                                                                                   \n.i Gratia:  Mailefer:( A041703110512)                                                                                                                                            ICN: ","File, pulp canal, dental:  For hand use with silicon handle, F5 31mm.  Pack of 6                                                                                                   \n.i Gratia:  Mailefer:( A041703110512)                                                                                                                                            ","pack"]
[null,"Endodontic material","File, pulp canal, dental: Multiple taper retreatment file 16 mm ISO 0030 -9% D1\n.i Gratia: Maillefer Pro Taper D1\nICN: 18-182-0464 PK\nItem RT296-03-177 to RT296-03-179 will be awarded as a series\n\n","File, pulp canal, dental: Multiple taper retreatment file 16 mm ISO 0030 -9% D1\n.i Gratia: Maillefer Pro Taper D1\nICN: 18-182-0464 PK\nItem RT296-03-179 to RT296-03-181 will be awarded as a series\n\n","pack"]
[null,"Endodontic material","File, pulp canal, dental: Multiple taper retreatment file 18 mm ISO 0025 -8% D2\n.i Gratia: Maillefer Pro Taper D2\nICN: 18-182-0467 PK","File, pulp canal, dental: Multiple taper retreatment file 18 mm ISO 0025 -8% D2\n.i Gratia: Maillefer Pro Taper D2\n","pack"]
[null,"Endodontic material","File, pulp canal, dental: Multiple taper retreatment file 22mm ISO 0020 -7% D3\r\n.i Gratia: Maillefer Pro Taper D3\r\nICN: 18-182-0469 PK\r","File, pulp canal, dental: Multiple taper retreatment file 22mm ISO 0020 -7% D3\n.i Gratia: Maillefer Pro Taper D3\n\n","pack"]
[null,"Endodontic material","File set, pulp canal, Dental: multiple taper assorted Kit, 21mm\n1 Pack 6 Pieces\n.i Gratia: Maillefer (Ref A0418202190112)\nICN: 18-174-7271 PK\nItem RT296-03-180 to RT296-03-201 will be awrded as a series.\n","File set, pulp canal, Dental: multiple taper assorted Kit, 21mm\n1 Pack 6 Pieces\n.i Gratia: Maillefer (Ref A0418202190112)\nItem RT296-03-180 to RT296-03-203 will be awrded as a series.\n","Kit"]
[null,"Endodontic material","File set, pulp canal, dental: Multiple taper assorted kit, 25mm\r\n1 Pack 6 Pieces\r\n.i Gratia: Maileffer (Ref A041802590112)\r\nICN: 18-174-7272 PK","File set, pulp canal, dental: Multiple taper assorted kit, 25mm\n1 Pack 6 Pieces\n.i Gratia: Maileffer (Ref A041802590112)\n","Kit"]
[null,"Endodontic material","File, set  pulp canal, dental: Multipletaper assorted kit 31mm\r\n1 Pack 6 Pieces\r\n.i Gratia: Maillefer (Ref A041803190112)\r\nICN: 18-182-0671 PK\r","File, set  pulp canal, dental: Multipletaper assorted kit 31mm\n1 Pack 6 Pieces\n.i Gratia: Maillefer (Ref A041803190112)\n\n","Kit"]
[null,"Endodontic material","File, pulp canal, dental: Multiple taper finishing files, 21mm, F1\r\n1 Pack 6 Pieces\r\n.i Gratia: Maillefer (Ref A 0411-21F1)\r\nICN: 18-174-7273 PK\r","File, pulp canal, dental: Multiple taper finishing files, 21mm, F1\n1 Pack 6 Pieces\n.i Gratia: Maillefer (Ref A 0411-21F1)\n\n","pack"]
[null,"Endodontic material","File, pulp canal, dental: Protaper finishing files, 21mm, F2\r\n1 Pack 6 Pieces\r\n.i Gratia: Maillefer (Ref A 0411-21F2)\r\nICN: 18-174-7274 PK\r\n","File, pulp canal, dental: Protaper finishing files, 21mm, F2\n1 Pack 6 Pieces\n.i Gratia: Maillefer (Ref A 0411-21F2)\n\n","pack"]
[null,"Endodontic material","File, pulp canal, dental: Multiple taper finishing files, 21mm, F3\r\n1 Pack 6 Pieces\r\n.i Gratia: Maillefer (Ref A 0411-21F3)\r\nICN: 18-174-7274 PK","File, pulp canal, dental: Multiple taper finishing files, 21mm, F3\n1 Pack 6 Pieces\n.i Gratia: Maillefer (Ref A 0411-21F3)\n","pack"]
[null,"Endodontic material","File, pulp canal, dental: Multiple taper finishing files, 21mm, F4\r\n1 Pack 6 Pieces\r\n.i Gratia: Maillefer (Ref A 0411-21F4)\r\nICN: 18-182-0478 PK","File, pulp canal, dental: Multiple taper finishing files, 21mm, F4\n1 Pack 6 Pieces\n.i Gratia: Maillefer (Ref A 0411-21F4)\n","pack"]
[null,"Endodontic material","File, pulp canal, dental: Multiple taper finishing files, 21mm, F5\r\n1 Pack 6 Pieces\r\n.i Gratia: Maillefer (Ref A 0411-21F5)\r\nICN: 18-182-0480 PK","File, pulp canal, dental: Multiple taper finishing files, 21mm, F5\n1 Pack 6 Pieces\n","pack"]
[null,"Endodontic material","File, pulp canal, dental: Multiple taper finishing files, 25mm, F1\r\n1 Pack 6 Pieces\r\n.i Gratia: Maillefer (Ref A 0411-25F1)\r\nICN: 18-174-7277 PK","File, pulp canal, dental: Multiple taper finishing files, 25mm, F1\n1 Pack 6 Pieces\n.i Gratia: Maillefer (Ref A 0411-25F1)\n","Pack"]
[null,"Endodontic material","File, pulp canal, Dental: Multiple taper finishing files, 25mm, F2\r\n1 Pack 6 Pieces\r\n.i Gratia: Maillefer (Ref A 0411-25F2)\r\nICN: 18-174-7278 PK","File, pulp canal, Dental: Multiple taper finishing files, 25mm, F2\n1 Pack 6 Pieces\n.i Gratia: Maillefer (Ref A 0411-25F2)\n","pack"]
[null,"Endodontic material","File, pulp canal, dental: Multiple taper finishing files, 25mm, F3\r\n1 Pack 6 Pieces\r\n.i Gratia: Maillefer (Ref A 0411-25F3)\r\nICN: 18-174-7279 PK","File, pulp canal, dental: Multiple taper finishing files, 25mm, F3\n1 Pack 6 Pieces\n.i Gratia: Maillefer (Ref A 0411-25F3)\n","Pack"]
[null,"Endodontic material","File, pulp canal, dental: Multiple taper finishing file  25mm, F4\r\n1 Pack 6 Pieces\r\n.i Gratia: Maillefer (Ref A 041125F4)\r\nICN: 18-182-0486 PK\r","File, pulp canal, dental: Multiple taper finishing file  25mm, F4\n1 Pack 6 Pieces\n.i Gratia: Maillefer (Ref A 041125F4)\n\n","pack"]
[null,"Endodontic material","File, pulp canal, dental: Multiple taper finishing file  25mm, F5\r\n1 Pack 6 Pieces\r\n.i Gratia: Maillefer (Ref A 041125F5)\r\nICN: 18-182-0488 PK","File, pulp canal, dental: Multiple taper finishing file  25mm, F5\n1 Pack 6 Pieces\n.i Gratia: Maillefer (Ref A 041125F5)\n","Pack"]
[null,"Endodontic material","File, pulp canal, dental:  Multiple Taper Finishing File, F1 , 31mm.  Pack of 6                                                                                                   .i Gratia:  Mailefer:( AA041023110112)                                                                                                                                            ICN: To be determined","File, pulp canal, dental:  Multiple Taper Finishing File, F1 , 31mm.  Pack of 6                                                                                                   .i Gratia:  Mailefer:( AA041023110112)                                                                                                                                            ","pack"]
[null,"Endodontic material","File, pulp canal, dental:  Multiple Taper Finishing File F2, 31mm.  Pack of 6                                                                                                   .i Gratia:  Mailefer:( A041123110212)                                                                                                                                            ICN: To be determined","File, pulp canal, dental:  Multiple Taper Finishing File F2, 31mm.  Pack of 6                                                                                                   .i Gratia:  Mailefer:( A041123110212)                                                                                                                                            ","pack"]
[null,"Endodontic material","File, pulp canal, dental: Multiple taper shaping  files, 19mm, SX\r\n1 Pack 6 Pieces\r\n.i Gratia: Maillefer (Ref A 0410-19SX)\r\nICN: 18-174-7282 PK","File, pulp canal, dental: Multiple taper shaping  files, 19mm, SX\n1 Pack 6 Pieces\n.i Gratia: Maillefer (Ref A 0410-19SX)\n","pack"]
[null,"Endodontic material","File, pulp canal, dental: Multiple taper shaping  files, 21mm, S1\r\n1 Pack 6 Pieces\r\n.i Gratia: Maillefer (Ref A 0410-21S1)\r\nICN:18-174-7283 PK","File, pulp canal, dental: Multiple taper shaping  files, 21mm, S1\n1 Pack 6 Pieces\n.i Gratia: Maillefer (Ref A 0410-21S1)\n","pack"]
[null,"Endodontic material","File, pulp canal, dental: Multiple taper shaping  files, 21mm, S2\r\n1 Pack 6 Pieces\r\n.i Gratia: Maillefer (Ref A 0410-21S2)\r\nICN: 18-174-7285 PK","File, pulp canal, dental: Multiple taper shaping  files, 21mm, S2\n1 Pack 6 Pieces\n.i Gratia: Maillefer (Ref A 0410-21S2)\n","pack"]
[null,"Endodontic material","File, pulp canal, dental: Multiple taper shaping  files, 25mm, S1\r\n1 Pack 6 Pieces\r\n.i Gratia: Maillefer (Ref A 0410-25S1)\r\nICN: 18-174-7286 PK","File, pulp canal, dental: Multiple taper shaping  files, 25mm, S1\n1 Pack 6 Pieces\n.i Gratia: Maillefer (Ref A 0410-25S1)\n","pack"]
[null,"Endodontic material","File, pulp canal, dental: Multiple taper shaping  files, 25mm, S2\r\n1 Pack 6 Pieces\r\n.i Gratia: Maillefer (Ref A 0410-25S2)\r\nICN: 18-174-7287 PK","File, pulp canal, dental: Multiple taper shaping  files, 25mm, S2\n1 Pack 6 Pieces\n.i Gratia: Maillefer (Ref A 0410-25S2)\n","Pack"]
[null,"Endodontic material","File, pulp canal, dental:  Multiple Taper Shaping FileS1, 31mm.  Pack of 6                                                                                                   .i Gratia:  Mailefer:( A041023110112)                                                                                                                                            ICN:","File, pulp canal, dental:  Multiple Taper Shaping FileS1, 31mm.  Pack of 6                                                                                                   .i Gratia:  Mailefer:( A041023110112)                                                                                                                                            ","pack"]
[null,"Endodontic material","File, pulp canal, dental:  Multiple Taper Shaping FileS2, 31mm.  Pack of 6                                                                                                   .i Gratia:  Mailefer:( A041023110212)                                                                                                                                            ICN: ","File, pulp canal, dental:  Multiple Taper Shaping FileS2, 31mm.  Pack of 6                                                                                                   .i Gratia:  Mailefer:( A041023110212)                                                                                                                                            ","pack"]
[null,"Endodontic material","File, pulp canal, dental:  ReciprocaTing  File , Small 21mm.  Pack of 6                                                                                                   .i Gratia:  Mailefer Wave one Gold :( A0756221G0S03)                                                                                                                                            ICN:     \nRT296-03-202 to RT296-03-212 will be awarded as a series                                                                                                                                                             ","File, pulp canal, dental:  ReciprocaTing  File , Small 21mm.  Pack of 6                                                                                                   .i Gratia:  Mailefer Wave one Gold :( A0756221G0S03)                                                                                                                                              \nItem RT296-03-204 to RT296-03-214 will be awarded as a series                                                                                                                                                             ","pack"]
[null,"Endodontic material","File, pulp canal, dental:  ReciprocaTing  File , Small 25mm.  Pack of 6                                                                                                   .i Gratia:  Mailefer Wave one Gold :( A0756225G0S03)                                                                                                                                            ICN: ","File, pulp canal, dental:  ReciprocaTing  File , Small 25mm.  Pack of 6                                                                                                   .i Gratia:  Mailefer Wave one Gold :( A0756225G0S03)                                                                                                                                            ","pack"]
[null,"Endodontic material","File, pulp canal, dental:  ReciprocaTing  File , Primary 21mm.  Pack of 6                                                                                                   .i Gratia:  Mailefer Wave one Gold :( A076221G0P03)                                                                                                                                            ICN: ","File, pulp canal, dental:  ReciprocaTing  File , Primary 21mm.  Pack of 6                                                                                                   .i Gratia:  Mailefer Wave one Gold :( A076221G0P03)                                                                                                                                            ","pack"]
[null,"Endodontic material","File, pulp canal, dental:  ReciprocaTing  File , Primary 25mm.  Pack of 6                                                                                                   .i Gratia:  Mailefer Wave one Gold :( A076225G0P03)                                                                                                                                            ICN: ","File, pulp canal, dental:  ReciprocaTing  File , Primary 25mm.  Pack of 6                                                                                                   .i Gratia:  Mailefer Wave one Gold :( A076225G0P03)                                                                                                                                            ","pack"]
[null,"Endodontic material","File, pulp canal, dental:  ReciprocaTing  File , Primary 31mm.  Pack of 6                                                                                                   .i Gratia:  Mailefer Wave one Gold :( A076231G0P03)                                                                                                                                            ICN: ","File, pulp canal, dental:  ReciprocaTing  File , Primary 31mm.  Pack of 6                                                                                                   .i Gratia:  Mailefer Wave one Gold :( A076231G0P03)                                                                                                                                            ","pack"]
[null,"Endodontic material","File, pulp canal, dental:  ReciprocaTing  File , Medium 21mm.  Pack of 6                                                                                                   .i Gratia:  Mailefer Wave one Gold :( A0756221GOMP03)                                                                                                                                            ICN: ","File, pulp canal, dental:  ReciprocaTing  File , Medium 21mm.  Pack of 6                                                                                                   .i Gratia:  Mailefer Wave one Gold :( A0756221GOMP03)                                                                                                                                            ","pack"]
[null,"Endodontic material","File, pulp canal, dental:  ReciprocaTing  File , Medium 25mm.  Pack of 6                                                                                                   .i Gratia:  Mailefer Wave one Gold :( A0756225GOM03)                                                                                                                                            ICN: ","File, pulp canal, dental:  ReciprocaTing  File , Medium 25mm.  Pack of 6                                                                                                   .i Gratia:  Mailefer Wave one Gold :( A0756225GOM03)                                                                                                                                            ","pack"]
[null,"Endodontic material","File, pulp canal, dental:  ReciprocaTing  File , Medium 31mm.  Pack of 6                                                                                                   .i Gratia:  Mailefer Wave one Gold :( A075231GOM03)                                                                                                                                            ICN: ","File, pulp canal, dental:  ReciprocaTing  File , Medium 31mm.  Pack of 6                                                                                                   .i Gratia:  Mailefer Wave one Gold :( A075231GOM03)                                                                                                                                             ","pack"]
[null,"Endodontic material","File, pulp canal, dental:  ReciprocaTing  File , Large 21mm.  Pack of 6                                                                                                   .i Gratia:  Mailefer Wave one Gold :( A075221GOL03)                                                                                                                                            ICN: ","File, pulp canal, dental:  ReciprocaTing  File , Large 21mm.  Pack of 6                                                                                                   .i Gratia:  Mailefer Wave one Gold :( A075221GOL03)                                                                                                                                            ","pack"]
[null,"Endodontic material","File, pulp canal, dental:  ReciprocaTing  File , Large 25mm.  Pack of 6                                                                                                   .i Gratia:  Mailefer Wave one Gold :( A075225GOL03)                                                                                                                                            ICN: ","File, pulp canal, dental:  ReciprocaTing  File , Large 25mm.  Pack of 6                                                                                                   .i Gratia:  Mailefer Wave one Gold :( A075225GOL03)                                                                                                                                            ","pack"]
[null,"Endodontic material","File, pulp canal, dental:  ReciprocaTing  File , Large 30mm.  Pack of 6                                                                                                   .i Gratia:  Mailefer Wave one Gold :( A075231GOL03)                                                                                                                                            ICN: ","File, pulp canal, dental:  ReciprocaTing  File , Large 30mm.  Pack of 6                                                                                                   .i Gratia:  Mailefer Wave one Gold :( A075231GOL03)                                                                                                                                            ","pack"]
[null,"Endodontic material","New item","Paperpoints,dental: endodontic,small,180 per pack, compatible with WaveOne Gold ","Pack"]
[null,"Endodontic material","New item","Paperpoints,dental: endodontic,Primary,180 per pack, compatible with WaveOne Gold ","Pack"]
[null,"Endodontic material","New item","Paperpoints,dental: endodontic,medium,180 per pack, compatible with WaveOne Gold ","Pack"]
[null,"Endodontic material","New item","Paperpoints,dental: endodontic,medium,180 per pack, compatible with WaveOne Gold ","Pack"]
[null,"Endodontic material","New item","Point. endodontic: Gutta Percha: for WaveOneGold Conform size Primary.  \nPack of 60                                                                                                                   .i Gratia:  Mailefer WaveOne :( A024X00000500)                                                                                                                                                                                                                                                                                Must be compatible with WaveOneGold                    ","Pack"]
[null,"Endodontic material","New item","Point. endodontic: Gutta Percha: for WaveOneGold Conform size Small.  \nPack of 60                                                                                                                   .i Gratia:  Mailefer WaveOne :( A024X00000500)   ","Pack"]
[null,"Endodontic material","New item","Point. endodontic: Gutta Percha: for WaveOneGold Conform size Medium.  \nPack of 60                                                                                                                   .i Gratia:  Mailefer WaveOne :( A024X00000500)                                                                                                                                                                                                                                                                                     Must be compatible with WaveOneGold                    ","Pack"]
[null,"Endodontic material","New item","Point. endodontic: Gutta Percha: for WaveOneGold Conform size Large.  \nPack of 60                                                                                                                   .i Gratia:  Mailefer WaveOne :( A024X00000500)                                                                                                                                                                                                                                                                                     Must be compatible with WaveOneGold   ","Pack"]
[null,"Endodontic material","New item","Glider, shaping root canal, dental: sterile 21mm, reciprocaTing motion, size: 015, 02 variable taper, 3 length waveone, gold glider, 6-files","Pack"]
[null,"Endodontic material","New item","Glider, shaping root canal, dental: sterile 25mm, reciprocaTing motion, size: 015, 02 variable taper, 3 length waveone, gold glider, 6-files","Pack"]
[null,"Endodontic material","New item","Glider, shaping root canal, dental: sterile 31mm, reciprocaTing motion, size: 015, 02 variable taper, 3 length waveone, gold glider, 6-files","Pack"]
[null,"Endodontic material","File, pulp canal, dental:  NiTi  File, off-centered rectangular cross section, 21mm.  Pack of 6                                                                                                   .i Gratia:  Mailefer Pro Taper Next X1  :( A080022100103)                                                                                                                                            ICN:    \nItem RT296-03-213 to RT296-03-250 will be awarded as a series                                                                                                                                   Must be compatible with Paperpoints, GP points and obturators                    ","File, pulp canal, dental:  NiTi  File, off-centered rectangular cross section, 21mm.  Pack of 6                                                                                                  \n.i Gratia:  Mailefer Pro Taper Next X1  :( A080022100103)                                                                                                                                                                                                                                                                             Must be compatible with Paperpoints, GP points and obturators  \nItem RT296-03-226 to RT296-03-263 will be awarded as a series                  ","pack"]
[null,"Endodontic material","File, pulp canal, dental:  NiTi  File, off-centered rectangular cross section, 25mm.  Pack of 6                                                                                                   .i Gratia:  Mailefer Pro Taper Next X1  :( A080022500103)                                                                                                                                            ICN:                                                                                                                                               Must be compatible with Paperpoints, GP points and obturators                    ","File, pulp canal, dental:  NiTi  File, off-centered rectangular cross section, 25mm.  Pack of 6                                                                                                  \n .i Gratia:  Mailefer Pro Taper Next X1  :( A080022500103)                                                                                                                                                                                                                                                                                      Must be compatible with Paperpoints, GP points and obturators                    ","pack"]
[null,"Endodontic material","File, pulp canal, dental:  NiTi  File, off-centered rectangular cross section, 31mm.  Pack of 6                                                                                                   .i Gratia:  Mailefer Pro Taper Next X1  :( A080023100103)                                                                                                                                            ICN:                                                                                                                                              Must be compatible with Paperpoints, GP points and obturators                    ","File, pulp canal, dental:  NiTi  File, off-centered rectangular cross section, 31mm.  Pack of 6                                                                                                   \n.i Gratia:  Mailefer Pro Taper Next X1  :( A080023100103)                                                                                                                                                                                                                                                                           Must be compatible with Paperpoints, GP points and obturators                    ","pack"]
[null,"Endodontic material","File, pulp canal, dental:  NiTi  File, off-centered rectangular cross section, 21mm.  Pack of 6                                                                                                   .i Gratia:  Mailefer Pro Taper Next X2  :( A080022100203)                                                                                                                                            ICN:                                                                                                                                           Must be compatible with Paperpoints, GP points and obturators                    ","File, pulp canal, dental:  NiTi  File, off-centered rectangular cross section, 21mm.  Pack of 6                                                                                                   \n.i Gratia:  Mailefer Pro Taper Next X2  :( A080022100203)                                                                                                                                                                                                                                                              Must be compatible with Paperpoints, GP points and obturators                    ","pack"]
[null,"Endodontic material","File, pulp canal, dental:  NiTi  File, off-centered rectangular cross section, 25mm.  Pack of 6                                                                                                   .i Gratia:  Mailefer Pro Taper Next X2  :( A080022500203)                                                                                                                                            ICN:                                                                                                                                            Must be compatible with Paperpoints, GP points and obturators                    ","File, pulp canal, dental:  NiTi  File, off-centered rectangular cross section, 25mm.  Pack of 6                                                                                                   \n.i Gratia:  Mailefer Pro Taper Next X2  :( A080022500203)                                                                                                                                                                                                                                                                                 Must be compatible with Paperpoints, GP points and obturators                    ","pack"]
[null,"Endodontic material","File, pulp canal, dental:  NiTi  File, off-centered rectangular cross section, 31mm.  Pack of 6                                                                                                   .i Gratia:  Mailefer Pro Taper Next X2  :( A080023100203)                                                                                                                                            ICN: To be determined                                                                                                                                              Must be compatible with Paperpoints, GP points and obturators                    ","File, pulp canal, dental:  NiTi  File, off-centered rectangular cross section, 31mm.  Pack of 6                                                                                                   \n.i Gratia:  Mailefer Pro Taper Next X2  :( A080023100203)                                                                                                                                                                                                                                                                                      Must be compatible with Paperpoints, GP points and obturators                    ","pack"]
[null,"Endodontic material","File, pulp canal, dental:  NiTi  File, off-centered rectangular cross section, 21mm.  Pack of 6                                                                                                   .i Gratia:  Mailefer Pro Taper Next X31  :( A080022100103)                                                                                                                                            ICN:                                                                                                                                            Must be compatible with Paperpoints, GP points and obturators                    ","File, pulp canal, dental:  NiTi  File, off-centered rectangular cross section, 21mm.  Pack of 6                                                                                                  \n.i Gratia:  Mailefer Pro Taper Next X31  :( A080022100103)                                                                                                                                                                                                                                                                          Must be compatible with Paperpoints, GP points and obturators                    ","pack"]
[null,"Endodontic material","File, pulp canal, dental:  NiTi  File, off-centered rectangular cross section, 25mm.  Pack of 6                                                                                                   .i Gratia:  Mailefer Pro Taper Next X3  :( A080022500303)                                                                                                                                            ICN:                                                                                                                                          Must be compatible with Paperpoints, GP points and obturators                    ","File, pulp canal, dental:  NiTi  File, off-centered rectangular cross section, 25mm.  Pack of 6                                                                                                   \n.i Gratia:  Mailefer Pro Taper Next X3  :( A080022500303)                                                                                                                                                                                                                                                                       Must be compatible with Paperpoints, GP points and obturators                    ","pack"]
[null,"Endodontic material","File, pulp canal, dental:  NiTi  File, off-centered rectangular cross section, 31mm.  Pack of 6                                                                                                   .i Gratia:  Mailefer Pro Taper Next X3  :( A080023100303)                                                                                                                                            ICN:                                                                                                                                          Must be compatible with Paperpoints, GP points and obturators                    ","File, pulp canal, dental:  NiTi  File, off-centered rectangular cross section, 31mm.  Pack of 6                                                                                                   \n.i Gratia:  Mailefer Pro Taper Next X3  :( A080023100303)                                                                                                                                                                                                                                                                         Must be compatible with Paperpoints, GP points and obturators                    ","pack"]
[null,"Endodontic material","File, pulp canal, dental:  NiTi  File, off-centered rectangular cross section, 21mm.  Pack of 6                                                                                                   .i Gratia:  Mailefer Pro Taper Next X4  :( A080022100403)                                                                                                                                            ICN:                                                                                                                                             Must be compatible with Paperpoints, GP points and obturators                    ","File, pulp canal, dental:  NiTi  File, off-centered rectangular cross section, 21mm.  Pack of 6                                                                                                   \n.i Gratia:  Mailefer Pro Taper Next X4  :( A080022100403)                                                                                                                                                                                                                                                                                    Must be compatible with Paperpoints, GP points and obturators                    ","pack"]
[null,"Endodontic material","File, pulp canal, dental:  NiTi  File, off-centered rectangular cross section, 25mm.  Pack of 6                                                                                                   .i Gratia:  Mailefer Pro Taper Next X4  :( A0800225100403)                                                                                                                                            ICN:                                                                                                                                              Must be compatible with Paperpoints, GP points and obturators                    ","File, pulp canal, dental:  NiTi  File, off-centered rectangular cross section, 25mm.  Pack of 6                                                                                                   \n.i Gratia:  Mailefer Pro Taper Next X4  :( A0800225100403)                                                                                                                                                                                                                                                                                  Must be compatible with Paperpoints, GP points and obturators                    ","pack"]
[null,"Endodontic material","File, pulp canal, dental:  NiTi  File, off-centered rectangular cross section, 31mm.  Pack of 6                                                                                                   .i Gratia:  Mailefer Pro Taper Next X 4  :( A080023100403)                                                                                                                                            ICN:                                                                                                                                             Must be compatible with Paperpoints, GP points and obturators                    ","File, pulp canal, dental:  NiTi  File, off-centered rectangular cross section, 31mm.  Pack of 6                                                                                                   \n.i Gratia:  Mailefer Pro Taper Next X 4  :( A080023100403)                                                                                                                                                                                                                                                                              Must be compatible with Paperpoints, GP points and obturators                    ","pack"]
[null,"Endodontic material","File, pulp canal, dental:  NiTi  File, off-centered rectangular cross section, 21mm.  Pack of 6                                                                                                   .i Gratia:  Mailefer Pro Taper Next X5  :( A080022100503)                                                                                                                                            ICN:                                                                                                                                            Must be compatible with Paperpoints, GP points and obturators                    ","File, pulp canal, dental:  NiTi  File, off-centered rectangular cross section, 21mm.  Pack of 6                                                                                                   \n.i Gratia:  Mailefer Pro Taper Next X5  :( A080022100503)                                                                                                                                                                                                                                                                               Must be compatible with Paperpoints, GP points and obturators                    ","pack"]
[null,"Endodontic material","File, pulp canal, dental:  NiTi  File, off-centered rectangular cross section, 25mm.  Pack of 6                                                                                                   .i Gratia:  Mailefer Pro Taper Next X5  :( A080022500503)                                                                                                                                            ICN:                                                                                                                                            Must be compatible with Paperpoints, GP points and obturators                    ","File, pulp canal, dental:  NiTi  File, off-centered rectangular cross section, 25mm.  Pack of 6                                                                                                   \n.i Gratia:  Mailefer Pro Taper Next X5  :( A080022500503)                                                                                                                                                                                                                                                                                      Must be compatible with Paperpoints, GP points and obturators                    ","pack"]
[null,"Endodontic material","File, pulp canal, dental:  NiTi  File, off-centered rectangular cross section, 31mm.  Pack of 6                                                                                                   .i Gratia:  Mailefer Pro Taper Next X5  :( A080023100503)                                                                                                                                            ICN:                                                                                                                                              Must be compatible with Paperpoints, GP points and obturators                    ","File, pulp canal, dental:  NiTi  File, off-centered rectangular cross section, 31mm.  Pack of 6                                                                                                  \n.i Gratia:  Mailefer Pro Taper Next X5  :( A080023100503)                                                                                                                                                                                                                                                                                    Must be compatible with Paperpoints, GP points and obturators                    ","pack"]
[null,"Endodontic material","File, pulp canal, dental:  NiTi  File, off-centered rectangular cross section, 19mm.  Pack of 6                                                                                                   .i Gratia:  Mailefer Pro Taper Next XA  :( A080021900A03)                                                                                                                                            ICN:                                                                                                                                               Must be compatible with Paperpoints, GP points and obturators                    ","File, pulp canal, dental:  NiTi  File, off-centered rectangular cross section, 19mm.  Pack of 6                                                                                                  \n.i Gratia:                                                                                                                                            Must be compatible with Paperpoints, GP points and obturators                    ","pack"]
[null,"Endodontic material","File, pulp canal, dental:  NiTi  File, off-centered rectangular cross section Glide path, 21mm.  Pack of 6                                                                                                   .i Gratia:  Mailefer ProGlider :( A092622100103)                                                                                                                                            ICN:                                                                                                                                             Must be compatible with Paperpoints, GP points and obturators                    ","File, pulp canal, dental:  NiTi  File, off-centered rectangular cross section Glide path, 21mm.  Pack of 6                                                                                                   .i Gratia:  Mailefer ProGlider :( A092622100103)                                                                                                                                                                                                                                                                                     Must be compatible with Paperpoints, GP points and obturators                    ","pack"]
[null,"Endodontic material","File, pulp canal, dental:  NiTi  File, off-centered rectangular cross section, 25mm.  Pack of 6                                                                                                   .i Gratia:  Mailefer ProGlider :( A092622100103)                                                                                                                                            ICN:                                                                                                                                           Must be compatible with Paperpoints, GP points and obturators                    ","File, pulp canal, dental:  NiTi  File, off-centered rectangular cross section, 25mm.  Pack of 6                                                                                                   \n.i Gratia:  Mailefer ProGlider :( A092622100103)                                                                                                                                                                                                                                                                  Must be compatible with Paperpoints, GP points and obturators                    ","pack"]
[null,"Endodontic material","File, pulp canal, dental:  NiTi  File, off-centered rectangular cross section, 31mm.  Pack of 6                                                                                                   .i Gratia:  Mailefer ProGlider :( A092623100103)                                                                                                                                            ICN:                                                                                                                                           Must be compatible with Paperpoints, GP points and obturators                    ","File, pulp canal, dental:  NiTi  File, off-centered rectangular cross section, 31mm.  Pack of 6                                                                                                   \n.i Gratia:  Mailefer ProGlider :( A092623100103)                                                                                                                                                                                                                                                                                      Must be compatible with Paperpoints, GP points and obturators                    ","pack"]
[null,"Endodontic material","File, pulp canal, dental:  NiTi  File, manual adapters Assorted colors.  Pack of 6                                                                                                   .i Gratia:  Mailefer Manual adapters  :( A1001552101600)                                                                                                                                           ICN:                                                                                                                                              Must be compatible with Paperpoints, GP points and obturators                    ","File, pulp canal, dental:  NiTi  File, manual adapters Assorted colors.  Pack of 6                                                                                                   .i Gratia:  Mailefer Manual adapters  :( A1001552101600)                                                                                                                                                                                                                                                                              Must be compatible with Paperpoints, GP points and obturators                    ","pack"]
[null,"Endodontic material","File, pulp canal, dental:  NiTi  File, Path file. 21mm tip size 013   Pack of 6                                                                                                   .i Gratia:  Mailefer Path file :( A001522101300)                                                                                                                                            ICN:                                                                                                                                              Must be compatible with Paperpoints, GP points and obturators                    ","File, pulp canal, dental:  NiTi  File, Path file. 21mm tip size 013   Pack of 6                                                                                                   .i Gratia:  Mailefer Path file :( A001522101300)                                                                                                                                                                                                                                                                                  Must be compatible with Paperpoints, GP points and obturators                    ","pack"]
[null,"Endodontic material","File, pulp canal, dental:  NiTi  File, Path file. 21mm tip size 016   Pack of 6                                                                                                   .i Gratia:  Mailefer Path file :( A001522101300)                                                                                                                                            ICN:                                                                                                                                            Must be compatible with Paperpoints, GP points and obturators                    ","File, pulp canal, dental:  NiTi  File, Path file. 21mm tip size 016   Pack of 6                                                                                                   .i Gratia:  Mailefer Path file :( A001522101300)                                                                                                                                                                                                                                                                              Must be compatible with Paperpoints, GP points and obturators                    ","pack"]
[null,"Endodontic material","File, pulp canal, dental:  NiTi  File, Path file. 21mm tip size 019   Pack of 6                                                                                                   .i Gratia:  Mailefer Path file :( A001522101900)                                                                                                                                            ICN:                                                                                                                                              Must be compatible with Paperpoints, GP points and obturators                    ","File, pulp canal, dental:  NiTi  File, Path file. 21mm tip size 019   Pack of 6                                                                                                   .i Gratia:  Mailefer Path file :( A001522101900)                                                                                                                                                                                                                                                                                       Must be compatible with Paperpoints, GP points and obturators                    ","pack"]
[null,"Endodontic material","File, pulp canal, dental:  NiTi  File, Path file. 25mm tip size 013   Pack of 6                                                                                                   .i Gratia:  Mailefer Path file :( A001522501300)                                                                                                                                            ICN:                                                                                                                                             Must be compatible with Paperpoints, GP points and obturators                    ","File, pulp canal, dental:  NiTi  File, Path file. 25mm tip size 013   Pack of 6                                                                                                   .i Gratia:  Mailefer Path file :( A001522501300)                                                                                                                                                                                                                                                                                       Must be compatible with Paperpoints, GP points and obturators                    ","pack"]
[null,"Endodontic material","File, pulp canal, dental:  NiTi  File, Path file. 25mm tip size 016   Pack of 6                                                                                                   .i Gratia:  Mailefer Path file :( A001522501600)                                                                                                                                            ICN:                                                                                                                                              Must be compatible with Paperpoints, GP points and obturators                    ","File, pulp canal, dental:  NiTi  File, Path file. 25mm tip size 016   Pack of 6                                                                                                   .i Gratia:  Mailefer Path file :( A001522501600)                                                                                                                                                                                                                                                                                     Must be compatible with Paperpoints, GP points and obturators                    ","pack"]
[null,"Endodontic material","File, pulp canal, dental:  NiTi  File, Path file. 31mm tip size 019   Pack of 6                                                                                                   .i Gratia:  Mailefer Path file :( A001523101900)                                                                                                                                            ICN:                                                                                                                                              Must be compatible with Paperpoints, GP points and obturators                    ","File, pulp canal, dental:  NiTi  File, Path file. 31mm tip size 019   Pack of 6                                                                                                   .i Gratia:  Mailefer Path file :( A001523101900)                                                                                                                                                                                                                                                                                   Must be compatible with Paperpoints, GP points and obturators                    ","pack"]
[null,"Endodontic material","File, pulp canal, dental:  NiTi  File, Thermafil verifier, tip size 20  25mm.  Pack of 6                                                                                                   \n.i Gratia:  Mailefer termafil verifier :( A017502502000)                                                                                                                                            ICN:                                                                                                                                            Must be compatible with Paperpoints, GP points and obturators                    ","File, pulp canal, dental:  NiTi  File, Thermafil verifier, tip size 20  25mm.  Pack of 6                                                                                                   \n.i Gratia:  Mailefer termafil verifier :( A017502502000)                                                                                                                                                                                                                                                                               Must be compatible with Paperpoints, GP points and obturators                    ","pack"]
[null,"Endodontic material","File, pulp canal, dental:  NiTi  File, Thermafil verifier, tip size 25  25mm.  Pack of 6                                                                                                   \n.i Gratia:  Mailefer termafil verifier :( A017502502500)                                                                                                                                            ICN:                                                                                                                                               Must be compatible with Paperpoints, GP points and obturators                    ","File, pulp canal, dental:  NiTi  File, Thermafil verifier, tip size 25  25mm.  Pack of 6                                                                                                   \n.i Gratia:  Mailefer termafil verifier :( A017502502500)                                                                                                                                                                                                                                                                                      Must be compatible with Paperpoints, GP points and obturators                    ","pack"]
[null,"Endodontic material","File, pulp canal, dental:  NiTi  File, Thermafil verifier, tip size 30  25mm.  Pack of 6                                                                                                  \n .i Gratia:  Mailefer termafil verifier :( A017502503000)                                                                                                                                            ICN:                                                                                                                                           Must be compatible with Paperpoints, GP points and obturators                    ","File, pulp canal, dental:  NiTi  File, Thermafil verifier, tip size 30  25mm.  Pack of 6                                                                                                  \n .i Gratia:  Mailefer termafil verifier :( A017502503000)                                                                                                                                                                                                                                                                                    Must be compatible with Paperpoints, GP points and obturators                    ","pack"]
[null,"Endodontic material","File, pulp canal, dental:  NiTi  File, Thermafil verifier, tip size 35  25mm.  Pack of 6                                                                                                   \n.i Gratia:  Mailefer termafil verifier :( A017502503500)                                                                                                                                            ICN:                                                                                                                                            Must be compatible with Paperpoints, GP points and obturators                    ","File, pulp canal, dental:  NiTi  File, Thermafil verifier, tip size 35  25mm.  Pack of 6                                                                                                   \n.i Gratia:  Mailefer termafil verifier :( A017502503500)                                                                                                                                                                                                                                                                                   Must be compatible with Paperpoints, GP points and obturators                    ","pack"]
[null,"Endodontic material","File, pulp canal, dental:  NiTi  File, Thermafil verifier, tip size 40  25mm.  Pack of 6                                                                                                   \n.i Gratia:  Mailefer termafil verifier :( A017502504000)                                                                                                                                            ICN:                                                                                                                                              Must be compatible with Paperpoints, GP points and obturators                    ","File, pulp canal, dental:  NiTi  File, Thermafil verifier, tip size 40  25mm.  Pack of 6                                                                                                   \n.i Gratia:  Mailefer termafil verifier :( A017502504000)                                                                                                                                                                                                                                                                                   Must be compatible with Paperpoints, GP points and obturators                    ","pack"]
[null,"Endodontic material","File, pulp canal, dental:  NiTi  File, Thermafil verifier, tip size 45  25mm.  Pack of 6                                                                                                   \n.i Gratia:  Mailefer termafil verifier :( A017502504500)                                                                                                                                            ICN:                                                                                                                                            Must be compatible with Paperpoints, GP points and obturators                    ","File, pulp canal, dental:  NiTi  File, Thermafil verifier, tip size 45  25mm.  Pack of 6                                                                                                   \n.i Gratia:  Mailefer termafil verifier :( A017502504500)                                                                                                                                                                                                                                                                                     Must be compatible with Paperpoints, GP points and obturators                    ","pack"]
[null,"Endodontic material","File, pulp canal, dental:  NiTi  File, Thermafil verifier, tip size 50  25mm.  Pack of 6                                                                                                   \n.i Gratia:  Mailefer termafil verifier :( A017502505000)                                                                                                                                            ICN:                                                                                                                                             Must be compatible with Paperpoints, GP points and obturators                    ","File, pulp canal, dental:  NiTi  File, Thermafil verifier, tip size 50  25mm.  Pack of 6                                                                                                   \n.i Gratia:  Mailefer termafil verifier :( A017502505000)                                                                                                                                                                                                                                                                                  Must be compatible with Paperpoints, GP points and obturators                    ","pack"]
[null,"Endodontic material","File, pulp canal, dental:  NiTi  File, Thermafil verifier, tip size 55  25mm.  Pack of 6                                                                                                   \n.i Gratia:  Mailefer termafil verifier :( A017502505500)                                                                                                                                            ICN:                                                                                                                                             Must be compatible with Paperpoints, GP points and obturators                    ","File, pulp canal, dental:  NiTi  File, Thermafil verifier, tip size 55  25mm.  Pack of 6                                                                                                   \n.i Gratia:  Mailefer termafil verifier :( A017502505500)                                                                                                                                                                                                                                                                                     Must be compatible with Paperpoints, GP points and obturators                    ","pack"]
[null,"Endodontic material","File, pulp canal, dental:  NiTi  File, Thermafil verifier, tip size 60  25mm.  Pack of 6                                                                                                   \n.i Gratia:  Mailefer termafil verifier :( A017502506000)                                                                                                                                            ICN:                                                                                                                                              Must be compatible with Paperpoints, GP points and obturators                    ","File, pulp canal, dental:  NiTi  File, Thermafil verifier, tip size 60  25mm.  Pack of 6                                                                                                   \n.i Gratia:  Mailefer termafil verifier :( A017502506000)                                                                                                                                                                                                                                                                               Must be compatible with Paperpoints, GP points and obturators                    ","pack"]
[null,"Endodontic material","File, pulp canal, dental:  NiTi  File, Thermafil verifier, tip size 70  25mm.  Pack of 6                                                                                                   \n.i Gratia:  Mailefer termafil verifier :( A017502507000)                                                                                                                                            ICN:                                                                                                                                           Must be compatible with Paperpoints, GP points and obturators                    ","File, pulp canal, dental:  NiTi  File, Thermafil verifier, tip size 70  25mm.  Pack of 6                                                                                                   \n.i Gratia:  Mailefer termafil verifier :( A017502507000)                                                                                                                                                                                                                                                                          Must be compatible with Paperpoints, GP points and obturators                    ","pack"]
[null,"Endodontic material","File, pulp canal, dental:  NiTi  File, Thermafil verifier, tip size 80  25mm.  Pack of 6                                                                                                   \n.i Gratia:  Mailefer termafil verifier :( A017502508000)                                                                                                                                            ICN:                                                                                                                                          Must be compatible with Paperpoints, GP points and obturators                    ","File, pulp canal, dental:  NiTi  File, Thermafil verifier, tip size 80  25mm.  Pack of 6                                                                                                   \n.i Gratia:  Mailefer termafil verifier :( A017502508000)                                                                                                                                                                                                                                                                                Must be compatible with Paperpoints, GP points and obturators                    ","pack"]
[null,"Endodontic material","File, pulp canal, dental:  NiTi  File, Thermafil verifier, tip size 90  25mm.  Pack of 6                                                                                                   \n.i Gratia:  Mailefer termafil verifier :( A017502509000)                                                                                                                                            ICN:                                                                                                                                             Must be compatible with Paperpoints, GP points and obturators                    ","File, pulp canal, dental:  NiTi  File, Thermafil verifier, tip size 90  25mm.  Pack of 6                                                                                                   \n.i Gratia:  Mailefer termafil verifier :( A017502509000)                                                                                                                                                                                                                                                                              Must be compatible with Paperpoints, GP points and obturators                    ","pack"]
[null,"Endodontic material","New item","Absorbent Paper Point F1,180 points in a pack, .e Gratia:+B15:D42i Maillefer Protaper Ultimate F1 Paper Points","Pack"]
[null,"Endodontic material","New item","Absorbent Paper Point F2,180 points in a pack, .e Gratia:+B15:D42i Maillefer Protaper Ultimate F1 Paper Points","Pack"]
[null,"Endodontic material","New item","Absorbent Paper Point F3,180 points in a pack, .e Gratia:+B15:D42i Maillefer Protaper Ultimate F1 Paper Points","Pack"]
[null,"Endodontic material","New item","Absorbent Paper Point F4,180 points in a pack, .e Gratia:+B15:D42i Maillefer Protaper Ultimate F1 Paper Points","Pack"]
[null,"Endodontic material","New item","Absorbent Paper Point F5,180 points in a pack, .e Gratia:+B15:D42i Maillefer Protaper Ultimate F1 Paper Points","Pack"]
[null,"Endodontic material","New item","Absorbent Paper Point F1-F5,180 points in a pack, .e Gratia:+B15:D42i Maillefer Protaper Ultimate F1_F5 Paper Points","Set"]
[null,"Endodontic material","New item","Conform Fit Gutta-Percha Points F1-F5.i Gratia Maillefer, 60 per pack ProTaper Ultimate F1-F5 GP Point","Set"]
[null,"Endodontic material","New item","Conform Fit Gutta-Percha Points F2 .i Gratia Maillefer, 60 per pack ProTaper Ultimate F1 GP Point","Pack"]
[null,"Endodontic material","New item","Conform Fit Gutta-Percha Points F4 .i Gratia Maillefer, 60 per pack ProTaper Ultimate F1 GP Point","Pack"]
[null,"Endodontic material","New item","Conform Fit Gutta-Percha Points F5 .i Gratia Maillefer, 60 per pack ProTaper Ultimate F1 GP Point","Pack"]
[null,"Endodontic material","New item","Conform Fit Gutta-Percha Points F1 .i Gratia Maillefer, 60 per pack ProTaper Ultimate F1 GP Point","Pack"]
[null,"Endodontic material","New item","Conform Fit Gutta-Percha Points F1 .i Gratia Maillefer, 60 per pack ProTaper Ultimate F1 GP Point","Pack"]
[null,"Endodontic material","New item","Conform Fit Gutta-Percha Points F1 .i Gratia Maillefer, 60 per pack ProTaper Ultimate F1 GP Point","Pack"]
[null,"Endodontic material","New item","Conform Fit Gutta-Percha Points F1 .i Gratia Maillefer, 60 per pack ProTaper Ultimate F1 GP Point","Pack"]
[null,"Endodontic material","New item","Conform Fit Gutta-Percha Points F1 .i Gratia Maillefer, 60 per pack ProTaper Ultimate F1 GP Point","Pack"]
[null,"Endodontic material","New item","Conform Fit Gutta-Percha Points F1 .i Gratia Maillefer, 60 per pack ProTaper Ultimate F1 GP Point","Pack"]
[null,"Endodontic material","New item","File, pulp canal, dental:1* SX File, 1*slider,1* shaper,1*F1,1*F2,1*F3,1*FX,1*FXL, 21mm\n.i Gratia Maillefer ProTaper Ultimate shaper","Set"]
[null,"Endodontic material","New item","File, pulp canal, dental:1* SX File, 1*slider,1* shaper,1*F1,1*F2,1*F3,1*FX,1*FXL, 25mm\n.i Gratia Maillefer ProTaper Ultimate shaper","Set"]
[null,"Endodontic material","New item","File, pulp canal, dental:1* SX File, 1*slider,1* shaper,1*F1,1*F2,1*F3,1*FX,1*FXL, 31mm\n.i Gratia Maillefer ProTaper Ultimate shaper","Set"]
[null,"Endodontic material","New item","File, pulp canal, dental:slider, upto 1mm M Wire, Changing cross section from rhomboid to parallelogram  and progressive taper File Slider 31mm, per pack  .i Gratia Maillefer ProTaper Ultimate shaper","Pack"]
[null,"Endodontic material","New item","File, pulp canal, dental:slider, upto 1mm M Wire, Changing cross section from rhomboid to parallelogram  and progressive taper File Slider 25mm,6 per pack  .i Gratia Maillefer ProTaper Ultimate shaper","Pack"]
[null,"Endodontic material","New item","File, pulp canal, dental:slider, upto 1mm M Wire, Changing cross section from rhomboid to parallelogram  and progressive taper File Slider 21mm,6 per pack  .i Gratia Maillefer ProTaper Ultimate shaper","Pack"]
[null,"Endodontic material","New item","File, pulp canal, dental:shaper, upto 1mm Gold Wire, Changing cross section from rhomboid to parallelogram  and progressive taper File Shaper 21mm,6 per pack  .i Gratia Maillefer ProTaper Ultimate shaper","Pack"]
[null,"Endodontic material","New item","File, pulp canal, dental:shaper, upto 1mm Gold Wire, Changing cross section from rhomboid to parallelogram  and progressive taper File Shaper 25mm,6 per pack  .i Gratia Maillefer ProTaper Ultimate shaper","Pack"]
[null,"Endodontic material","New item","File, pulp canal, dental:shaper, upto 1mm Gold Wire, Changing cross section from rhomboid to parallelogram  and progressive taper File Shaper 31mm,6 per pack  .i Gratia Maillefer ProTaper Ultimate shaper","Pack"]
[null,"Endodontic material","New item","File, pulp canal, dental:Finisher, upto 1 mm Gold Wire,  rhomboid cross section, fixed apical third taper and regressive taper File , F1 21mm, 6 per pack .i Gratia Maillefer ProTaper Ultimate Finisher F1","Pack"]
[null,"Endodontic material","New item","File, pulp canal, dental:Finisher, upto 1 mm Gold Wire,  rhomboid cross section, fixed apical third taper and regressive taper File , F1 25mm, 6 per pack .i Gratia Maillefer ProTaper Ultimate Finisher F1","Pack"]
[null,"Endodontic material","New item","File, pulp canal, dental:Finisher, upto 1 mm Gold Wire,  rhomboid cross section, fixed apical third taper and regressive taper File , F1 31mm, 6 per pack .i Gratia Maillefer ProTaper Ultimate Finisher F1","Pack"]
[null,"Endodontic material","New item","File, pulp canal, dental:Finisher, upto 1 mm Gold Wire,  rhomboid cross section, fixed apical third taper and regressive taper File , F2 21mm, 6 per pack .i Gratia Maillefer ProTaper Ultimate Finisher F2"]
[null,"Endodontic material","New item","File, pulp canal, dental:Finisher, upto 1 mm Gold Wire,  rhomboid cross section, fixed apical third taper and regressive taper File , F2 25mm, 6 per pack .i Gratia Maillefer ProTaper Ultimate Finisher F2"]
[null,"Endodontic material","New item","File, pulp canal, dental:Finisher, upto 1 mm Gold Wire,  rhomboid cross section, fixed apical third taper and regressive taper File , F2 31mm, 6 per pack .i Gratia Maillefer ProTaper Ultimate Finisher F2","Pack"]
[null,"Endodontic material","New item","File, pulp canal, dental:upto 1mm Gold Wire,  rhomboid cross section, fixed apical third taper and regressive taper File , F3 21mm,6 per pack  .i Gratia Maillefer ProTaper Ultimate Finisher F3","Pack"]
[null,"Endodontic material","New item","File, pulp canal, dental: upto 1mm Gold Wire,  rhomboid cross section, fixed apical third taper and regressive taper File , F3 25mm,6 per pack .i Gratia Maillefer ProTaper Ultimate Finisher F3","Pack"]
[null,"Endodontic material","New item","File, pulp canal, dental: upto 1mm Gold Wire,  rhomboid cross section, fixed apical third taper and regressive taper File , F3 31mm,6 per pack  .i Gratia Maillefer ProTaper Ultimate Finisher F3","Pack"]
[null,"Endodontic material","New item","File, pulp canal, dental: 1.2 mm blue Wire,  rhomboid cross section, fixed apical 12% taper and  then regressive taper File ,Small Auxillary FX 21mm,3 per pack .i Gratia Maillefer ProTaper Ultimate Auxillary Finisher FX","Pack"]
[null,"Endodontic material","New item"," File, pulp canal, dental: 1.2 mm Blue Wire,  rhomboid cross section,  fixed apical 12% taper and  then regressive  taper File ,Small Auxillary FX 25mm,3 per pack  .i Gratia Maillefer ProTaper Ultimate  Auxillary Finisher FX","Pack"]
[null,"Endodontic material","New item","File, pulp canal, dental: 1.2 mm Blue Wire,  rhomboid cross section, fixed apical 12% taper and  then regressive taper File ,Small Auxillary FX 31mm,6 per pack  .i Gratia Maillefer ProTaper Ultimate  Auxillary Finisher FX","Pack"]
[null,"Endodontic material","New item","File, pulp canal, dental: 1.2 mm Blue Wire,  rhomboid cross section, fixed apical 10% taper and  then regressive taper File , Large Auxillary FXL 21mm,6 per pack  .i Gratia Maillefer ProTaper Ultimate Large Auxillary Finisher FXL","Pack"]
[null,"Endodontic material","New item","File, pulp canal, dental: 1.2 mm Blue Wire,  rhomboid cross section, fixed apical 10% taper and  then regressive taper File , Large Auxillary FXL 25mm,6 per pack  .i Gratia Maillefer ProTaper Ultimate Large Auxillary Finisher FXL","Pack"]
[null,"Endodontic material","New item","File, pulp canal, dental: 1.2 mm Blue Wire,  rhomboid cross section, fixed apical 10% taper and  then regressive taper File , Large Auxillary FXL 31mm,6 per pack  .i Gratia Maillefer ProTaper Ultimate Large Auxillary Finisher FXL","Pack"]
[null,"Endodontic material","Bur, dental, excavaTing: ISO No. 500 205 001 001 014, Tungsten Carbide, RA Long, Round, Plain Cut, Dia 1,4mm\r\n.i Gratia: Komet (Fig.H1)\r\nICN: 18-970-5812 EA\r\n","Bur, dental, excavaTing: ISO No. 500 205 001 001 014, Tungsten Carbide, RA Long, Round, Plain Cut, Dia 1,4mm\n.i Gratia: Komet (Fig.H1)\n\n","each"]
[null,"Endodontic material","Bur, dental, excavaTing: ISO No. 500 205 001 001 018, Tungsten Carbide, RA Long, Round, Plain Cut, Dia 1,8mm\r\n.i Gratia: Komet (Fig.H1)\r\nICN: 18-970-5813 EA","Bur, dental, excavaTing: ISO No. 500 205 001 001 018, Tungsten Carbide, RA Long, Round, Plain Cut, Dia 1,8mm\n.i Gratia: Komet (Fig.H1)\n","each"]
[null,"Endodontic material","Bur, dental, excavaTing: ISO No. 500 316 001 001 016, Tungsten Carbide, FGX- Long, Round, Plain Cut, Dia 1,6mm\r\n.i Gratia: Komet (Fig.H1)\r\nICN: 18-970-7934 EA","Bur, dental, excavaTing: ISO No. 500 316 001 001 016, Tungsten Carbide, FGX- Long, Round, Plain Cut, Dia 1,6mm\n.i Gratia: Komet (Fig.H1)\n","each"]
[null,"Endodontic material","Drill, endodontic: Tungsten Carbide, FG Std, Tapered X-Long (9,0mm), Endo-Z, Dia 0,9mm\nEach\n.i Gratia: Maillefer\nICN: 18-970-9862 EA","Drill, endodontic: Tungsten Carbide, FG Std, Tapered X-Long (9,0mm), Endo-Z, Dia 0,9mm\nEach\n.i Gratia: Maillefer\n","each"]
[null,"Endodontic material","Drill, endondotic: Steel, RA Std, Round, Long Neck, Post Removal, Dia 0.6mm\r\n1 Pack 6 Pieces\r\n.i Gratia: Maillefer\r\nICN:18-970-9861 EA","Drill, endondotic: Steel, RA Std, Round, Long Neck, Post Removal, Dia 0.6mm\n1 Pack 6 Pieces\n.i Gratia: Maillefer\n","pack"]
[null,"Endodontic material","Drill, endondotic: Diamond, FG, Diamendo, Maillefer Ref 165\r\n1 Pack 6 Pieces\r\n.i Gratia: Maillefer\r\nICN: 18-174-7291 EA","Drill, endondotic: Diamond, FG, Diamendo, Maillefer Ref 165\n1 Pack 6 Pieces\n.i Gratia: Maillefer\n","each"]
[null,"Endodontic material","Drill, endodontic: Diamond, FG, Endo Access Bur, Maillefer Ref 164\r\n1 Pack 6 Pieces\r\n.i Gratia: Maileffer\r\nICN: 18-174-7290 EA","Drill, endodontic: Diamond, FG, Endo Access Bur, Maillefer Ref 164\n1 Pack 6 Pieces\n.i Gratia: Maileffer\n","each"]
[null,"Endodontic material","Drill, endodontic: Post space bur, 25mm, ISO 005 Dia\r\nEach\r\n.i Gratia: Maillefer\r\nICN: 18-095-5324 EA\r\n","Drill, endodontic: Post space bur, 25mm, ISO 005 Dia\nEach\n.i Gratia: Maillefer\n\n","each"]
[null,"Endodontic material","Drill, endodontic: Post space bur, 25mm, ISO 007 Dia\r\nEach\r\n.i Gratia: Maillefer\r\nICN: 18-095-5323 EA","Drill, endodontic: Post space bur, 25mm, ISO 007 Dia\nEach\n.i Gratia: Maillefer\n","each"]
[null,"Endodontic material","Drill, endodontic: Post space bur, 31mm, ISO 005 Dia\r\nEach\r\n.i Gratia: Maillefer\r\nICN: 18-095-5321 EA","Drill, endodontic: Post space bur, 31mm, ISO 005 Dia\nEach\n.i Gratia: Maillefer\n","each"]
[null,"Endodontic material","Drill, endodontic: Post space bur, 31mm, ISO 007 Dia\r\nEach\r\n.i Gratia: Maillefer\r\nICN: 18-095-5322 EA","Drill, endodontic: Post space bur, 31mm, ISO 007 Dia\nEach\n.i Gratia: Maillefer\n","each"]
[null,"Endodontic material","Drill, endodontic: Therma-cut, assorted - Dia 012, 014 & 016\r\nAssortment of 6 (2 x 012, 2 x 014, 2 x 016)\r\n.i Gratia: Maillefer\r\nICN: 18-095-5320 SE","Drill, endodontic: Therma-cut, assorted - Dia 012, 014 & 016\nAssortment of 6 (2 x 012, 2 x 014, 2 x 016)\n.i Gratia: Maillefer\n","set"]
[null,"Endodontic material","Reamer set, pulp canal, dental: Gates Glidden Type G, ISO No. 310 204 679 336 Set (005-015)\n1 Pack 6 Pieces\n.i Gratia: Maillefer\nICN: 18-970-5809 SE\nRT296-03-262 to RT296-03-275 will be awarded as a series\n","Reamer set, pulp canal, dental: Gates Glidden Type G, ISO No. 310 204 679 336 Set (005-015)\n1 Pack 6 Pieces\n.i Gratia: Maillefer\nItem RT296-03-316 to RT296-03-329 will be awarded as a series\n","pack"]
[null,"Endodontic material","Reamer, Pulp Canal, Dental: Gates Glidden Type G, ISO No. 310 204 679 336 005\r\n1 Pack 6 Pieces\r\n.i Gratia: Maillefer\r\nICN: 18-970-9822 PK","Reamer, Pulp Canal, Dental: Gates Glidden Type G, ISO No. 310 204 679 336 005\n1 Pack 6 Pieces\n.i Gratia: Maillefer\n","pack"]
[null,"Endodontic material","Reamer, Pulp Canal, Dental: Gates Glidden Type G, ISO No. 310 204 679 336 007\r\n1 Pack 6 Pieces\r\n.i Gratia: Maillefer\r\nICN: 18-970-9823 PK","Reamer, Pulp Canal, Dental: Gates Glidden Type G, ISO No. 310 204 679 336 007\n1 Pack 6 Pieces\n.i Gratia: Maillefer\n","pack"]
[null,"Endodontic material","Reamer, Pulp Canal, Dental: Gates Glidden Type G, ISO No. 310 204 679 336 009\r\n1 Pack 6 Pieces\r\n.i Gratia: Maillefer\r\nICN: 18-970-9824 PK","Reamer, Pulp Canal, Dental: Gates Glidden Type G, ISO No. 310 204 679 336 009\n1 Pack 6 Pieces\n.i Gratia: Maillefer\n","pack"]
[null,"Endodontic material","Reamer, Pulp Canal, Dental: Gates Glidden Type G, ISO No. 310 204 679 336 011\r\n1 Pack 6 Pieces\r\n.i Gratia: Maillefer\r\nICN: 18-970-9821 PK","Reamer, Pulp Canal, Dental: Gates Glidden Type G, ISO No. 310 204 679 336 011\n1 Pack 6 Pieces\n.i Gratia: Maillefer\n","pack"]
[null,"Endodontic material","Reamer, Pulp Canal, Dental: Gates Glidden Type G, ISO No. 310 204 679 336 013\r\n1 Pack 6 Pieces\r\n.i Gratia: Maillefer\r\nICN: 18-970-9820 PK","Reamer, Pulp Canal, Dental: Gates Glidden Type G, ISO No. 310 204 679 336 013\n1 Pack 6 Pieces\n.i Gratia: Maillefer\n","pack"]
[null,"Endodontic material","Reamer, Pulp Canal, Dental: Gates Glidden Type G, ISO No. 310 204 679 336 015\r\n1 Pack 6 Pieces\r\n.i Gratia: Maillefer\r\nICN: 18-970-9819 PK","Reamer, Pulp Canal, Dental: Gates Glidden Type G, ISO No. 310 204 679 336 015\n1 Pack 6 Pieces\n.i Gratia: Maillefer\n","pack"]
[null,"Endodontic material","Reamer Set, Pulp Canal, Dental: Type P, ISO No. 310 204 682 336 Set (007-017)\r\n1 Pack 6 Pieces\r\n.i Gratia: Maillefer\r\nICN: 18-970-7593 PK\r\nItem RT296-03-201ME to Rt 296-03-207ME will be awarded as a series. ","Reamer Set, Pulp Canal, Dental: Type P, ISO No. 310 204 682 336 Set (007-017)\n1 Pack 6 Pieces\n.i Gratia: Maillefer\n","pack"]
[null,"Endodontic material","Reamer, Pulp Canal, Dental: Type P, ISO No. 310 204 682 336 007\r\n1 Pack 6 Pieces\r\n.i Gratia: Maillefer\r\nICN: 18-970-9826 PK","Reamer, Pulp Canal, Dental: Type P, ISO No. 310 204 682 336 007\n1 Pack 6 Pieces\n.i Gratia: Maillefer\n","pack"]
[null,"Endodontic material","Reamer, Pulp Canal, Dental: Type P, ISO No. 310 204 682 336 009\r\n1 Pack 6 Pieces\r\n.i Gratia: Maillefer\r\nICN: 18-970-9830 PK","Reamer, Pulp Canal, Dental: Type P, ISO No. 310 204 682 336 009\n1 Pack 6 Pieces\n.i Gratia: Maillefer\n","pack"]
[null,"Endodontic material","Reamer, Pulp Canal, Dental: Type P, ISO No. 310 204 682 336 011\r\n1 Pack 6 Pieces\r\n.i Gratia: Maillefer\r\nICN: 18-970-9829 PK","Reamer, Pulp Canal, Dental: Type P, ISO No. 310 204 682 336 011\n1 Pack 6 Pieces\n.i Gratia: Maillefer\n","pack"]
[null,"Endodontic material","Reamer, Pulp Canal, Dental: Type P, ISO No. 310 204 682 336 013\r\n1 Pack 6 Pieces\r\n.i Gratia: Maillefer\r\nICN: 18-970-9825 PK","Reamer, Pulp Canal, Dental: Type P, ISO No. 310 204 682 336 013\n1 Pack 6 Pieces\n.i Gratia: Maillefer\n","pack"]
[null,"Endodontic material","Reamer, Pulp Canal, Dental: Type P, ISO No. 310 204 682 336 015\r\n1 Pack 6 Pieces\r\n.i Gratia: Maillefer\r\nICN: 18-970-9827 PK","Reamer, Pulp Canal, Dental: Type P, ISO No. 310 204 682 336 015\n1 Pack 6 Pieces\n.i Gratia: Maillefer\n","pack"]
[null,"Endodontic material","Reamer, Pulp Canal, Dental: Type P, ISO No. 310 204 682 336 017\r\n1 Pack 6 Pieces\r\n.i Gratia: Maillefer\r\nICN: 18-970-9828 PK","Reamer, Pulp Canal, Dental: Type P, ISO No. 310 204 682 336 017\n1 Pack 6 Pieces\n.i Gratia: Maillefer\n","pack"]
[null,"Endodontic material","Point, Endodontic: GP, Master Cones, ISO No.010\n1 Vial 20 Pieces\n.i Gratia: Maillefer\nICN: 18-970-7531 VI\nRT296-03-276 to RT296-03-294 will be awarded as a series\n","Point, Endodontic: GP, Master Cones, ISO No.010\n1 Vial 20 Pieces\n.i Gratia: Maillefer\nICN: 18-970-7531 VI\nItem RT296-03-330 to RT296-03-348 will be awarded as a series\n","Vial"]
[null,"Endodontic material","Point, Endodontic: GP, Master Cones, ISO No.015\r\n1 Vial 20 Pieces\r\n.i Gratia: Maillefer\r\nICN: 18-970-7532 VI","Point, Endodontic: GP, Master Cones, ISO No.015\n1 Vial 20 Pieces\n.i Gratia: Maillefer\n","Vial"]
[null,"Endodontic material","Point, Endodontic: GP, Master Cones, ISO No.020\r\n1 Vial 20 Pieces\r\n.i Gratia: Maillefer\r\nICN: 18-970-7534 VI","Point, Endodontic: GP, Master Cones, ISO No.020\n1 Vial 20 Pieces\n.i Gratia: Maillefer\n","Vial"]
[null,"Endodontic material","Point, Endodontic: GP, Master Cones, ISO No.025\r\n1 Vial 20 Pieces\r\n.i Gratia: Maillefer\r\nICN: 18-970-7535  VI","Point, Endodontic: GP, Master Cones, ISO No.025\n1 Vial 20 Pieces\n.i Gratia: Maillefer\n","Vial"]
[null,"Endodontic material","Point, Endodontic: GP, Master Cones, ISO No.030\r\n1 Vial 20 Pieces\r\n.i Gratia: Maillefer\r\nICN: 18-970-7047 VI","Point, Endodontic: GP, Master Cones, ISO No.030\n1 Vial 20 Pieces\n.i Gratia: Maillefer\n","Vial"]
[null,"Endodontic material","Point, Endodontic: GP, Master Cones, ISO No.035\r\n1 Vial 20 Pieces\r\n.i Gratia: Maillefer\r\nICN: 18-970-7048 VI","Point, Endodontic: GP, Master Cones, ISO No.035\n1 Vial 20 Pieces\n.i Gratia: Maillefer\n","Vial"]
[null,"Endodontic material","Point, Endodontic: GP, Master Cones, ISO No.040\r\n1 Vial 20 Pieces\r\n.i Gratia: Maillefer\r\nICN: 18-970-7049 VI","Point, Endodontic: GP, Master Cones, ISO No.040\n1 Vial 20 Pieces\n.i Gratia: Maillefer\n","Vial"]
[null,"Endodontic material","Point, Endodontic: GP, Master Cones, ISO No.045\r\n1 Vial 20 Pieces\r\n.i Gratia: Maillefer\r\nICN: 18-970-7050 VI","Point, Endodontic: GP, Master Cones, ISO No.045\n1 Vial 20 Pieces\n.i Gratia: Maillefer\n","Vial"]
[null,"Endodontic material","Point, Endodontic: GP, Master Cones, ISO No.050\r\n1 Vial 20 Pieces\r\n.i Gratia: Maillefer\r\nICN: 18-970-7051 VI","Point, Endodontic: GP, Master Cones, ISO No.050\n1 Vial 20 Pieces\n.i Gratia: Maillefer\n","Vial"]
[null,"Endodontic material","Point, Endodontic: GP, Master Cones, ISO No.055\r\n1 Vial 20 Pieces\r\n.i Gratia: Maillefer\r\nICN: 18-970-7052 VI","Point, Endodontic: GP, Master Cones, ISO No.055\n1 Vial 20 Pieces\n.i Gratia: Maillefer\n","Vial"]
[null,"Endodontic material","Point, Endodontic: GP, Master Cones, ISO No.060\r\n1 Vial 20 Pieces\r\n.i Gratia: Maillefer\r\nICN: 18-970-7053 VI","Point, Endodontic: GP, Master Cones, ISO No.060\n1 Vial 20 Pieces\n.i Gratia: Maillefer\n","Vial"]
[null,"Endodontic material","Point, Endodontic: GP, Master Cones, ISO No.070\r\n1 Vial 20 Pieces\r\n.i Gratia: Maillefer\r\nICN: 18-970-7054 VI","Point, Endodontic: GP, Master Cones, ISO No.070\n1 Vial 20 Pieces\n.i Gratia: Maillefer\n","Vial"]
[null,"Endodontic material","Point, Endodontic: GP, Master Cones, ISO No.080\r\n1 Vial 20 Pieces\r\n.i Gratia: Maillefer\r\nICN: 18-970-7055 VI","Point, Endodontic: GP, Master Cones, ISO No.080\n1 Vial 20 Pieces\n.i Gratia: Maillefer\n","Vial"]
[null,"Endodontic material","Point, Endodontic: GP, Master Cones, ISO No.090\r\n1 Vial 10 Pieces\r\n.i Gratia: Maillefer\r\nICN: 18-970-7056 VI","Point, Endodontic: GP, Master Cones, ISO No.090\n1 Vial 10 Pieces\n.i Gratia: Maillefer\n","Vial"]
[null,"Endodontic material","Point, Endodontic: GP, Master Cones, ISO No.100\r\n1 Vial 10 Pieces\r\n.i Gratia: Maillefer\r\nICN: 18-970-7057 VI","Point, Endodontic: GP, Master Cones, ISO No.100\n1 Vial 10 Pieces\n.i Gratia: Maillefer\n","Vial"]
[null,"Endodontic material","Point, Endodontic: GP, Master Cones, ISO No.110\r\n1 Vial 10 Pieces\r\n.i Gratia: Maillefer\r\nICN: 18-970-7058 VI","Point, Endodontic: GP, Master Cones, ISO No.110\n1 Vial 10 Pieces\n.i Gratia: Maillefer\n","Vial"]
[null,"Endodontic material","Point, Endodontic: GP, Master Cones, ISO No.120\r\n1 Vial 10 Pieces\r\n.i Gratia: Maillefer\r\nICN: 18-970-7059 VI","Point, Endodontic: GP, Master Cones, ISO No.120\n1 Vial 10 Pieces\n.i Gratia: Maillefer\n","Vial"]
[null,"Endodontic material","Point, Endodontic: GP, Master Cones, ISO No.130\r\n1 Vial 10 Pieces\r\n.i Gratia: Maillefer\r\nICN: 18-970-7060 VI","Point, Endodontic: GP, Master Cones, ISO No.130\n1 Vial 10 Pieces\n.i Gratia: Maillefer\n","Vial"]
[null,"Endodontic material","Point, Endodontic: GP, Master Cones, ISO No.140\r\n1 Vial 10 Pieces\r\n.i Gratia: Maillefer\r\nICN: 18-970-7061 VI","Point, Endodontic: GP, Master Cones, ISO No.140\n1 Vial 10 Pieces\n.i Gratia: Maillefer\n","Vial"]
[null,"Endodontic material","Point, Endodontic: GP, Secondary Cones, Fine-Fine\n1 Vial 20 Pieces\n.i Gratia: Maillefer\nICN: 18-970-5083 VI\nItem RT296-03-295 to RT296-03-296 will be awarded as series","Point, Endodontic: GP, Secondary Cones, Fine-Fine\n1 Vial 20 Pieces\n.i Gratia: Maillefer\nItem RT296-03-349 to RT296-03-350 will be awarded as series","Vial"]
[null,"Endodontic material","Point, Endodontic: GP, Secondary Cones, Medium-Fine\r\n1 Vial 20 Pieces\r\n.i Gratia: Maillefer\r\nICN: 18-970-5804 VI","Point, Endodontic: GP, Secondary Cones, Medium-Fine\n1 Vial 20 Pieces\n.i Gratia: Maillefer\n","Vial"]
[null,"Endodontic material","Point, Endodontic: Gutta-Percha, Auxilliary, Assortment Sizes A,B,C and D\n1 Box of 4 Tubes, Total of 120 Pieces\n.i Gratia: Maillefer\nICN: 18-007-2748 BX\nRT296-03-297 to RT296-03-301 will be awarded as a series\n ","Point, Endodontic: Gutta-Percha, Auxilliary, Assortment Sizes A,B,C and D\n1 Box of 4 Tubes, Total of 120 Pieces\n.i Gratia: Maillefer\nItem RT296-03-351 to RT296-03-355 will be awarded as a series\n ","kit"]
[null,"Endodontic material","Point, Endodontic: Gutta-Percha, Auxilliary, Size A\r\n1 Box of 4 Tubes, Total of 120 Pieces\r\n.i Gratia: Maillefer\r\nICN: 18-007-2750 BX","Point, Endodontic: Gutta-Percha, Auxilliary, Size A\n1 Box of 4 Tubes, Total of 120 Pieces\n.i Gratia: Maillefer\n","box"]
[null,"Endodontic material","Point, Endodontic: Gutta-Percha, Auxilliary, Size B\r\n1 Box of 4 Tubes, Total of 120 Pieces\r\n.i Gratia: Maillefer\r\nICN: 18-007-2753 BX","Point, Endodontic: Gutta-Percha, Auxilliary, Size B\n1 Box of 4 Tubes, Total of 120 Pieces\n.i Gratia: Maillefer\n","box"]
[null,"Endodontic material","Point, Endodontic: Gutta-Percha, Auxilliary, Size C\r\n1 Box of 4 Tubes, Total of 120 Pieces\r\n.i Gratia: Maillefer\r\nICN: 18-007-2754 BX","Point, Endodontic: Gutta-Percha, Auxilliary, Size C\n1 Box of 4 Tubes, Total of 120 Pieces\n.i Gratia: Maillefer\n","box"]
[null,"Endodontic material","Point, Endodontic: Gutta-Percha, Auxilliary, Size D\r\n1 Box of 4 Tubes, Total of 120 Pieces\r\n.i Gratia: Maillefer\r\nICN: 18-007-2755 BX","Point, Endodontic: Gutta-Percha, Auxilliary, Size D\n1 Box of 4 Tubes, Total of 120 Pieces\n.i Gratia: Maillefer\n","box"]
[null,"Endodontic material","Point Endodontic: GP Point F1, 020, Matching Multiple Taper files \n1 box 60 pieces\n.i Gratia:  Maillefer Pro Taper GP F1 20 (A022X020)\n ICN: 18-182-0441 BX\nRT296-03-302 to RT296-03-306\n","Point Endodontic: GP Point F1, 020, Matching Multiple Taper files \n1 box 60 pieces\n.i Gratia:  Maillefer Pro Taper GP F1 20 (A022X020)\nItem RT296-03-356 to RT296-03-360 will be awarded as a series\n","box"]
[null,"Endodontic material","Point Endodontic: GP Point F2, 025, Matching Multiple Taper files \r\n1 box 60 pieces\r\n.i Gratia:  Maillefer Pro Taper GP F2 25 (A022X025)\r\nICN: 18-182-0442 BX","Point Endodontic: GP Point F2, 025, Matching Multiple Taper files \n1 box 60 pieces\n.i Gratia:  Maillefer Pro Taper GP F2 25 (A022X025)\n","box"]
[null,"Endodontic material","Point Endodontic: GP Point F3, 030, Matching Multiple Taper files \r\n1 box 60 pieces\r\n.i Gratia:  Maillefer Pro Taper GP F3 30 (A022X030)\r\nICN: RT-296-0103 BX","Point Endodontic: GP Point F3, 030, Matching Multiple Taper files \n1 box 60 pieces\n.i Gratia:  Maillefer Pro Taper GP F3 30 (A022X030)\n","box"]
[null,"Endodontic material","Point Endodontic: GP Point F1-F3, Assorted, Matching Multiple Taper files \r\n1 box 60 pieces\r\n.i Gratia:  Maillefer Pro Taper GP F1-F3  (A022X20-30)\r\nICN: 18-182-0429 BX","Point Endodontic: GP Point F1-F3, Assorted, Matching Multiple Taper files \n1 box 60 pieces\n.i Gratia:  Maillefer Pro Taper GP F1-F3  (A022X20-30)\n","box"]
[null,"Endodontic material","Point Endodontic: GP Point F4-F5, Assorted, Matching Multiple Taper files \r\n1 box 60 pieces\r\n.i Gratia:  Maillefer Pro Taper GP F4-F5  (A022X40-50)\r\nICN: 18-182-0437 BX","Point Endodontic: GP Point F4-F5, Assorted, Matching Multiple Taper files \n1 box 60 pieces\n.i Gratia:  Maillefer Pro Taper GP F4-F5  (A022X40-50)\n","box"]
[null,"Endodontic material","Point, Endodontic: Obturator, 25mm, ISO No.020, Matching multiple taper files\n1 Pack 6 Pieces\n.i Gratia: MailleferThermafill 020\nICN: 18-032-0377 PK\nItem RT296-03-307 to RT296-03-328 will be awrded as a series.","Point, Endodontic: Obturator, 25mm, ISO No.020, Matching multiple taper files\n1 Pack 6 Pieces\n.i Gratia: MailleferThermafill 020\nItem RT296-03-361 to RT296-03-382 will be awrded as a series.","pack"]
[null,"Endodontic material","Point, Endodontic: Obturator, 25mm, ISO No.025, Matching multiple taper files\r\n1 Pack 6 Pieces\r\n.i Gratia: MailleferThermafill 025\r\nICN: 18-032-0379 PK","Point, Endodontic: Obturator, 25mm, ISO No.025, Matching multiple taper files\n1 Pack 6 Pieces\n.i Gratia: MailleferThermafill 025\n","pack"]
[null,"Endodontic material","Point, Endodontic: Obturator, 25mm, ISO No.030, Matching multiple taper files\r\n1 Pack 6 Pieces\r\n.i Gratia: MailleferThermafill 030\r\nICN: 18-032-0383 PK","Point, Endodontic: Obturator, 25mm, ISO No.030, Matching multiple taper files\n1 Pack 6 Pieces\n.i Gratia: MailleferThermafill 030\n","pack"]
[null,"Endodontic material","Point, Endodontic: Obturator, 25mm, ISO No.035, Matching multiple taper files\r\n1 Pack 6 Pieces\r\n.i Gratia: MailleferThermafill 035\r\nICN: 18-032-0385 PK","Point, Endodontic: Obturator, 25mm, ISO No.035, Matching multiple taper files\n1 Pack 6 Pieces\n.i Gratia: MailleferThermafill 035\n","pack"]
[null,"Endodontic material","Point, Endodontic: Obturator, 25mm, ISO No.040, Matching multiple taper files\r\n1 Pack 6 Pieces\r\n.i Gratia: MailleferThermafill 040\r\nICN: 18-032-0386 PK","Point, Endodontic: Obturator, 25mm, ISO No.040, Matching multiple taper files\n1 Pack 6 Pieces\n.i Gratia: MailleferThermafill 040\n","pack"]
[null,"Endodontic material","Point, Endodontic: Obturator, 25mm, ISO No.045, Matching multiple taper files\r\n1 Pack 6 Pieces\r\n.i Gratia: MailleferThermafill 045\r\nICN: 18-032-0389 PK","Point, Endodontic: Obturator, 25mm, ISO No.045, Matching multiple taper files\n1 Pack 6 Pieces\n.i Gratia: MailleferThermafill 045\n","pack"]
[null,"Endodontic material","Point, Endodontic: Obturator, 25mm, ISO No.050, Matching multiple taper files\r\n1 Pack 6 Pieces\r\n.i Gratia: MailleferThermafill 050\r\nICN: 18-032-0395 PK","Point, Endodontic: Obturator, 25mm, ISO No.050, Matching multiple taper files\n1 Pack 6 Pieces\n.i Gratia: MailleferThermafill 050\n","pack"]
[null,"Endodontic material","Point, Endodontic: Obturator, 25mm, ISO No.055, Matching multiple taper files\r\n1 Pack of 6 Pieces\r\n.i Gratia: MailleferThermafill 055\r\nICN: 18-032-0399 PK","Point, Endodontic: Obturator, 25mm, ISO No.055, Matching multiple taper files\n1 Pack of 6 Pieces\n.i Gratia: MailleferThermafill 055\n","pack"]
[null,"Endodontic material","Point, Endodontic: Obturator, 25mm, ISO No.060, Matching multiple taper files\r\n1 Pack of 6 Pieces\r\n.i Gratia: MailleferThermafill 060\r\nICN: 18-032-0401 PK","Point, Endodontic: Obturator, 25mm, ISO No.060, Matching multiple taper files\n1 Pack of 6 Pieces\n.i Gratia: MailleferThermafill 060\n","pack"]
[null,"Endodontic material","Point, Endodontic: Obturator, 25mm, ISO No.070, Matching multiple taper files\r\n1 Pack of 6 Pieces\r\n.i Gratia: MailleferThermafill 070\r\nICN: 18-032-0403 PK","Point, Endodontic: Obturator, 25mm, ISO No.070, Matching multiple taper files\n1 Pack of 6 Pieces\n.i Gratia: MailleferThermafill 070\n","pack"]
[null,"Endodontic material","Point, Endodontic: Obturator, 25mm, ISO No.080, Matching multiple taper files\r\n1 Pack of 6 Pieces\r\n.i Gratia: MailleferThermafill 080\r\nICN: 18-032-0405PK","Point, Endodontic: Obturator, 25mm, ISO No.080, Matching multiple taper files\n1 Pack of 6 Pieces\n.i Gratia: MailleferThermafill 080\n","pack"]
[null,"Endodontic material","Point, Endodontic: Obturator, 25mm, ISO No.090, Matching multiple taper files\r\n1 Pack of  6 Pieces\r\n.i Gratia: MailleferThermafill 090\r\nICN: 18-032-0408 PK","Point, Endodontic: Obturator, 25mm, ISO No.090, Matching multiple taper files\n1 Pack of  6 Pieces\n.i Gratia: MailleferThermafill 090\n","pack"]
[null,"Endodontic material","Point, Endodontic: Obturator, 25mm, ISO No.100, Matching multiple taper files\r\n1 Pack of 6 Pieces\r\n.i Gratia: MailleferThermafill 100\r\nICN:18-032-0410 PK","Point, Endodontic: Obturator, 25mm, ISO No.100, Matching multiple taper files\n1 Pack of 6 Pieces\n.i Gratia: MailleferThermafill 100\n","pack"]
[null,"Endodontic material","Point, Endodontic: Obturator, 25mm, ISO No.110, Matching multiple taper files\r\n1 Pack of 6 Pieces\r\n.i Gratia: MailleferThermafill 110\r\nICN: 18-032-0412 PK","Point, Endodontic: Obturator, 25mm, ISO No.110, Matching multiple taper files\n1 Pack of 6 Pieces\n.i Gratia: MailleferThermafill 110\n","pack"]
[null,"Endodontic material","Point, Endodontic: Obturator, 25mm, ISO No.120, Matching multiple taper files\r\n1 Pack of 6 Pieces\r\n.i Gratia: MailleferThermafill 120\r\nICN: 18-032-0414 PK","Point, Endodontic: Obturator, 25mm, ISO No.120, Matching multiple taper files\n1 Pack of 6 Pieces\n.i Gratia: MailleferThermafill 120\n","pack"]
[null,"Endodontic material","Point, Endodontic: Obturator, 25mm, ISO No.130, Matching multiple taper files\r\n1 Pack of 6 Pieces\r\n.i Gratia: MailleferThermafill 130\r\nICN: 18-032-0416 PK","Point, Endodontic: Obturator, 25mm, ISO No.130, Matching multiple taper files\n1 Pack of 6 Pieces\n.i Gratia: MailleferThermafill 130\n","pack"]
[null,"Endodontic material","Point, Endodontic: Obturator, 25mm, ISO No.140, Matching multiple taper files\r\n1 Pack of 6 Pieces\r\n.i Gratia: MailleferThermafill 140\r\nICN: 18-032-0418 PK","Point, Endodontic: Obturator, 25mm, ISO No.140, Matching multiple taper files\n1 Pack of 6 Pieces\n.i Gratia: MailleferThermafill 140\n","pack"]
[null,"Endodontic material","Point, Endodontic: Obturator, 25mm, F1 Matching multiple taper files\n1 Pack of 6 Pieces\n.i Gratia: MailleferThermafill : Pro taper Oburator F1 (A1411F1)\nICN: 18-182-0410 PK","Point, Endodontic: Obturator, 25mm, F1 Matching multiple taper files\n1 Pack of 6 Pieces\n.i Gratia: MailleferThermafill : Pro taper Oburator F1 (A1411F1)\n","pack"]
[null,"Endodontic material","Point, Endodontic: Obturator, 25mm, F2 Matching multiple taper files\n1 Pack of 6 Pieces\n.i Gratia: MailleferThermafill : Pro taper Oburator F2 (A1411F2)\nICN: 18-182-0412 PK","Point, Endodontic: Obturator, 25mm, F2 Matching multiple taper files\n1 Pack of 6 Pieces\n.i Gratia: MailleferThermafill : Pro taper Oburator F2 (A1411F2)\n","pack"]
[null,"Endodontic material","Point, Endodontic: Obturator, 25mm, F3 Mashing multiple taper files\n1 Pack of 6 Pieces\n.i Gratia: MailleferThermafill : Pro taper Oburator F3 (A1411F3)\nICN: 18-182-0414 PK","Point, Endodontic: Obturator, 25mm, F3 Mashing multiple taper files\n1 Pack of 6 Pieces\n.i Gratia: MailleferThermafill : Pro taper Oburator F3 (A1411F3)\n","pack"]
[null,"Endodontic material","Point, Endodontic: Obturator, 25mm, F4 Mashing multiple taper files\n1 Pack of 6 Pieces\n.i Gratia: MailleferThermafill : Pro taper Oburator F4 (A1411F4)\nICN: 18-182-0415 PK","Point, Endodontic: Obturator, 25mm, F4 Mashing multiple taper files\n1 Pack of 6 Pieces\n.i Gratia: MailleferThermafill : Pro taper Oburator F4 (A1411F4)\n","pack"]
[null,"Endodontic material","Point, Endodontic: Obturator, 25mm, F5 Matching multiple taper files\n1 Pack of 6 Pieces\n.i Gratia: MailleferThermafill : Pro taper Oburator F5 (A1411F5)\nICN: 18-182-0423 PK","Point, Endodontic: Obturator, 25mm, F5 Matching multiple taper files\n1 Pack of 6 Pieces\n.i Gratia: MailleferThermafill : Pro taper Oburator F5 (A1411F5)\n","pack"]
[null,"Endodontic material","Point. endodontic: Obturator pulp canal: for Protaper next  size X 2.  Pack of 6                                                                                                   .i Gratia:  Mailefer PTN X2 :( A1803B0042500)                                                                                                                                            ICN:                                                                                                                                          Must be compatible with Protaper Next, GP points and obturators  \nRT296-03-329 to RT296-03-335 will be awarded as a series                 ","Point. endodontic: Obturator pulp canal: for Protaper next  size X 2.  Pack of 6                                                                                                   .i Gratia:  Mailefer PTN X2 :( A1803B0042500)                                                                                                                                            ICN:                                                                                                                                          Must be compatible with Protaper Next, GP points and obturators  \nItem RT296-03-383 to RT296-03-389 will be awarded as a series                 ","pack"]
[null,"Endodontic material","Point. endodontic: Obturator pulp canal: for Protaper next  size X 3.  Pack of 6                                                                                                   .i Gratia:  Mailefer PTN X 3 :( A1803B0043000)                                                                                                                                            ICN:                                                                                                                                          Must be compatible with Protaper Next, GP points and obturators                    ","Point. endodontic: Obturator pulp canal: for Protaper next  size X 3.  Pack of 6                                                                                                   .i Gratia:  Mailefer PTN X 3 :( A1803B0043000)                                                                                                                                                                                                                                                                               Must be compatible with Protaper Next, GP points and obturators                    ","pack"]
[null,"Endodontic material","Point. endodontic: Obturator pulp canal: for Protaper next  size X 4.  Pack of 6                                                                                                   .i Gratia:  Mailefer PTN X 4 :( A1803B0044000)                                                                                                                                            ICN:                                                                                                                                             Must be compatible with Protaper Next, GP points and obturators                    ","Point. endodontic: Obturator pulp canal: for Protaper next  size X 4.  Pack of 6                                                                                                   .i Gratia:  Mailefer PTN X 4 :( A1803B0044000)                                                                                                                                                                                                                                                                                       Must be compatible with Protaper Next, GP points and obturators                    ","pack"]
[null,"Endodontic material","Point. endodontic: Obturator pulp canal: for Protaper next  size X 5.  Pack of 6                                                                                                   .i Gratia:  Mailefer PTN X5 :( A1803B0045000)                                                                                                                                            ICN:                                                                                                                                          Must be compatible with Protaper Next, GP points and obturators                    ","Point. endodontic: Obturator pulp canal: for Protaper next  size X 5.  Pack of 6                                                                                                   .i Gratia:  Mailefer PTN X5 :( A1803B0045000)                                                                                                                                                                                                                                                                                  Must be compatible with Protaper Next, GP points and obturators                    ","pack"]
[null,"Endodontic material","Point. endodontic: Gutta Percha points: for Protataper next  size X2.  Pack of 60                                                                                                   \n.i Gratia:  Mailefer GP Points for next system 2 :( A02200000200)                                                                                                                                            ICN:                                                                                                                                            Must be compatible with Protaper Next, GP points and obturators \n                   ","Point. endodontic: Gutta Percha points: for Protataper next  size X2.  Pack of 60                                                                                                   \n.i Gratia:  Mailefer GP Points for next system 2 :( A02200000200)                                                                                                                                                                                                                                                                          Must be compatible with Protaper Next, GP points and obturators \n                   ","pack"]
[null,"Endodontic material","Point. endodontic: Gutta Percha points: for Protataper next  size X 3.  Pack of 60                                                                                                   \n.i Gratia:  Mailefer GP Points for next system X 3 :( A02200000300)                                                                                                                                            ICN:                                                                                                                                              Must be compatible with Protaper Next, GP points and obturators                    ","Point. endodontic: Gutta Percha points: for Protataper next  size X 3.  Pack of 60                                                                                                   \n.i Gratia:  Mailefer GP Points for next system X 3 :( A02200000300)                                                                                                                                                                                                                                                                              Must be compatible with Protaper Next, GP points and obturators                    ","pack"]
[null,"Endodontic material","Point. endodontic: Gutta Percha points: for Protataper next  size X 4 and X5.  Pack of 30X4 and 30X5                                                                                                   .i Gratia:  Mailefer GP Points for next system X 4 and X5 :( A02200090100)                                                                                                                                            ICN:                                                                                                                                            Must be compatible with Protaper Next, GP points and obturators                    ","Point. endodontic: Gutta Percha points: for Protataper next  size X 4 and X5.  Pack of 30X4 and 30X5                                                                                                   .i Gratia:  Mailefer GP Points for next system X 4 and X5 :( A02200090100)                                                                                                                                                                                                                                                                               Must be compatible with Protaper Next, GP points and obturators                    ","pack"]
[null,"Endodontic material","Point. endodontic: Gutta Percha points: for Protataper Gold  size F1.  Pack of 60                                                                                                   \n.i Gratia:  Mailefer GP Points for Protaper |Gold  :( A241X00000100)                                                                                                                                            ICN:                                                                                                                                               Must be compatible with Protaper Gold, GP points and obturators        \nRT296-03-336 to RT296-03-345 will be awarded as a series            ","Point. endodontic: Gutta Percha points: for Protataper Gold  size F1.  Pack of 60                                                                                                   \n.i Gratia:  Mailefer GP Points for Protaper |Gold  :( A241X00000100)                                                                                                                                                                                                                                                                               Must be compatible with Protaper Gold, GP points and obturators        \nItem RT296-03-390 to RT296-03-399 will be awarded as a series            ","pack"]
[null,"Endodontic material","Point. endodontic: Gutta Percha points: for Protataper Gold  size F2  Pack of 60                                                                                                   \n.i Gratia:  Mailefer GP Points for Protaper |Gold  :( A241X00000200)                                                                                                                                            ICN:                                                                                                                                           Must be compatible with Protaper Gold, GP points and obturators                    ","Point. endodontic: Gutta Percha points: for Protataper Gold  size F2  Pack of 60                                                                                                   \n.i Gratia:  Mailefer GP Points for Protaper |Gold  :( A241X00000200)                                                                                                                                                                                                                                                                                 Must be compatible with Protaper Gold, GP points and obturators                    ","pack"]
[null,"Endodontic material","Point. endodontic: Gutta Percha points: for Protataper Gold  size F3.  Pack of 60                                                                                                   \n.i Gratia:  Mailefer GP Points fo Protaper |Gold  :( A241X00000300)                                                                                                                                            ICN:                                                                                                                                              Must be compatible with Protaper Gold, GP points and obturators                    ","Point. endodontic: Gutta Percha points: for Protataper Gold  size F3.  Pack of 60                                                                                                   \n.i Gratia:  Mailefer GP Points fo Protaper |Gold  :( A241X00000300)                                                                                                                                                                                                                                                                                   Must be compatible with Protaper Gold, GP points and obturators                    ","pack"]
[null,"Endodontic material","Point. endodontic: Gutta Percha points: for Protataper Gold  size F4.  Pack of 60                                                                                                   \n.i Gratia:  Mailefer GP Points for Protaper |Gold  :( A241X00000400)                                                                                                                                            ICN:                                                                                                                                             Must be compatible with Protaper Gold, GP points and obturators                    ","Point. endodontic: Gutta Percha points: for Protataper Gold  size F4.  Pack of 60                                                                                                   \n.i Gratia:  Mailefer GP Points for Protaper |Gold  :( A241X00000400)                                                                                                                                                                                                                                                                          Must be compatible with Protaper Gold, GP points and obturators                    ","pack"]
[null,"Endodontic material","Point. endodontic: Gutta Percha points: for Protataper Gold  size F5.  Pack of 60                                                                                                   \n.i Gratia:  Mailefer GP Points for Protaper |Gold  :( A241X00000500)                                                                                                                                            ICN:                                                                                                                                             Must be compatible with Protaper Gold, GP points and obturators                    ","Point. endodontic: Gutta Percha points: for Protataper Gold  size F5.  Pack of 60                                                                                                   \n.i Gratia:  Mailefer GP Points for Protaper |Gold  :( A241X00000500)                                                                                                                                                                                                                                                                              Must be compatible with Protaper Gold, GP points and obturators                    ","pack"]
[null,"Endodontic material","Point. endodontic: Theramafill: for Protataper Gold  size F1.  Pack of 6                                                                                                   .i Gratia:  Mailefer Termafill for Protaper Gold  :( A1411B0000100)                                                                                                                                            ICN:                                                                                                                                           Must be compatible with Protaper Next, GP points and obturators                    ","Point. endodontic: Theramafill: for Protataper Gold  size F1.  Pack of 6                                                                                                   .i Gratia:  Mailefer Termafill for Protaper Gold  :( A1411B0000100)                                                                                                                                                                                                                                                                             Must be compatible with Protaper Next, GP points and obturators                    ","pack"]
[null,"Endodontic material","Point. endodontic: Theramafill: for Protataper Gold  size F2.  Pack of 6                                                                                                   .i Gratia:  Mailefer Termafill for Protaper Gold  :( A1411B0000200)                                                                                                                                            ICN:                                                                                                                                         Must be compatible with Protaper Gold, GP points and obturators                    ","Point. endodontic: Theramafill: for Protataper Gold  size F2.  Pack of 6                                                                                                   .i Gratia:  Mailefer Termafill for Protaper Gold  :( A1411B0000200)                                                                                                                                                                                                                                                                                Must be compatible with Protaper Gold, GP points and obturators                    ","pack"]
[null,"Endodontic material","Point. endodontic: Theramafill: for Protataper Gold  size F3.  Pack of 6                                                                                                   .i Gratia:  Mailefer Termafill for Protaper Gold  :( A1411B0000300)                                                                                                                                            ICN:                                                                                                                                               Must be compatible with Protaper Gold GP points and obturators                    ","Point. endodontic: Theramafill: for Protataper Gold  size F3.  Pack of 6                                                                                                   .i Gratia:  Mailefer Termafill for Protaper Gold  :( A1411B0000300)                                                                                                                                                                                                                                                                                Must be compatible with Protaper Gold GP points and obturators                    ","pack"]
[null,"Endodontic material","Point. endodontic: Theramafill: for Protataper Gold  size F4.  Pack of 6                                                                                                   .i Gratia:  Mailefer Termafill for Protaper Gold  :( A1411B0000500)                                                                                                                                            ICN:                                                                                                                                             Must be compatible with Protaper Gold, GP points and obturators                    ","Point. endodontic: Theramafill: for Protataper Gold  size F4.  Pack of 6                                                                                                   .i Gratia:  Mailefer Termafill for Protaper Gold  :( A1411B0000500)                                                                                                                                                                                                                                                                                Must be compatible with Protaper Gold, GP points and obturators                    ","pack"]
[null,"Endodontic material","Point. endodontic: Theramafill: for Protataper Gold  size F5.  Pack of 6                                                                                                   .i Gratia:  Mailefer Termafill for Protaper Gold  :( A1411B0000100)                                                                                                                                            ICN:                                                                                                                                              Must be compatible with Protaper Next, GP points and obturators                    ","Point. endodontic: Theramafill: for Protataper Gold  size F5.  Pack of 6                                                                                                   .i Gratia:  Mailefer Termafill for Protaper Gold  :( A1411B0000100)                                                                                                                                                                                                                                                                                Must be compatible with Protaper Next, GP points and obturators                    ","pack"]
[null,"Endodontic material","Obturator  endodontic: Calamus GP cartridges 20G  Pack of 10                                                                                                  .i Gratia:  Mailefer Calamus for Calamus machine: (A12100000000)                                                                                                                                            ICN:                                                                                                                                               \nRT296-03-346 to RT296-03-347 will be awarded as a series\n\n                    ","Obturator  endodontic: Calamus GP cartridges 20G  Pack of 10                                                                                                  .i Gratia:  Mailefer Calamus for Calamus machine: (A12100000000)                                                                                                                                                                                                                                                                             \nRT296-03-400 to RT296-03-401 will be awarded as a series\n\n                    ","pack"]
[null,"Endodontic material","Obturator  endodontic: Calamus GP cartridges 230G  Pack of 10                                                                                                  .i Gratia:  Mailefer Calamus for Calamus machine: (A12200000000)                                                                                                                                            ICN:                                                                                                                                                                ","Obturator  endodontic: Calamus GP cartridges 230G  Pack of 10                                                                                                  .i Gratia:  Mailefer Calamus for Calamus machine: (A12200000000)                                                                                                                                                                                                                                                                                                    ","pack"]
[null,"Endodontic material","Point. endodontic: Gutta Percha: for WaveOne size Small.  Pack of 60                                                                                                   .i Gratia:  Mailefer WaveOne :( A024X00000500)                                                                                                                                            ICN:                                                                                                                                              Must be compatible with WaveOne, GP points and obturators                    ","Point. endodontic: Gutta Percha: for WaveOne size Small.  Pack of 60                                                                                                   .i Gratia:  Mailefer WaveOne :( A024X00000500)                                                                                                                                                                                                                                                                                 Must be compatible with WaveOne, GP points and obturators                    ","pack"]
[null,"Endodontic material","Point. endodontic: Gutta Percha: for WaveOne size Primary.  Pack of 60                                                                                                   .i Gratia:  Mailefer WaveOne :( A024X00000P00)                                                                                                                                            ICN:                                                                                                                                          Must be compatible with WaveOne, GP points and obturators                    ","Point. endodontic: Gutta Percha: for WaveOne size Primary.  Pack of 60                                                                                                   .i Gratia:  Mailefer WaveOne :( A024X00000P00)                                                                                                                                                                                                                                                                                 Must be compatible with WaveOne, GP points and obturators                    ","pack"]
[null,"Endodontic material","Point. endodontic: Gutta Percha: for WaveOne size Large.  Pack of 60                                                                                                   .i Gratia:  Mailefer WaveOne :( A024X00000L00)                                                                                                                                            ICN:                                                                                                                                              Must be compatible with WaveOne, GP points and obturators                    ","Point. endodontic: Gutta Percha: for WaveOne size Large.  Pack of 60                                                                                                   .i Gratia:  Mailefer WaveOne :( A024X00000L00)                                                                                                                                                                                                                                                                                 Must be compatible with WaveOne, GP points and obturators                    ","pack"]
[null,"Endodontic material","Point. endodontic: Gutta Percha: for WaveOne size Assorted. Pack of 60                                                                                                   .i Gratia:  Mailefer WaveOne :( A024X00009000)                                                                                                                                            ICN:                                                                                                                                               Must be compatible with WaveOne, GP points and obturators                    ","Point. endodontic: Gutta Percha: for WaveOne size Assorted. Pack of 60                                                                                                   .i Gratia:  Mailefer WaveOne :( A024X00009000)                                                                                                                                                                                                                                                                                      Must be compatible with WaveOne, GP points and obturators                    ","pack"]
[null,"Endodontic material","Point. endodontic: Termafill Obturator: for WaveOne size Small.  Pack of 6                                                                                                   .i Gratia:  Mailefer WaveOne :( A1700000010500)                                                                                                                                            ICN:                                                                                                                                              Must be compatible with WaveOne, GP points and obturators                    ","Point. endodontic: Termafill Obturator: for WaveOne size Small.  Pack of 6                                                                                                   .i Gratia:  Mailefer WaveOne :( A1700000010500)                                                                                                                                                                                                                                                                                    Must be compatible with WaveOne, GP points and obturators                    ","pack"]
[null,"Endodontic material","Point. endodontic: Termafill Obturator: for WaveOne size Primary  Pack of 6                                                                                                   .i Gratia:  Mailefer WaveOne :( A1700000010P00)                                                                                                                                            ICN:                                                                                                                                              Must be compatible with WaveOne, GP points and obturators                    ","Point. endodontic: Termafill Obturator: for WaveOne size Primary  Pack of 6                                                                                                   .i Gratia:  Mailefer WaveOne :( A1700000010P00)                                                                                                                                                                                                                                                                                     Must be compatible with WaveOne, GP points and obturators                    ","pack"]
[null,"Endodontic material","Point. endodontic: Termafill Obturator: for WaveOne size Large  Pack of 6                                                                                                   .i Gratia:  Mailefer WaveOne :( A1700000010L00)                                                                                                                                            ICN:                                                                                                                                              Must be compatible with WaveOne, GP points and obturators                    ","Point. endodontic: Termafill Obturator: for WaveOne size Large  Pack of 6                                                                                                   .i Gratia:  Mailefer WaveOne :( A1700000010L00)                                                                                                                                                                                                                                                                                        Must be compatible with WaveOne, GP points and obturators                    ","pack"]
[null,"Endodontic material","Chlorhexidene Gluconate 2%, dental, root canal antiseptic solution\n4 x 1.2ml Syringes\n20 x Dento infuser tips\n20 x Mini brush tips\n.i Gratia: Ultradent Concepsis Kit (#490)\n","Chlorhexidene Gluconate 2%, dental, root canal antiseptic solution\n4 x 1.2ml Syringes\n20 x Dento infuser tips\n20 x Mini brush tips\n.i Gratia: Ultradent Concepsis Kit (#490)\n","Kit"]
[null,"Endodontic material","Antiseptic, pulp canal, dental, calcium hydroxide paste\n4 x 1.2ml Syringes\n20 x tips\n.i Gratia: Ultradent UltraCal  XS (#1027)","Antiseptic, pulp canal, dental, calcium hydroxide paste\n4 x 1.2ml Syringes\n20 x tips\n.i Gratia: Ultradent UltraCal  XS (#1027)","Kit"]
[null,"Endodontic material","Spray dental, pulp vitality tester, tetrafluorane\nTin with 200 grams\n.i Gratia: Septodont Pulpofluorane spray","Spray dental, pulp vitality tester, tetrafluorane\nTin with 200 grams\n.i Gratia: Septodont Pulpofluorane spray","Tin"]
[null,"Endodontic material","Solvent root canal, eucoliptical liquid for removing Gutta Percha\n10ml bottle\n.i Gratia: Guttasolv Septodont","Solvent root canal, eucoliptical liquid for removing Gutta Percha\n10ml bottle\n.i Gratia: Guttasolv Septodont","bottle"]
[null,"Endodontic material","Solvent root canal, Tetreachlorosthylene liquid for removing Eugenol based root canal sealers\n10ml bottle\n\n.i Gratia: Endosolv Septodont","Solvent root canal, Tetreachlorosthylene liquid for removing Eugenol based root canal sealers\n10ml bottle\n.i Gratia: Endosolv Septodont","bottle"]
[null,"Endodontic material","Solvent root canal, Formamid amd Phenylethylic alcohol liquid for removing Gutta Percha and resin based root canal sealers\n10ml bottle\n.i Gratia: Endosolv Septodont","Solvent root canal, Formamid amd Phenylethylic alcohol liquid for removing Gutta Percha and resin based root canal sealers\n10ml bottle\n.i Gratia: Endosolv Septodont","bottle"]
[null,"Endodontic material","Reamer, pulp canal dental, Gates Glidden type, X-Gates\n.i Gratia: X gates (A 0008)","Reamer, pulp canal dental, Gates Glidden type, X-Gates\n.i Gratia: X gates (A 0008)","pack"]
[null,"Endodontic material","File pulp canal, dental, minimal variable taper for root canal catheterization, size 010\nPck of 6 pieces\nItem RT296-03-362 to RT296-03-364 will be awarded as a series.\n.i Gratia: Mailefer Profinder 010 (A 1013)\n","File pulp canal, dental, minimal variable taper for root canal catheterization, size 010\nPck of 6 pieces\n.i Gratia: Mailefer Profinder 010 (A 1013)\nItem RT296-03-416 to RT296-03-418 will be awarded as a series.\n\n","pack"]
[null,"Endodontic material","File pulp canal, dental, minimal variable taper for root canal catheterization, size 013\r\nPack of 6 pieces\r\n\r\n.i Gratia: Mailefer Profinder 013 (A 1013)","File pulp canal, dental, minimal variable taper for root canal catheterization, size 013\nPack of 6 pieces\n.i Gratia: Mailefer Profinder 013 (A 1013)","pack"]
[null,"Endodontic material","File pulp canal, dental, minimal variable taper for root canal catheterization, size 017\nPack of 6 pieces\n.i Gratia: Mailefer Profinder 017 (A 1013)","File pulp canal, dental, minimal variable taper for root canal catheterization, size 017\nPack of 6 pieces\n.i Gratia: Mailefer Profinder 017 (A 1013)","pack"]
[null,"Endodontic material","File Pulp Canal, dental ; Mulitple taper Shaping Files 31mm, S1 , Pack 6 Pieces  .i Gratia Maillefer (ref A 0410-31S1)  \r","File Pulp Canal, dental ; Mulitple taper Shaping Files 31mm, S1 , Pack 6 Pieces  .i Gratia Maillefer (ref A 0410-31S1)  \r","pack"]
[null,"Endodontic material","File Pulp Canal, dental ; Mulitple taper Shaping Files 31mm, S2 Pack 6 Pieces,  .i Gratia Maillefer (ref A 0410-31S2)  \n","File Pulp Canal, dental ; Mulitple taper Shaping Files 31mm, S2 Pack 6 Pieces,  .i Gratia Maillefer (ref A 0410-31S2)  \n","pack"]
[null,"Endodontic material","File Pulp Canal, dental:  Mulitple taper Shaping Files 31mm, F1 Pack 6 Pieces,  .i Gratia Maillefer (ref A 0410-31F1)  \r","File Pulp Canal, dental:  Mulitple taper Shaping Files 31mm, F1 Pack 6 Pieces,  .i Gratia Maillefer (ref A 0410-31F1)  \r","pack"]
[null,"Endodontic material","File Pulp Canal, dental: Mulitple taper Shaping Files 31mm, F2 Pack 6 Pieces,  .i Gratia Maillefer (ref A 0410-31F2)  ","File Pulp Canal, dental: Mulitple taper Shaping Files 31mm, F2 Pack 6 Pieces,  .i Gratia Maillefer (ref A 0410-31F2)  ","Pack"]
[null,"Endodontic material","File Pulp Canal, dental: Mulitple taper Shaping Files 31mm, F3 Pack 6 Pieces,  .i Gratia Maillefer (ref A 0410-31F3)  \r","File Pulp Canal, dental: Mulitple taper Shaping Files 31mm, F3 Pack 6 Pieces,  .i Gratia Maillefer (ref A 0410-31F3)  \r","pack"]
[null,"Endodontic material","File Pulp Canal, dental: Mulitple taper Shaping Files 31mm, F4 Pack 6 Pieces,  .i Gratia Maillefer (ref A 0410-31F4)  \r","File Pulp Canal, dental: Mulitple taper Shaping Files 31mm, F4 Pack 6 Pieces,  .i Gratia Maillefer (ref A 0410-31F4)  \r","pack"]
[null,"Endodontic material","File Pulp Canal, dental: Mulitple taper Shaping Files 31mm, F5 Pack 6 Pieces,  .i Gratia Maillefer (ref A 0410-31F5)  \r","File Pulp Canal, dental: Mulitple taper Shaping Files 31mm, F5 Pack 6 Pieces,  .i Gratia Maillefer (ref A 0410-31F5)  \r","pack"]
[null,"Restorative accessory","Rubber Dam: non latex: Individual sheets, powder free blue, size 150mm x150mm x 0,5mm thick .  Pack of 30 pieces with template. (.i Gratia;  Roeko Flexi Dam non latex 390033), \r","Rubber Dam: non latex: Individual sheets, powder free blue, size 150mm x150mm x 0,5mm thick .  Pack of 30 pieces with template. (.i Gratia;  Roeko Flexi Dam non latex 390033), \r","pack"]
[null,"Endodontic material","Sodium Hypochlorite solution  for endodontic disinfection.  3% sodium hypochlorite syringe, .i Gratia Ultradent  ChloriCid V 30ml syringe (#1467)\r","Sodium Hypochlorite solution  for endodontic disinfection.  3% sodium hypochlorite syringe, .i Gratia Ultradent  ChloriCid V 30ml syringe (#1467)\r","Syringe"]
[null,"Endodontic material","Sodium Hypochlorite solution  for endodontic disinfection.  6% sodium hypochlorite syringe, .i Gratia Ultradent  ChloriCid V 30ml syringe ","Sodium Hypochlorite solution  for endodontic disinfection.  6% sodium hypochlorite syringe, .i Gratia Ultradent  ChloriCid V 30ml syringe ","Each"]
[null,"Impression material","Impression material, dental: Thermoplastic, Green Stick, Type1\r\n1 Box 113g\r\n.i Gratia: Kerr - Green (60064)\r\nICN: 18-970-6954 BX","Impression material, dental: Thermoplastic, Green Stick, Type1\n1 Box 113g\n.i Gratia: Kerr - Green (60064)\n","box"]
[null,"Impression material","Impression material, dental: Thermoplastic, Red Cakes\r\n1 Pack of 8\r\n.i Gratia: Kerr - Red (60059)\r\n\r\nICN: 18-179-2154 BX","Impression material, dental: Thermoplastic, Red Cakes\n1 Pack of 8\n.i Gratia: Kerr - Red (60059)\n\n","box"]
[null,"Impression material","Impression material, dental: Zinc-Oxide with Eugenol, Paste For Final Impression, Set\r\nSet - 60g Hardener, 60g Base, 2 Tube Keys, 1 Mixing Pad\r\n.i Gratia: Kelly`s Impression Paste (ZOE)\r\nICN: 18-037-3848 SE","Impression material, dental: Zinc-Oxide with Eugenol, Paste For Final Impression, Set\nSet - 60g Hardener, 60g Base, 2 Tube Keys, 1 Mixing Pad\n.i Gratia: Kelly`s Impression Paste (ZOE)\n","set"]
[null,"Impression material","Impression Material, Dental: Zinc-Oxide with Eugenol, Paste For Final Impression, Type 2, Soft, Set\r\nSet - 1 Tube Base - White Zinc-Oxide Paste 150g, 1 Tube Catalyst - Red Eugenol Paste 60g, 1 Mixing Pad\r\n.i Gratia: SS White\r\nICN: 18-970-6943 SE","Impression Material, Dental: Zinc-Oxide with Eugenol, Paste For Final Impression, Type 2, Soft, Set\nSet - 1 Tube Base - White Zinc-Oxide Paste 150g, 1 Tube Catalyst - Red Eugenol Paste 60g, 1 Mixing Pad\n.i Gratia: SS White\n","set"]
[null,"Impression material","Cleaning compound, dental tray: Solvent for Zinc-Oxide Eugenol Cement and Paste, Citric Acid Based, 1 bottle, 240ml","Cleaning compound, dental tray: Solvent for Zinc-Oxide Eugenol Cement and Paste, Citric Acid Based, 1 bottle, 240ml","bottle"]
[null,"Impression material","Plaster, Orthopedic and Dental: Impression, Low Expandion, Type 1\r\n1 Bucket 5 kg\r\n.i Gratia: Calspar\r\nICN: 18-970-2471 ","Plaster, Orthopedic and Dental: Impression, Low Expandion, Type 1\n1 Bucket 5 kg\n.i Gratia: Calspar\n","container"]
[null,"Impression material","Impression material, dental: Alginate, Dust-Free, Rapid Set, Lead Free, Germicidal, Three Colour Timed, Bucket\r\n1 Bucket 600g\r\nExempli Gratia: Wright Dental - Kromogel\r\nICN: 18-008-3363 CN","Impression material, dental: Alginate, Dust-Free, Rapid Set, Lead Free, Germicidal, Three Colour Timed, Bucket\n1 Bucket 600g\nExempli Gratia: Wright Dental - Kromogel\n","container"]
[null,"Impression material","Impression material, dental: Alginate, Dust-Free, Lead free, Thixotropic Rapid Set, Refill\r\n1 Bag 500g\r\n.i Gratia: Dentsply - Blueprint TM\r\nICN: 18-970-9860 BG","Impression material, dental: Alginate, Dust-Free, Lead free, Thixotropic Rapid Set, Refill\r\n1 Bag 500g\r\n.i Gratia: Dentsply - Blueprint TM\r\nICN: 18-970-9860 BG","bag"]
[null,"Impression material","Impression material, dental: Alginate, Dust-Free, Lead free, Thixotropic Regular Set, Refill\r\n1 Bag 500g\r\n.i Gratia: Dentsply - Blueprint TM\r\nICN: 18-970-7606 BG","Impression material, dental: Alginate, Dust-Free, Lead free, Thixotropic Regular Set, Refill\r\n1 Bag 500g\r\n.i Gratia: Dentsply - Blueprint TM\r\nICN: 18-970-7606 BG","bag"]
[null,"Impression material","Adhesive, Alginate, Dental: Aerosol, Alginate Impression Material\r\n1 Tin 200ml\r\n.i Gratia: Hold\r\nICN: 18-970-3582 TI","Adhesive, Alginate, Dental: Aerosol, Alginate Impression Material\n1 Tin 200ml\n.i Gratia: Hold\n","Tin"]
[null,"Impression material","Cleaning Compound, Dental Tray: Aerosol, Alginate Impression Material Adhesives\r\n1 Tin 160ml\r\n.i Gratia: Hold-Off\r\nICN: 18-970-7086 TI","Cleaning Compound, Dental Tray: Aerosol, Alginate Impression Material Adhesives\n1 Tin 160ml\n.i Gratia: Hold-Off\n","Tin"]
[null,"Impression material","Impression material, dental: Polyether Rubber, Two Paste System, Penta System, Refill, 2 base paste, 300ml each, 2 catalyst 60ml each\r\n.i Gratia: Impregum Penta (31644)\r\nICN: RT-296-0112 SE","Impression material, dental: Polyether Rubber, Two Paste System, Penta System, Refill, 2 base paste, 300ml each, 2 catalyst 60ml each\n.i Gratia: Impregum Penta (31644)\n","set"]
[null,"Impression material","Tip syringe dental impression material: Polyether RubberMixing Tip for Penta Machine.\r\n.i Gratia: Impregum Penta \r\nICN: RT-296-0113 BX","Tip syringe dental impression material: Polyether RubberMixing Tip for Penta Machine.\n.i Gratia: Impregum Penta \n","box"]
[null,"Impression material","Impression material, dental: Polyether Rubber, Two Paste System, Set\r\nSet - 2 Tubes Base 130g each (120ml), 2 Tubes Catalyst 20g each (120ml), 1 Mixing Pad\r\n.i Gratia: Espe - Impregum-soft.\r\n\r\nICN: 18-970-2427 SE\r\n","Impression material, dental: Polyether Rubber, Two Paste System, Set\nSet - 2 Tubes Base 130g each (120ml), 2 Tubes Catalyst 20g each (120ml), 1 Mixing Pad\n.i Gratia: Espe - Impregum-soft.\n\n\n","set"]
[null,"Impression material","Adhesive, impression material, Dental: Polyether Rubber Impression Material\r\n1 Bottle 17ml\r\n.i Gratia: Espe - Impregum - Soft\r\nICN: 18-970-7087 BT","Adhesive, impression material, Dental: Polyether Rubber Impression Material\n1 Bottle 17ml\n.i Gratia: Espe - Impregum - Soft\n","bottle"]
[null,"Impression material","Bite registration material, dental: Addition-Cured Silicone Rubber (Vinyl Polysiloxane),  micro system Jet Bite\r\nSingle Pack - 4 Cartridge Jet Bite 25ml each, 20 microMixing Tips neutral, 20 microSpreader Tips\r\n.i Gratia: Colténe - President microSystem (6440)\r\nICN: 18-026-7893 BX","Bite registration material, dental: Addition-Cured Silicone Rubber (Vinyl Polysiloxane),  micro system Jet Bite\nSingle Pack - 4 Cartridge Jet Bite 25ml each, 20 microMixing Tips neutral, 20 microSpreader Tips\n.i Gratia: Colténe - President microSystem (6440)\n","box"]
[null,"Impression material","Tip, syringe, dental impression material: micromixing Tips Light Body, Colour Green\n1 Pack 40 Pieces\n.i Gratia: Colténe - President microSystem (6202)\nICN: 18-026-7895 BX\nRT296-04-017 to RT296-04-021 will be awarded as a series\n","Tip, syringe, dental impression material: micromixing Tips Light Body, Colour Green\n1 Pack 40 Pieces\n.i Gratia: Colténe - President microSystem (6202)\nICN: 18-026-7895 BX\nItem RT296-04-017 to RT296-04-021 will be awarded as a series\n","box"]
[null,"Impression material","Tip, syringe, dental impression material: micromixing Tips Regular body, Colour Neutral\r\n1 Pack 40 Pieces\r\n.i Gratia: Colténe - President microSystem (6214)\r\nICN: 18-026-7898 BX","Tip, syringe, dental impression material: micromixing Tips Regular body, Colour Neutral\n1 Pack 40 Pieces\n.i Gratia: Colténe - President microSystem (6214)\n","pack"]
[null,"Impression material","Tip, Syringe, Dental Impression Material: microOral Tips\r\n1 Pack 100 Pieces\r\n.i Gratia: Colténe - President microSystem (6210)\r\nICN: 18-026-7899 BX","Tip, Syringe, Dental Impression Material: microOral Tips\r\n1 Pack 100 Pieces\r\n.i Gratia: Colténe - President microSystem (6210)\r\nICN: 18-026-7899 BX","pack"]
[null,"Impression material","Tip, syringe, dental impression material: micromixing Tips (colour neutral) and microSpreader Tips\r\n1 Pack 40 Pieces\r\n.i Gratia: Colténe - President microSystem (6223)\r\nICN: 18-026-7901","Tip, syringe, dental impression material: micromixing Tips (colour neutral) and microSpreader Tips\n1 Pack 40 Pieces\n.i Gratia: Colténe - President microSystem (6223)\n","pack"]
[null,"Impression material","Dispenser, impression material, dental: microsystem Dispenser\r\nEach\r\n.i Gratia: Colténe - President microSystem (6270)\r\nICN: 18-026-7902 EA","Dispenser, impression material, dental: microsystem Dispenser\nEach\n.i Gratia: Colténe - President microSystem (6270)\n","each"]
[null,"Impression material","Pressure indicaTing compound, dental: A-Silicone for checking pressure Spots and accuracy of fit of fixed prosthesis\r\n50g Base, 65g Catalyst, Accessories\r\n.i Gratia: GC Fit Checker II (00441)\r\nICN: 18-179-2172 BX\r\n","Pressure indicaTing compound, dental: A-Silicone for checking pressure Spots and accuracy of fit of fixed prosthesis\n50g Base, 65g Catalyst, Accessories\n.i Gratia: GC Fit Checker II (00441)\n","box"]
[null,"Impression material","Pressure indicationg compound, dental: C-Silicone for checking pressure Spots and accuracy of fit of dentures, white\r\n80g Base, 20g Catalyst, Accessories\r\n.i Gratia: GC Fit Checker White 00273\r\nICN: RT296-0114 BX\r","Pressure indicationg compound, dental: C-Silicone for checking pressure Spots and accuracy of fit of dentures, white\n80g Base, 20g Catalyst, Accessories\n.i Gratia: GC Fit Checker White 00273\n\n","box"]
[null,"Impression material","Impression material, dental: Elastomeric Monophase, vinyl polysiloxane Hydrophylic (three-dimensional polymer web chemistry)\r\n1 Tube Base 90 ml, 1 Tube Catalyst 90ml, 1 Bottle Tray Adhesive 14 ml\r\n.i Gratia: Dentsply - Aquasil monophase (605.78.143)\r\nICN: 18-015-7652 KT\r\n","Impression material, dental: Elastomeric Monophase, vinyl polysiloxane Hydrophylic (three-dimensional polymer web chemistry)\n1 Tube Base 90 ml, 1 Tube Catalyst 90ml, 1 Bottle Tray Adhesive 14 ml\n.i Gratia: Dentsply - Aquasil monophase (605.78.143)\n","Kit"]
[null,"Impression material","Adhesive, impression material, dental: Elastomeric Monophase, Hydrophylic (three-dimensional polymer web chemistry)\r\n1 Bottle Tray Adhesive 14 ml\r\n.i Gratia: Dentsply - Aquasil (626155)\r\nICN: 18-015-7655 BT","Adhesive, impression material, dental: Elastomeric Monophase, Hydrophylic (three-dimensional polymer web chemistry)\n1 Bottle Tray Adhesive 14 ml\n.i Gratia: Dentsply - Aquasil (626155)\n","bottle"]
[null,"Impression material","Impression material, dental: Elastomeric Monophase, Hydrophylic (three-dimensional polymer web chemistry) Light Body Introductory Kit\r\nIntroductory Kit - 1 Cartridge LV 25ml, 1 Cartridge ULV 25ml, Cartridge Gun and Accessories\r\n.i Gratia: Dentsply - (DeTrey) - Aquasil (605.78.120)\r\n\r\nICN: 18-026-9971 KT","Impression material, dental: Elastomeric Monophase, Hydrophylic (three-dimensional polymer web chemistry) Light Body Introductory Kit\r\nIntroductory Kit - 1 Cartridge LV 25ml, 1 Cartridge ULV 25ml, Cartridge Gun and Accessories\r\n.i Gratia: Dentsply - (DeTrey) - Aquasil (605.78.120)\r\n\r\nICN: 18-026-9971 KT","Kit"]
[null,"Impression material","Impression material, dental: Elastomeric Monophase, Hydrophylic (three-dimensional polymer web chemistry) LV Standard\r\nStandard Package - 4 Cartridges 50ml each\r\n.i Gratia: Dentsply - (DeTrey) - Aquasil (678779)\r\nICN: 18-026-9972 BX","Impression material, dental: Elastomeric Monophase, Hydrophylic (three-dimensional polymer web chemistry) LV Standard\nStandard Package - 4 Cartridges 50ml each\n.i Gratia: Dentsply - (DeTrey) - Aquasil (678779)\n","box"]
[null,"Impression material","Impression material, dental: Elastomeric Monophase, Hydrophylic (three-dimensional polymer web chemistry); ULV Standard\r\nStandard Package - 4 Cartridges 50ml each\r\n.i Gratia: Dentsply (DeTrey) - Aquasil (678781)\r\nICN: 18-026-9973 BX","Impression material, dental: Elastomeric Monophase, Hydrophylic (three-dimensional polymer web chemistry); ULV Standard\nStandard Package - 4 Cartridges 50ml each\n.i Gratia: Dentsply (DeTrey) - Aquasil (678781)\n","box"]
[null,"Impression material","Impression material, dental:  Elastomeric Monophase, Hydrophylic (tree-dimensional polymer web chemistry); Soft Putty, fast set\r\n De1 Tub Base 450g, 1 Tub Catalyst 450g\r\n.i Gratia: Dentsply (DeTrey) - Aquasil (60578320)\r\nICN: 18-026-9974 SE\r\n\r","Impression material, dental:  Elastomeric Monophase, Hydrophylic (tree-dimensional polymer web chemistry); Soft Putty, fast set\n De1 Tub Base 450g, 1 Tub Catalyst 450g\n.i Gratia: Dentsply (DeTrey) - Aquasil (60578320)\n\n\n","set"]
[null,"Impression material","Tip, dental material dispenser: Intra Oral Tips for use with LV and ULV\n1 Pack 100 Pieces\n.i Gratia: Dentsply (DeTrey) - Aquasil (626383)\nICN:18-026-9976 BX\nMust be compatable monophase","Tip, dental material dispenser: Intra Oral Tips for use with LV and ULV\n1 Pack 100 Pieces\n.i Gratia: Dentsply (DeTrey) - Aquasil (626383)\nMust be compatable monophase","pack"]
[null,"Impression material","Tip, dental material dispenser: Mixing Tips for use with LV and ULV\n1 Pack 48 Pieces\n.i Gratia: Dentsply (DeTrey) - Aquasil (678212)\nICN: 18-026-9975 BX\nMust be compatable monophase","Tip, dental material dispenser: Mixing Tips for use with LV and ULV\n1 Pack 48 Pieces\n.i Gratia: Dentsply (DeTrey) - Aquasil (678212)\nMust be compatable monophase","pack"]
[null,"Impression material","Dispenser, impression materials, dental: Auto Mix 50 Gun for use with LV and ULV\r\nEach\r\n.i Gratia: Dentsply (DeTrey) - Aquasil (678351)\r\nICN: 18-026-9977 EA","Dispenser, impression materials, dental: Auto Mix 50 Gun for use with LV and ULV\r\nEach\r\n.i Gratia: Dentsply (DeTrey) - Aquasil (678351)\r\nICN: 18-026-9977 EA","each"]
[null,"Impression material","Chlorohexidene Gluconate 2%, dental slurry, for removing temporary cement and cleaning and disinfecTing prep areas\r\n4 x 1.2ml Syringes\r\n2 x ICB brushes\r\n20 x White Mac tips\r\n\r\n.i Gratia: Ultradent Concepsis Scrub Kit (#730)","Chlorohexidene Gluconate 2%, dental slurry, for removing temporary cement and cleaning and disinfecTing prep areas\r\n4 x 1.2ml Syringes\r\n2 x ICB brushes\r\n20 x White Mac tips\r\n\r\n.i Gratia: Ultradent Concepsis Scrub Kit (#730)","Kit"]
[null,"Impression material","Impression material, dental: Addition cured Silicone rubber, Cartridge system refills; Monophase fast set .i Gratia Provil automix cartridge refills (6600 6470 ) Box with 6 x (2 x 50ml) monophase fast set and 6 x 6 Mixing tips green (1:1)\r\nRT296-04-046ME to RT296-04-061ME will be awarded as a series","Impression material, dental: Addition cured Silicone rubber, Cartridge system refills; Monophase fast set .i Gratia Provil automix cartridge refills (6600 6470 ) Box with 6 x (2 x 50ml) monophase fast set and 6 x 6 Mixing tips green (1:1)\r\nRT296-04-046ME to RT296-04-061ME will be awarded as a series","box"]
[null,"Impression material","Impression material, dental: Addition cured Silicone rubber, Cartridge system refills; Monophase regular set .i Gratia Provil automix cartridge refills (6600 6471 ) Box with 6 x (2 x 50ml) monophase regular set and 6 x 6 Mixing tips green (1:1)\r","Impression material, dental: Addition cured Silicone rubber, Cartridge system refills; Monophase regular set .i Gratia Provil automix cartridge refills (6600 6471 ) Box with 6 x (2 x 50ml) monophase regular set and 6 x 6 Mixing tips green (1:1)\r","box"]
[null,"Impression material","Impression material, dental: Addition cured Silicone rubber, Cartridge system refills; Monophase  medium fast set .i Gratia Provil automix cartridge refills (6600 6468 ) Box with 6 x (2 x 50ml) monophase medium fast set and 6 x 6 Mixing tips yellow (1:1)\r\n","Impression material, dental: Addition cured Silicone rubber, Cartridge system refills; Monophase  medium fast set .i Gratia Provil automix cartridge refills (6600 6468 ) Box with 6 x (2 x 50ml) monophase medium fast set and 6 x 6 Mixing tips yellow (1:1)\r\n","box"]
[null,"Impression material","Impression material, dental: Addition cured Silicone rubber, Cartridge system refills; Monophase medium regular set .i Gratia Provil automix cartridge refills (6600 6469 ) Box with 6 x (2 x 50ml) monophase medium regular set and 6 x 6 Mixing tips yellow (1:1)\r","Impression material, dental: Addition cured Silicone rubber, Cartridge system refills; Monophase medium regular set .i Gratia Provil automix cartridge refills (6600 6469 ) Box with 6 x (2 x 50ml) monophase medium regular set and 6 x 6 Mixing tips yellow (1:1)\r","box"]
[null,"Impression material","Impression material, dental: Addition cured Silicone rubber, Cartridge system refills; Monophase light fast set .i Gratia Provil automix cartridge refills (6600 6466 ) Box with 6 x (2 x 50ml) monophase light fast set and 6 x 6 Mixing tips yellow (1:1)\r","Impression material, dental: Addition cured Silicone rubber, Cartridge system refills; Monophase light fast set .i Gratia Provil automix cartridge refills (6600 6466 ) Box with 6 x (2 x 50ml) monophase light fast set and 6 x 6 Mixing tips yellow (1:1)\r","box"]
[null,"Impression material","Impression material, dental: Addition cured Silicone rubber, Cartridge system refills; Monophase light regular set .i Gratia Provil automix cartridge refills (6600 6467 ) Box with 6 x (2 x 50ml) monophase light regular set and 6 x 6 Mixing tips yellow (1:1)\r","Impression material, dental: Addition cured Silicone rubber, Cartridge system refills; Monophase light regular set .i Gratia Provil automix cartridge refills (6600 6467 ) Box with 6 x (2 x 50ml) monophase light regular set and 6 x 6 Mixing tips yellow (1:1)\r","box"]
[null,"Impression material","Impression material, dental: Addition cured Silicone rubber, Dispensing gun for 50ml automix cartridges for light body\nRT296-04-040 to RT296-04-053 will be awarded as a series","Impression material, dental: Addition cured Silicone rubber, Dispensing gun for 50ml automix cartridges for light body\nItem RT296-04-040 to RT296-04-050 will be awarded as a series","each"]
[null,"Impression material","Impression material, dental: Addition cured Silicone rubber, Dynamix Cartridge system refills; .i Gratia Provil Dynamix putty refills (6603 5994 ) Box with  (2 x 380ml) Dynamix putty, 1 Dynamix Mixing tips and 1 Dynamix fixation ring\nRT296-04-041 to RT296-04-049 will be awarded as a series\n","Impression material, dental: Addition cured Silicone rubber, Dynamix Cartridge system refills; .i Gratia Provil Dynamix putty refills (6603 5994 ) Box with  (2 x 380ml) Dynamix putty, 1 Dynamix Mixing tips and 1 Dynamix fixation ring\n","box"]
[null,"Impression material","Impression material, dental: Addition cured Silicone rubber, Dynamix Speed Cartridge Accessories .i Gratia Provil Dynamix Speed (6603 5999 ) Box with 1 x 50 Dynamix mixing tips and 1 Dynamix fixation ring\n","Impression material, dental: Addition cured Silicone rubber, Dynamix Speed Cartridge Accessories .i Gratia Provil Dynamix Speed (6603 5999 ) Box with 1 x 50 Dynamix mixing tips and 1 Dynamix fixation ring\n","box"]
[null,"Impression material","Impression material, dental: Addition cured Silicone rubber, Hand mix system ; Putty fast set .i Gratia Provil Hand mix  (6522 0717 ) Set with 2 x 50ml (wash) putty fast set (2 x 500 ml each of base and catalyst)\n","Impression material, dental: Addition cured Silicone rubber, Hand mix system ; Putty fast set .i Gratia Provil Hand mix  (6522 0717 ) Set with 2 x 50ml (wash) putty fast set (2 x 500 ml each of base and catalyst)\n","set"]
[null,"Impression material","Impression material, dental: Addition cured Silicone rubber, Hand mix system ; Putty soft fast set .i Gratia Provil Hand mix  (6521 0096) Set with 2 x 50ml (wash) putty soft fast set (2 x 500 ml each of base and catalyst)\n","Impression material, dental: Addition cured Silicone rubber, Hand mix system ; Putty soft fast set .i Gratia Provil Hand mix  (6521 0096) Set with 2 x 50ml (wash) putty soft fast set (2 x 500 ml each of base and catalyst)\n","set"]
[null,"Impression material","Impression material, dental: Addition cured Silicone rubber, Hand mix system ; Putty regular set .i Gratia Provil Hand mix  (6522 0733 ) Set with 2 x50ml (wash) putty regular set (2 x 500 ml each of base and catalyst)\n","Impression material, dental: Addition cured Silicone rubber, Hand mix system ; Putty regular set .i Gratia Provil Hand mix  (6522 0733 ) Set with 2 x50ml (wash) putty regular set (2 x 500 ml each of base and catalyst)\n","set"]
[null,"Impression material","Impression material, dental: Addition cured Silicone rubber, Hand mix system ; Putty soft regular set .i Gratia Provil Hand mix  (6521 9417 ) Set with 2x50ml (wash) putty soft regular set (2 x 500 ml each of base and catalyst)\n","Impression material, dental: Addition cured Silicone rubber, Hand mix system ; Putty soft regular set .i Gratia Provil Hand mix  (6521 9417 ) Set with 2x50ml (wash) putty soft regular set (2 x 500 ml each of base and catalyst)\n","set"]
[null,"Impression material","Impression material, dental: Addition cured Silicone rubber, Automix wash heavy body .i Gratia Affinis containing 2 x 50ml catridges.\n","Impression material, dental: Addition cured Silicone rubber, Automix wash heavy body .i Gratia Affinis containing 2 x 50ml catridges.\n","Catridge"]
[null,"Impression material","Impression material, dental: Addition cured Silicone rubber,  Automix wash; Medium viscosity .i Gratia Affinis 2 x 50ml catridges\n","Impression material, dental: Addition cured Silicone rubber,  Automix wash; Medium viscosity .i Gratia Affinis 2 x 50ml catridges\n","Catridge"]
[null,"Impression material","Impression material, dental: Addition cured Silicone rubber, Automix wash; Light body .i Gratia Affinis 2 x 50ml catridges","Impression material, dental: Addition cured Silicone rubber, Automix wash; Light body .i Gratia Affinis 2 x 50ml catridges","Catridge"]
[null,"Impression material","Impression material, dental:  Elastomeric Monophase, Hydrophylic (tree-dimensional polymer web chemistry); Soft Putty, Regular set\r\nDe1 Tub Base 450g, 1 Tub Catalyst 450g\r\n.i Gratia: Dentsply (DeTrey) - Aquasil \r","Impression material, dental:  Elastomeric Monophase, Hydrophylic (tree-dimensional polymer web chemistry); Soft Putty, Regular set\r\nDe1 Tub Base 450g, 1 Tub Catalyst 450g\r\n.i Gratia: Dentsply (DeTrey) - Aquasil \r","set"]
[null,"Impression material","New item","Dispenser, additional cure silicone impression materials, dental: Auto Mix gun/garant compatabile with material supplied in series \nEach\nItem  RT296-04-51 to RT296-05-54 will be awarded as a series","Each "]
[null,"Impression material","New item","Tip, dental material dispenser:  Mixing Tip for use with additional cured silicone\n1 Packet 50 tips supplied in series                                 ","pack"]
[null,"Impression material","New item","Tip, dental material dispenser: Intra Oral Tips for use with LV and ULV\n1 Pack 100 Pieces                                          \n\n","pack"]
[null,"Impression material","New item","Adhesive, impression material, Dental: aditional cured silicone impression material, 1 Bottle \n","Bottle"]
[null,"Preventive material","Fluoride, topical application, dental: Amine Flouride Liquid\r\n1 Bottle 50ml\r\n.i Gratia: Elmex\r\nICN: 18-975-4147 BT","Fluoride, topical application, dental: Amine Flouride Liquid\n1 Bottle 50ml\n.i Gratia: Elmex\n","bottle"]
[null,"Preventive material","Fluoride, topical application, dental: APF Flouride Gel\r\n1 Bottle\r\n.i Gratia: Dentsply All Solutions\r\nICN: 18-974-1260 BT","Fluoride, topical application, dental: APF Flouride Gel\n1 Bottle\n.i Gratia: Dentsply All Solutions\n","bottle"]
[null,"Preventive material","Sodium Fluoride Oral Solution, USP: Dental, Topical Applcation, Neutral, 2,0 %\r\n1 Bottle \r\n.i Gratia: Dentsply- ALLSolutions\r\nICN: 18-974-0698 BT","Sodium Fluoride Oral Solution, USP: Dental, Topical Applcation, Neutral, 2,0 %\n1 Bottle \n.i Gratia: Dentsply- ALLSolutions\n","bottle"]
[null,"Preventive material","Sodium Fluoride GEL: Dental, Topical Applcation, Varnish, 50 mg Sodium Fluoride per ml\r\nFluoride Varnish\r\n1 Tube 10ml\r\n.i Gratia: Woelm Pharma - Duraphat\r\nICN: 18-970-5101 TU","Sodium Fluoride GEL: Dental, Topical Applcation, Varnish, 50 mg Sodium Fluoride per ml\nFluoride Varnish\n1 Tube 10ml\n.i Gratia: Woelm Pharma - Duraphat\n","tube"]
[null,"Preventive material","Fluoride Treatment Kit: Topical Application, Silane Fluoride; 0.1% Concentration\r\n25 Ampoules Fluor Protector ml each; 1 Rubber Base; 1 Brushholder; 50 Disposable Brushes; 1 Ampoule Breaker\r\n.i Gratia: Vivadent - Fluor Protector\r\nICN: 18-015-7623 KT","Fluoride Treatment Kit: Topical Application, Silane Fluoride; 0.1% Concentration\n25 Ampoules Fluor Protector ml each; 1 Rubber Base; 1 Brushholder; 50 Disposable Brushes; 1 Ampoule Breaker\n.i Gratia: Vivadent - Fluor Protector\n","Kit"]
[null,"Preventive material","Flouride Application Tray, Dental: Disposable, Large double arch\n1 Pack 100 Pieces\n.i Gratia: Dentsply NU Pro\nICN:18-970-5712 PK\nItem RT296-05-006 to RT296-05-008 will be awarded as a series.","Flouride Application Tray, Dental: Disposable, Large double arch\n1 Pack 100 Pieces\n.i Gratia: Dentsply NU Pro\nItem RT296-05-006 to RT296-05-008 will be awarded as a series.","pack"]
[null,"Preventive material","Flouride Application Tray, Dental: Disposable, Medium Double arch\r\n1 Pack 100 Pieces\r\n.i Gratia: Denstply Nu Pro\r\nICN: 18-970-5713 PK","Flouride Application Tray, Dental: Disposable, Medium Double arch\n1 Pack 100 Pieces\n.i Gratia: Denstply Nu Pro\n","pack"]
[null,"Preventive material","Flouride Application Tray, Dental: Disposable, Small Double arch\r\n1 Pack 100 Pieces\r\n.i Gratia:Dentsply Nu Pro\r\nICN: 18-970-5714 PK","Flouride Application Tray, Dental: Disposable, Small Double arch\n1 Pack 100 Pieces\n.i Gratia:Dentsply Nu Pro\n","pack"]
[null,"Preventive material","Flouride Application Tray, Dental: Wax, Gel Tainer, Large, For Adults and Teens\n1 Box 40 Pieces\nExempli Gratia: Lorvic - Gel-Tainer\nICN: 18-007-2803 BX\nRT296-05-009 to RT296-05-010 will be awarded as a series\n","Flouride Application Tray, Dental: Wax, Gel Tainer, Large, For Adults and Teens\n1 Box 40 Pieces\nExempli Gratia: Lorvic - Gel-Tainer\nItem RT296-05-009 to RT296-05-010 will be awarded as a series\n","Box"]
[null,"Preventive material","Flouride Application Tray, Dental: Wax, Gel Tainer, Small, For Children under Twelve\r\n1 Box 40 Pieces\r\nExempli Gratia: Lorvic - Gel-Tainer\r\nICN: 18-007-2804 BX","Flouride Application Tray, Dental: Wax, Gel Tainer, Small, For Children under Twelve\n1 Box 40 Pieces\nExempli Gratia: Lorvic - Gel-Tainer\n","Box"]
[null,"Preventive material","Paste, Preventive Dentistry: With Fluoride, Medium Grit, Flavoured\n1 Box 200 Cups with 2 Plastic Finger Rings\n.i Gratia: Premier - Ziroxide\nICN:18-974-2293 BX\n","Paste, Preventive Dentistry: With Fluoride, Medium Grit, Flavoured\n1 Box 200 Cups with 2 Plastic Finger Rings\n.i Gratia: Premier - Ziroxide\n\n","box"]
[null,"Preventive material","Paste, Preventive Dentistry: Without Fluoride, Medium Grit, Flavoured\n1 Box 200 Cups with 2 Plastic Finger Rings\n.i Gratia: Premier - Ziroxide\nICN: 18-974-2292 BX","Paste, Preventive Dentistry: Without Fluoride, Medium Grit, Flavoured\n1 Box 200 Cups with 2 Plastic Finger Rings\n.i Gratia: Premier - Ziroxide\n","box"]
[null,"Preventive material","Teeth Cleaning Device, Disposable Interdental Brush: Interdental Brush\r\n1 Handle 2 Brushes Per Piece\r\n.i Gratia: Oral B\r\nICN: 18-974-1297 EA","Teeth Cleaning Device, Disposable Interdental Brush: Interdental Brush\n1 Handle 2 Brushes Per Piece\n.i Gratia: Oral B\n","each"]
[null,"Preventive material","Teeth cleaning device, disposable, for orthodontic bands and Implants. Tapered trim with soft brittles , Assorted  colors  Pack of 12                                                                                                                                                          .i Gratia:  GUM Butler End tuft-#308PD                                                                                                                       ICN :          ","Teeth cleaning device, disposable, for orthodontic bands and Implants. Tapered trim with soft brittles , Assorted  colors  Pack of 12                                                                                                                                                          .i Gratia:  GUM Butler End tuft-#308PD                                                                                                                       ","pack"]
[null,"Preventive material","Softener, Calculus: Calculus Scaling Gel\n5 Syringes Scaling gel 2ml each, 5 Disposable Application Tips\n.i Gratia: Dentsply - SoftScale\nICN: 18-008-3393 PK\nRT296-05-015 and RT296-05-016 will be awarded as a series\n ","Softener, Calculus: Calculus Scaling Gel\n5 Syringes Scaling gel 2ml each, 5 Disposable Application Tips\n.i Gratia: Dentsply - SoftScale\nRT296-05-015 and RT296-05-016 will be awarded as a series\n ","pack"]
[null,"Preventive material","Tip, Applicator Brush, Dental:  Applicator Tips\r\n1 Pack 25 Pieces\r\n.i Gratia: Dentsply - SofScale\r\nICN:18-008-3392 PK","Tip, Applicator Brush, Dental:  Applicator Tips\n1 Pack 25 Pieces\n.i Gratia: Dentsply - SofScale\n","pack"]
[null,"Preventive material","Threader, Dental Floss: Mono-Filament, Closed Loop\r\n1 Box 100 Packs (Envelopes), 5 Per Pack (Envelope)\r\n.i Gratia: Butler - Eez-Thru\r\nICN: 18-970-7901 PK","Threader, Dental Floss: Mono-Filament, Closed Loop\n1 Box 100 Packs (Envelopes), 5 Per Pack (Envelope)\n.i Gratia: Butler - Eez-Thru\n","pack"]
[null,"Preventive material","Floss, Waxed, Dental: Nylon\n1 Reel 50 metres\n.i Gratia: Oral B\nICN: 18-970-2370 RE","Floss, Waxed, Dental: Nylon\n1 Reel 50 metres\n.i Gratia: Oral B\n","Reel"]
[null,"Preventive material","Floss, Unwaxed, Dental: Nylon\n1 Reel 50 metres\n.i Gratia: Oral B\nICN: 18-970-5710 RE","Floss, Unwaxed, Dental: Nylon\n1 Reel 50 metres\n.i Gratia: Oral B\n","Reel"]
[null,"Preventive material","Floss, waxed, Dental: Nylon Tape, Ribbon Floss\n1 Reel 25 metres\n.i Gratia: Guderbrod\nICN:18-970-7542 RE","Floss, waxed, Dental: Nylon Tape, Ribbon Floss\n1 Reel 25 metres\n.i Gratia: Guderbrod\n","Reel"]
[null,"Preventive material","Floss, Waxed, Dental: Nylon Tape. Ribbon Floss   1 Reel  Apr. 25 Meters                                                                                      .i Gratia:  Henry Schein flat Ribbon floss (155-5728)                                                                                                       ICN:18-970-7542         ","Floss, Waxed, Dental: Nylon Tape. Ribbon Floss   1 Reel  Apr. 25 Meters                                                                                      .i Gratia:  Henry Schein flat Ribbon floss (155-5728)                                                                                                             ","Reel"]
[null,"Preventive material","Floss, Unwaxed, Dental: Nylon, Superfloss\n1 Pack 50 Strips\n.i Gratia: Oral B\nICN: 18-970-2977 PK","Floss, Unwaxed, Dental: Nylon, Superfloss\n1 Pack 50 Strips\n.i Gratia: Oral B\n","pack"]
[null,"Preventive material","Plaque Disclosing Tablets, Dental: \r\n1 Pack 25 Blisters, 4 Tablets Per Bliser\r\n.i Gratia: Oral B\r\nICN: 18-970-5416 PK","Plaque Disclosing Tablets, Dental: \n1 Pack 25 Blisters, 4 Tablets Per Bliser\n.i Gratia: Oral B\n","Packet"]
[null,"Preventive material","Caries Disclosing Agent: Caries Indicator Kit\nKit - 4 Prefilled Syringe 1.2cc each, 20 White Mini Brush Tips\n.i Gratia: Ultradent Caries Indicator (UP0209)\nICN: 18-0026-7844 KT\nRT296-05-024 to RT296-05-026 will be awarded as a series","Caries Disclosing Agent: Caries Indicator Kit\nKit - 4 Prefilled Syringe 1.2cc each, 20 White Mini Brush Tips\n.i Gratia: Ultradent Caries Indicator (UP0209)\nItem RT296-05-024 to RT296-05-026 will be awarded as a series","Kit"]
[null,"Preventive material","Caries Disclosing Agent: Caries Indicator Refill Syringes\r\n 4 Prefilled Syringe 1.2cc each\r\n.i Gratia: Ultradent Caries Indicator (UP0210)\r\nICN: 18-026-7848 CO","Caries Disclosing Agent: Caries Indicator Refill Syringes\n 4 Prefilled Syringe 1.2cc each\n.i Gratia: Ultradent Caries Indicator (UP0210)\n","container"]
[null,"Preventive material","Tip, Applicator Brush, Dental: White Mini Brush Tips\r\n1 Container 20 Pieces\r\n.i Gratia: Ultradent - White Mini Brush Tips (UP0192)\r\nICN:18-026-7840 CO","Tip, Applicator Brush, Dental: White Mini Brush Tips\n1 Container 20 Pieces\n.i Gratia: Ultradent - White Mini Brush Tips (UP0192)\n","container"]
[null,"Preventive material","Cream Topical: Peptide, water based, suger free dental topical cream, containing Casein Phosphate fluoride-Armorphous Calcium Phosphate\n1 Box  10 pieces\n.i Gratia: GC Tooth Mousse\nICN: RT-296-0115 BX","Cream Topical: Peptide, water based, suger free dental topical cream, containing Casein Phosphate fluoride-Armorphous Calcium Phosphate\n1 Box  10 pieces\n.i Gratia: GC Tooth Mousse\n","box"]
[null,"Preventive material","Sodium Fluoride gel, dental, topical application, varnish 5% sodium flouride, fluoride, 1 syringe 0.5ml. Kit with 20 . x 5ml syringes and 25 x tips\r\n\r.i Gratia: Ultradent Flor Opal Varnish Kit","Sodium Fluoride gel, dental, topical application, varnish 5% sodium flouride, fluoride, 1 syringe 0.5ml. Kit with 20 . x 5ml syringes and 25 x tips\r\n\r.i Gratia: Ultradent Flor Opal Varnish Kit","Kit"]
[null,"Preventive material","Toothbrush dental adult, straight handle, thumb grip , head length not exceeding 2.5 cm, flat brushing plane, soft medium textured nylon (0.08 micron) round end bristles, pack of 12\r\n\r.i Gratia: Aquafresh\r\n","Toothbrush dental adult, straight handle, thumb grip , head length not exceeding 2.5 cm, flat brushing plane, soft textured nylon round end bristles, pack of 12\n\n\n","pack","toothbrushes have not previously had size of bristles, i.e.0.08micron.we may not receive suppliers with this exact size.\nRemoved 0.08micron"]
[{"$nulls":3},"Toothbrush dental adult, straight handle, thumb grip , head length not exceeding 2.5 cm, flat brushing plane, medium textured nylon round end bristles, pack of 12\n\n.i Gratia: Aquafresh\n"]
[null,"Preventive material","Toothbrush dental, child, head length not exceeding 2.3cm with rounded corners in front, flat brushing plane, soft textured nylon (0.08micron) rounded bristles, flexible bended neck pack of 12\r\n\r.i Gratia: Aquafresh\r","Toothbrush dental, child, head length not exceeding 2.3cm with rounded corners in front, flat brushing plane, soft textured nylon rounded bristles,  pack of 12\n\n\n","pack","Removed 0.08 micron wording\nRemoved : flexible bended neck"]
[null,"Preventive material","Toothbrush dental baby, head length not exceeding 2cm with rounded corners in front, flat brushing plane, soft flexible grip , soft textured nylon (0.06 micron) rounded bristles, pack of 12\r\n\r.i Gratia: Colgate , toothbrush\r","Toothbrush dental baby, head length not exceeding 2cm with rounded corners in front, flat brushing plane, soft flexible grip , soft textured nylon rounded bristles, pack of 12\n\n\n","pack","Remove :  (0.06 micron)"]
[null,"Preventive material","New item","Toothbrush  for Special Health Care Needs (SHCN): 3 Sided toothbrush, flexible three-sided bristle heads that completely surrounds the teeth for optimum coverage with each brushing stroke. Bristles that can clean all surfaces of a tooth as well as the gum line at the required 45° angle to the gumline (even in hard-to-reach areas) and can do so faster and more efficiently than standard brushes.  Product \nASIN: B007W69XM6. Sizes: Small.  .es: Collis curve toothbrush, Surround toothbrush, CleanCurl 3D Toothbrush, DenTrust.","Each","Remove Brands\nremoved \"Dimensions:  (25.4 x 5.7 x 5.7 cm);  Weight: (82.22 grams)."]
[null,"Preventive material","New item","Toothbrush  for Special Health Care Needs (SHCN): 3 Sided toothbrush, flexible three-sided bristle heads that completely surrounds the teeth for optimum coverage with each brushing stroke. Bristles that can clean all surfaces of a tooth as well as the gum line at the required 45° angle to the gumline (even in hard-to-reach areas) and can do so faster and more efficiently than standard brushes.  Product \nASIN: B007W69XM6. Sizes: Medium.  .es: Collis curve toothbrush, Surround toothbrush, CleanCurl 3D Toothbrush, DenTrust.","Each","Remove Brands\nDimensions:  (25.4 x 5.7 x 5.7 cm);  Weight: (82.22 grams)."]
[null,"Preventive material","New item","Toothbrush  for Special Health Care Needs (SHCN): 3 Sided toothbrush, flexible three-sided bristle heads that completely surrounds the teeth for optimum coverage with each brushing stroke. Bristles that can clean all surfaces of a tooth as well as the gum line at the required 45° angle to the gumline (even in hard-to-reach areas) and can do so faster and more efficiently than standard brushes.  \n\nASIN: B007W69XM6. Sizes: Large.  .es: Collis curve toothbrush, Surround toothbrush, CleanCurl 3D Toothbrush, DenTrust.","Each","Remove Brands\nProduct Dimensions:  (25.4 x 5.7 x 5.7 cm);  Weight: (82.22 grams)."]
[null,"Preventive material","Teeth cleaning device, disposable, Toothbrush cover with snap on cove to fit all toothbrushes   Box of 12                                                                                                                                                                                                     .i Gratia:  Henry Schein toothbrush cover (900-4068)                                                                                                                       ICN :         ","Teeth cleaning device, disposable, Toothbrush cover with snap on cove to fit all toothbrushes   Box of 12\n.i Gratia:  Henry Schein toothbrush cover (900-4068)                                                                                                                                                                                                                                                                                                                        ","box"]
[null,"Preventive material","Toothpaste dental, 25ml, active ingredient sodium fluoride and sodium lauryl sulphate   not exceeding 1000ppm, ingredients be sugar free, stable in use and storage, pack of 12, .i Gratia: Aquafresh, 25ml toothpaste","Toothpaste dental, 25ml, active ingredient sodium fluoride and sodium lauryl sulphate   not exceeding 1000ppm, ingredients be sugar free, stable in use and storage, pack of 12, .i Gratia: Aquafresh, 25ml toothpaste","pack"]
[null,"Preventive material","Toothpaste dental, 50ml, active ingredient sodium fluoride and sodium lauryl sulphate   not exceeding 1400ppm, stable in use and storage, pack of 12, .i Gratia: Colgate \n50 ml toothpaste.\n","Toothpaste dental, 50ml, active ingredient sodium fluoride and sodium lauryl sulphate   not exceeding 1400ppm, stable in use and storage, pack of 12, .i Gratia: Colgate \n50 ml toothpaste.\n","pack"]
[null,"Preventive material","Toothpaste dental, 100ml, active ingredient sodium fluoride and sodium lauryl sulphate   not exceeding 1400ppm,stable in use and storage, pack of 12, .i Gratia: Aquafresh \n100ml toothpaste\n","Toothpaste dental, 100ml, active ingredient sodium fluoride and sodium lauryl sulphate   not exceeding 1400ppm,stable in use and storage, pack of 12, .i Gratia: Aquafresh \n100ml toothpaste\n","Pack","Pack added"]
[null,"Preventive material","Teeth cleaning device ; interdental brush with chlorhexidine coated filaments ultra micro fine cylindrical, for passage hole diam 0,6 mm (ISO 0)\n.i Graria:Gum Traveler 1312; 1 bag 10 pieces                                                                                                                                                                                                                                                                           ","Teeth cleaning device ; interdental brush with chlorhexidine coated filaments ultra micro fine cylindrical, for passage hole diam 0,6 mm (ISO 0)\n.i Graria:Gum Traveler 1312; 1 bag 10 pieces                                                                                                                                                                                                                                                                           ","bag"]
[null,"Preventive material","Teeth cleaning device ; interdental brush with chlorhexidine coated filaments ultra micro fine Tapered for passage hole diam 0,6 mm (ISO 1)        \n.i Graria:Gum Traveler 131; 1 bag 10 pieces                                                                                                                                                                                                                                                                      ","Teeth cleaning device ; interdental brush with chlorhexidine coated filaments ultra micro fine Tapered for passage hole diam 0,6 mm (ISO 1)        \n.i Graria:Gum Traveler 131; 1 bag 10 pieces                                                                                                                                                                                                                                                                      ","bag"]
[null,"Preventive material","Teeth cleaning device ; interdental brush with chlorhexidine coated filaments ultra micro fine cylindrical for passage hole diam 0,9 mm (ISO 2)   \n.i Graria:Gum (Traveler 1412); 1 bag 10 pieces                                                                                                                                                                                                                                                                           ","Teeth cleaning device ; interdental brush with chlorhexidine coated filaments ultra micro fine cylindrical for passage hole diam 0,9 mm (ISO 2)   \n.i Graria:Gum (Traveler 1412); 1 bag 10 pieces                                                                                                                                                                                                                                                                           ","bag"]
[null,"Preventive material","Teeth cleaning device ; interdental brush with chlorhexidine coated filaments ultra micro fine tapered for passage hole diam 1.1mm (ISO 3)\n.i Graria:Gum (Traveler 1414); 1 bag 10 pieces                                                                                                                                                                                                                                                                              ","Teeth cleaning device ; interdental brush with chlorhexidine coated filaments ultra micro fine tapered for passage hole diam 1.1mm (ISO 3)\n.i Graria:Gum (Traveler 1414); 1 bag 10 pieces                                                                                                                                                                                                                                                                              ","bag"]
[null,"Preventive material","Teeth cleaning device ; interdental brush with chlorhexidine coated filaments ultra micro fine cylindrical for passage hole diam 1.2 mm (ISO 2)                                                                                                                                                          .i Graria:Gum (Traveler 1512); 1 bag 10 pieces                                                                                                                    ICN: ","Teeth cleaning device ; interdental brush with chlorhexidine coated filaments ultra micro fine cylindrical for passage hole diam 1.2 mm (ISO 2)    \n.i Graria:Gum (Traveler 1512); 1 bag 10 pieces                                                                                                                                                                                                                                                                          ","bag"]
[null,"Preventive material","Teeth cleaning device ; interdental brush with chlorhexidine coated filaments ultra micro fine tapered for passage hole diam 1.3mm (ISO 4)   \n.i Graria:Gum (Traveler 1514); 1 bag 10 pieces                                                                                                                                                                                                                                                                           ","Teeth cleaning device ; interdental brush with chlorhexidine coated filaments ultra micro fine tapered for passage hole diam 1.3mm (ISO 4)   \n.i Graria:Gum (Traveler 1514); 1 bag 10 pieces                                                                                                                                                                                                                                                                           ","bag"]
[null,"Preventive material","Teeth cleaning device ; interdental brush with chlorhexidine coated filaments ultra micro fine cylindrical for passage hole diam 1.4 mm (ISO 4)  \n.i Graria:Gum (Traveler 1612); 1 bag 10 pieces                                                                                                                                                                                                                                                                            ","Teeth cleaning device ; interdental brush with chlorhexidine coated filaments ultra micro fine cylindrical for passage hole diam 1.4 mm (ISO 4)  \n.i Graria:Gum (Traveler 1612); 1 bag 10 pieces                                                                                                                                                                                                                                                                            ","bag"]
[null,"Preventive material","Teeth cleaning device ; interdental brush with chlorhexidine coated filaments ultra micro fine tapered for passage hole diam 1.6mm (ISO 6)     \n.i Graria:Gum (Traveler 1618); 1 bag 10 pieces                                                                                                                                                                                                                                                                         ","Teeth cleaning device ; interdental brush with chlorhexidine coated filaments ultra micro fine tapered for passage hole diam 1.6mm (ISO 6)     \n.i Graria:Gum (Traveler 1618); 1 bag 10 pieces                                                                                                                                                                                                                                                                         ","bag"]
[null,"Preventive material","Hydrogen peroxide concentrate, 35% hydrogen peroxide denTinal bleaching agent\r\n2 x 1.2ml pre filled syringes\r\n20 x mini tips\r\n\r.i Gratia: Ultradent Opalescence Endo kit (#1270)\r\nICN: 6520-18-175-1002","Hydrogen peroxide concentrate, 35% hydrogen peroxide denTinal bleaching agent\n2 x 1.2ml pre filled syringes\n20 x mini tips\n.i Gratia: Ultradent Opalescence Endo kit (#1270)\n","Kit"]
[null,"Preventive material","Hydrochloric acid slurry, 6.6% HCL Slurry with silicon micro particles\r\n4 x 1.2ml prefilled syringes\r\n20 x tips\r\n20 x opal cups\r\n\r.i Gratia: Ultradent Opalusture kit (#554)","Hydrochloric acid slurry, 6.6% HCL Slurry with silicon micro particles\r\n4 x 1.2ml prefilled syringes\r\n20 x tips\r\n20 x opal cups\r\n\r.i Gratia: Ultradent Opalusture kit (#554)","Kit"]
[null,"Preventive material","Teeth cleaning device , Interdental brushes assorted kit with chlorhexidine coated filaments; with min of 8 sizes; colour coded  ranging from 0,8mm to max 2mm (eg GUM Travler kit 1601) . RT296-05-046 to RT296-05-054 will be awarded as a series    \n","Teeth cleaning device , Interdental brushes assorted kit with chlorhexidine coated filaments; with min of 8 sizes; colour coded  ranging from 0,8mm to max 2mm (eg GUM Travler kit 1601) . \nItem RT296-05-049 to RT296-05-057 will be awarded as a series    \n","pack"]
[null,"Preventive material","Teeth cleaning device ; interdental brush with chlorhexidine coated filaments ultra micro fine cylindrical, for passage hole diam 0,8 mm (ISO1) (EG Gum Traveler gb1314); 1 bag 10 pieces\r","Teeth cleaning device ; interdental brush with chlorhexidine coated filaments ultra micro fine cylindrical, for passage hole diam 0,8 mm (ISO1) (EG Gum Traveler gb1314); 1 bag 10 pieces\r","bag"]
[null,"Preventive material","Teeth cleaning device ; interdental brush with chlorhexidine coated filaments ultra fine cylindrical, for passage hole diam 0.9 mm (ISO2 (EG Gum Traveler gb1412); 1 bag 10 pieces\r","Teeth cleaning device ; interdental brush with chlorhexidine coated filaments ultra fine cylindrical, for passage hole diam 0.9 mm (ISO2 (EG Gum Traveler gb1412); 1 bag 10 pieces\r","bag"]
[null,"Preventive material","Teeth cleaning device ; interdental brush with chlorhexidine coated filaments ultra fine cylindrical, for passage hole diam 1.1 mm (ISO3) (EG Gum Traveler gb1414) 1 bag 10 pieces\r","Teeth cleaning device ; interdental brush with chlorhexidine coated filaments ultra fine cylindrical, for passage hole diam 1.1 mm (ISO3) (EG Gum Traveler gb1414) 1 bag 10 pieces\r","bag"]
[null,"Preventive material","Teeth cleaning device ; interdental brush with chlorhexidine coated filaments extra fine cylindrical, for passage hole diam 1.2 mm (ISO3) (EG Gum Traveler gb1512) 1 bag 10 pieces\r","Teeth cleaning device ; interdental brush with chlorhexidine coated filaments extra fine cylindrical, for passage hole diam 1.2 mm (ISO3) (EG Gum Traveler gb1512) 1 bag 10 pieces\r","bag"]
[null,"Preventive material","Teeth cleaning device ; interdental brush with chlorhexidine coated filaments extra fine tapered, for passage hole diam1.3 mm (ISO4) (EG Gum Traveler gb1514) 1 bag 10 pieces\r","Teeth cleaning device ; interdental brush with chlorhexidine coated filaments extra fine tapered, for passage hole diam1.3 mm (ISO4) (EG Gum Traveler gb1514) 1 bag 10 pieces\r","bag"]
[null,"Preventive material","Teeth cleaning device ; interdental brush with chlorhexidine coated filaments fine cylindrical, for passage hole diam 1.4 mm (ISO4) (EG Gum Traveler gb1612) 1 bag 10 pieces\r","Teeth cleaning device ; interdental brush with chlorhexidine coated filaments fine cylindrical, for passage hole diam 1.4 mm (ISO4) (EG Gum Traveler gb1612) 1 bag 10 pieces\r","bag"]
[null,"Preventive material","Teeth cleaning device ; interdental brush with chlorhexidine coated filaments tapered, for passage hole diam1.6 mm (ISO5) (EG Gum Traveler gb1614) 1 bag 10 pieces\r","Teeth cleaning device ; interdental brush with chlorhexidine coated filaments tapered, for passage hole diam1.6 mm (ISO5) (EG Gum Traveler gb1614) 1 bag 10 pieces\r","bag"]
[null,"Preventive material","Teeth cleaning device ; interdental brush with chlorhexidine coated filaments cylindrical, for passage hole diam 2.0 mm (ISO6) (EG Gum Traveler gb1618) 1 bag 10 pieces\r","Teeth cleaning device ; interdental brush with chlorhexidine coated filaments cylindrical, for passage hole diam 2.0 mm (ISO6) (EG Gum Traveler gb1618) 1 bag 10 pieces\r","bag"]
[null,"Preventive material","Toothbrush combined with toopaste(100ml) with flouride not exeeding 1400pp, , stable is starage and use; . Gratia Dischem toopaste and brush set.\n","Toothbrush,adult , straight handle, thumb grip , head length not exceeding 2.5 cm, flat brushing plane, soft textured nylon round end bristles, combined with toothpaste(100ml) with flouride not exceeding 1400pp,  stable in storage and use; toothpaste and brush set.\n","set","Specify the size of the toothbrush"]
[{"$nulls":3},"Toothbrush,adult , straight handle, thumb grip , head length not exceeding 2.5 cm, flat brushing plane, medium textured nylon round end bristles, combined with toothpaste(100ml) with flouride not exeeding 1400pp, stable in storage and use; toothpaste and brush set.\n"]
[null,"Preventive material","Banded pack toothpaste / toothbrush . Toothpaste - 75ml, active ingredient sodium fluoride and toothbrush straight handle, thumb grip , head length not exceeding 2.5 cm, flat brushing plane, soft medium\r\n.i Gratia: Dischem \r","Banded pack toothpaste / toothbrush . Toothpaste - 75ml, active ingredient sodium fluoride and toothbrush straight handle, thumb grip , head length not exceeding 2.5 cm, flat brushing plane, soft\n\n","pack","Specify the size of the toothbrush"]
[{"$nulls":3},"Banded pack toothpaste / toothbrush . Toothpaste - 75ml, active ingredient sodium fluoride and toothbrush straight handle, thumb grip , head length not exceeding 2.5 cm, flat brushing plane,medium\n\n","pack"]
[null,"Preventive material","Banded pack toothpaste / toothbrush .  Toothpaste - 100ml, active ingredient sodium fluoride and toothbrush straight handle, thumb grip , head length not exceeding 2.5 cm, flat brushing plane, soft medium\r\n.i Gratia: Colgate \r","Banded pack toothpaste / toothbrush .  Toothpaste - 100ml, active ingredient sodium fluoride and toothbrush straight handle, thumb grip , head length not exceeding 2.5 cm, flat brushing plane, soft medium\n.i Gratia: Colgate \n","pack","Specify the size of the toothbrush"]
[null,"Preventive material","Mouthwash: Dental Tablets, Thymol or Menthol Effervescent Tablets\r\n1 Bottle 1000 Tablets\r\n.i Gratia: Elite\r\nICN: 18-970-5108 BT","Mouthwash: Dental Tablets, Thymol or Menthol Effervescent Tablets\r\n1 Bottle 1000 Tablets\r\n.i Gratia: Elite\r\nICN: 18-970-5108 BT","bottle","move to RT296-05"]
[null,"Preventive material","New item","Disinfectant,  dental: 3%  Hydrogen Peroxide, mouth rinse, 250ml bottle \n.i Gratia:","Bottle ","move to RT296-05"]
[null,"Preventive material","New item","Disinfectant, Dental: 1% Povidine Iodine solution mouth rinse,  250ml bottle                                                                                     .i Gratia:","Bottle ","move to RT296-05"]
[null,"Restorative accessory","Gingiva management kit, dental:  Astringedent Tissue Management Kit (Includes Astringedent and cord and cord packer)\r\nKit - 1 Bottle Astringedent Coagulative Haemeostatic Solution 30ml, 20 Dento-Infusor Disposable Tips, 20 - 1.2cc Syringes, Ultrapak knitted Cord Sizes NO.00,0,1 and 2,1, 1 Fisher Ultrapak Packer\r\n.i Gratia: Ultradent - Tissue Management Kit ULT 0649\r\nICN:18-970-9668 KT\r\nItem RT296-06-002 to RT296-06-011 will be awarded as a series.","Gingiva management kit, dental:  Astringedent Tissue Management Kit (Includes Astringedent and cord and cord packer)\nKit - 1 Bottle Astringedent Coagulative Haemeostatic Solution 30ml, 20 Dento-Infusor Disposable Tips, 20 - 1.2cc Syringes, Ultrapak knitted Cord Sizes NO.00,0,1 and 2,1, 1 Fisher Ultrapak Packer\n.i Gratia: Ultradent - Tissue Management Kit ULT 0649\nItem RT296-06-004 to RT296-06-014 will be awarded as a series.","Kit","Consider renumbering"]
[null,"Restorative accessory","Gingival retraction cord, dental: Knitted, Ultrapak No.0\r\n1 Dispenser 3050mm Cord (10 feet)\r\n.i Gratia: Ultradent - Ultrapak \r\nICN: 18-970-7731 CN","Gingival retraction cord, dental: Knitted, Ultrapak No.0\n1 Dispenser 3050mm Cord (10 feet)\n.i Gratia: Ultradent - Ultrapak \n","Dispencer"]
[null,"Restorative accessory","Gingival retraction cord, dental: Knitted, Ultrapak No.00\r\n1 Dispenser 3050mm Cord (10 feet)\r\n.i Gratia: Ultradent - Ultrapak\r\nICN: 18-974-1259 CN","Gingival retraction cord, dental: Knitted, Ultrapak No.00\n1 Dispenser 3050mm Cord (10 feet)\n.i Gratia: Ultradent - Ultrapak\n","Dispencer"]
[null,"Restorative accessory","Gingival retraction cord, dental: Knitted, Ultrapak No.000\r\n1 Dispenser 3050mm Cord (10 feet)\r\n.i Gratia: Ultradent - Ultrapak (UP0136)\r\nICN: 18-026-7818 CN","Gingival retraction cord, dental: Knitted, Ultrapak No.000\n1 Dispenser 3050mm Cord (10 feet)\n.i Gratia: Ultradent - Ultrapak (UP0136)\n","Dispencer"]
[null,"Restorative accessory","Gingival retraction cord, dental: Knitted, Ultrapak No.1\r\n1 Dispenser 3050mm Cord (10 feet)\r\n.i Gratia: Ultradent - Ultrapak\r\nICN:18-970-7732 CN","Gingival retraction cord, dental: Knitted, Ultrapak No.1\n1 Dispenser 3050mm Cord (10 feet)\n.i Gratia: Ultradent - Ultrapak\n","Dispencer"]
[null,"Restorative accessory","Gingival retraction cord, dental: Knitted, Ultrapak No.2\r\n1 Dispenser 3050mm Cord (10 feet)\r\n.i Gratia: Ultradent - Ultrapak\r\nICN: 18-970-7733 CN","Gingival retraction cord, dental: Knitted, Ultrapak No.2\n1 Dispenser 3050mm Cord (10 feet)\n.i Gratia: Ultradent - Ultrapak\n","Dispencer"]
[null,"Restorative accessory","Gingival retraction cord, dental: Knitted, Ultrapak No.3\r\n1 Dispenser 3050mm Cord (10 feet)\r\n.i Gratia: Ultradent - Ultrapak\r\nICN: 18-970-7734 CN","Gingival retraction cord, dental: Knitted, Ultrapak No.3\n1 Dispenser 3050mm Cord (10 feet)\n.i Gratia: Ultradent - Ultrapak\n","Dispencer"]
[null,"Restorative accessory","Gingival Retraction liquid, dental: Coagulative Hemostatic/Retractive Agent,15,5%\r\nFe2 (SO4)3 - Astringedent (No Epinephrine or Aluminum Chloride)\r\n1 Bottle 30ml\r\n.i Gratia: Ultradent - Astringedent\r\nICN: 18-970-8671 BT","Gingival Retraction liquid, dental: Coagulative Hemostatic/Retractive Agent,15,5%\nFe2 (SO4)3 - Astringedent (No Epinephrine or Aluminum Chloride)\n1 Bottle 30ml\n.i Gratia: Ultradent - Astringedent\n","bottle"]
[null,"Restorative accessory","Dispenser, dental materials:  Plastic Syringe with Luer Lock, 1.2cc, Clear (for use with  delivery tips)\r\n1 Pack 20 Pieces\r\n.i Gratia: Ultradent (UP 0124)\r\nICN: 18-970-9670 PK","Dispenser, dental materials:  Plastic Syringe with Luer Lock, 1.2cc, Clear (for use with  delivery tips)\n1 Pack 20 Pieces\n.i Gratia: Ultradent (UP 0124)\n","pack"]
[null,"Restorative accessory","Tip, dental material dispenser: Ultra Dento-Infusor metal Tips\n1 Pack 20 Pieces\n.i Gratia: Ultradent - Dento-Infusor TM (UP0122)\nICN:18-970-8672 PK","Tip, dental material dispenser: Ultra Dento-Infusor metal Tips\n1 Pack 20 Pieces\n.i Gratia: Ultradent - Dento-Infusor TM (UP0122)\n","pack"]
[null,"Restorative accessory","Tip, dental material dispenser: Ultra Dento-Infusor metal Tips\n1 Pack 100 Pieces\n.i Gratia: Ultradent - Dento-Infusor TM (UP0122)\nICN:18-970-8672 PK","Tip, dental material dispenser: Ultra Dento-Infusor metal Tips\n1 Pack 100 Pieces\n.i Gratia: Ultradent - Dento-Infusor TM (UP0122)\n","pack"]
[null,"Restorative accessory","Haemostatic agent, dental: Hemo Fibrin Sponges, Resorbable\r\n1 Jar 24 Sponges\r\n.i Gratia: Septodont - Hemofibrine\r\nICN: 18-970-2407 JR","Haemostatic agent, dental: Hemo Fibrin Sponges, Resorbable\n1 Jar 24 Sponges\n.i Gratia: Septodont - Hemofibrine\n","Jar"]
[null,"Restorative accessory","General purpose anti-microbial hand cleaner microcidal activity against vegetative forms of pathogenic orgarnisms.\r\n.i Gratia: Tetrabac\r\nICN: 18-008-3386 BT","General purpose anti-microbial hand cleaner microcidal activity against vegetative forms of pathogenic orgarnisms.\n.i Gratia: Tetrabac\n","bottle"]
[null,"Restorative accessory","Hydrogen peroxide concentrate, modified: DenTinal Bleachng Agent, 35% concentarte, pre-mixed syringe for non vital bleaching.  \n2 x1.2ml  Syringes 20 delivery tips\n.i Gratia: Opalescene  Endo Ultradent (1270)\nICN: 6520-18-187-9588 KT\n","Hydrogen peroxide concentrate, modified: DenTinal Bleachng Agent, 35% concentarte, pre-mixed syringe for non vital bleaching.  \n2 x1.2ml  Syringes 20 delivery tips\n.i Gratia: Opalescene  Endo Ultradent (1270)\n","Kit"]
[null,"Restorative accessory","Hydrogen Peroxide Concentrate, Modified: DenTinal Bleaching Agent, 35% concentrate, pre-mixed syringe for non vital bleaching.                                                                                                                                                                     2 x 1.2ml Syringes 20 delivery tips Exempli Gratia: Opalescence Endo Ultra dent (1270)                                                                            ICN: 6520-18-187-9588 KT","Hydrogen Peroxide Concentrate, Modified: DenTinal Bleaching Agent, 35% concentrate, pre-mixed syringe for non vital bleaching.                                                                                                                                                                     2 x 1.2ml Syringes 20 delivery tips Exempli Gratia: Opalescence Endo Ultra dent (1270)                                                                           ","kit"]
[null,"Restorative accessory","Carbemide peroxide concentrate, modified: DenTinal Bleachng Agent, 40% Carbemide Peroxide, Chairside, Vital Bleaching , Chemical Activated.\n4 x 1.2ml prefilled syringes\n.i Gartia: Ultradent Opalescene  Xtra  Boost \nICN: 6520-18-187-9613 KT\n","Carbemide peroxide concentrate, modified: DenTinal Bleachng Agent, 40% Carbemide Peroxide, Chairside, Vital Bleaching , Chemical Activated.\n4 x 1.2ml prefilled syringes\n.i Gartia: Ultradent Opalescene  Xtra  Boost \n","Kit"]
[null,"Restorative accessory","Therapeutic, post-surgical, dental: Dry Socket Alveolar Paste, Based on Iodoform, Butyl-Paraminobenzoate and Eugenol Formula\r\n1 Jar 12 g\r\n.i Gratia: Septodont - Alvogyl TM\r\nICN: 18-970-2799 JR","Therapeutic, post-surgical, dental: Dry Socket Alveolar Paste, Based on Iodoform, Butyl-Paraminobenzoate and Eugenol Formula\n1 Jar 12 g\n.i Gratia: Septodont - Alvogyl TM\n","Jar"]
[null,"Restorative accessory","Paste, periodontal protective, surgical: Dressing, Resin, Non-Eugenol Paste, Set\r\nSet - 1 Tube Base, 1 Tube Accelerator, 1 Bottle Retarder\r\n.i Gratia: COE - Coe-Pak\r\nICN: 18-970-7077 SE","Paste, periodontal protective, surgical: Dressing, Resin, Non-Eugenol Paste, Set\nSet - 1 Tube Base, 1 Tube Accelerator, 1 Bottle Retarder\n.i Gratia: COE - Coe-Pak\n","set"]
[null,"Restorative accessory","Mouthwash: dental liquid concentrate, Assorted flavors, 1 pack with 3 x 500ml bottles of assorted flavors, .i Gratia Calypso flavored mouthwash\r","Mouthwash: dental liquid concentrate, Assorted flavors, 1 pack with 3 x 500ml bottles of assorted flavors, .i Gratia Calypso flavored mouthwash\r","pack"]
[null,"Restorative accessory","Gingival retraction liquid, dental:  Coagulative Hemostatic/Retractive Agent, Aluminum Chloride)\r\n1 Bottle 30ml\r\n.i Gratia: Ultradent - Astringedent\r","Gingival retraction liquid, dental:  Coagulative Hemostatic/Retractive Agent, Aluminum Chloride)\r\n1 Bottle 30ml\r\n.i Gratia: Ultradent - Astringedent\r","bottle"]
[null,"Restorative accessory","Paper, articulaTing, dental: Horseshoe, Thin, Blue One Side and Red on the other\r\n1 Box 6 Books, 12 Sheets per Book\r\n.i Gratia: GHM\r\nICN: 6520-18-970-7760","Paper, articulating, dental: Horseshoe, Thin, Blue One Side and Red on the other\n1 Box 6 Books, 12 Sheets per Book\n.i Gratia: GHM\n","box"]
[null,"Restorative accessory","Paper, articulaTing, dental: Thin, Blue Width 20mm\r\n1 Box 12 Books, 12 Sheets per Book\r\n.i Gratia: P.D.\r\nICN: 18-970-5729 BX","Paper, articulating, dental: Thin, Blue Width 20mm\n1 Box 12 Books, 12 Sheets per Book\n.i Gratia: P.D.\n","box"]
[null,"Restorative accessory","Paper, articulaTing, dental: Thick, Blue / Red Width 20mm\n1 Box of 100 strips\n.i Gratia: Baush\nICN: 6520-18-970-2466","Paper, articulating, dental: Thick, Blue / Red Width 20mm\n1 Box of 100 strips\n.i Gratia: Baush\n","box"]
[null,"Restorative accessory","Paper, ArticulaTing, dental:  Micro Thin range 40 µ to 45µ                                                                                                                                                          .i Gracra:Baush Micro thin:   1 box of 200 strips)                                                                                                                    ICN: ","Paper, Articulating, dental:  Micro Thin range 40 µ to 45µ                                                                                                                                                          .i Gracra:Baush Micro thin:   1 box of 200 strips)                                                                                                                    ","box"]
[null,"Restorative accessory","ArticulaTing film, Metallic polyester  ArticulaTing, dental: 12µ; 22mm wide, 20m roll in dispenser                                                                                                                                                       .i Gracia Arti Foil Metallic shimstock film                                                                                                                     ICN:","Articulating film, Metallic polyester  ArticulaTing, dental: 12µ; 22mm wide, 20m roll in dispenser                                                                                                                                                       .i Gracia Arti Foil Metallic shimstock film                                                                                                                     ","box"]
[null,"Acrylic resin","Resin, acrylic, dental: Denture Chairside Relining, Ethylmathacrylate Resin, Selfcuring Hard Liquid, Set\r\n1 Bottle Powder 454 g, 1 Bottle Liquid 240ml, Accessories\r\n.i Gratia: Lang - Flexacryl\r\nICN: 18-017-7845 SE","Resin, acrylic, dental: Denture Chairside Relining, Ethylmathacrylate Resin, Selfcuring Hard Liquid, Set\n1 Bottle Powder 454 g, 1 Bottle Liquid 240ml, Accessories\n.i Gratia: Lang - Flexacryl\n","set"]
[null,"Acrylic resin","Resin, acrylic, dental: Occlusion Registration, Powder and Liquid Set, Selfcuring\r\nSet - 1 Bottle Powder 60g, 1 Bottle Liquid 60g, Lubricant\r\n.i Gratia: Duralay\r\nICN: 18-970-5783 SE","Resin, acrylic, dental: Occlusion Registration, Powder and Liquid Set, Selfcuring\nSet - 1 Bottle Powder 60g, 1 Bottle Liquid 60g, Lubricant\n.i Gratia: Duralay\n","set"]
[null,"Acrylic resin","New item","Flexi Biosens for flexi dentures Cartridge and Cap 25mm Large 95 mm\nItem RT296-07-008 to RT296-07-010 will be awarded as a series..","Cartridge"]
[null,"Acrylic resin","New item","Flexi Biosens Std for Flex Dentues 1 Kg","container"]
[null,"Acrylic resin","New item","Flexi Nylon Std Pink for Flexi Dentures 1 kg ","Container"]
[null,"Wax","Wax, dental: Occlusion Registration, Sheets, Metal Based\r\n1 Pack 250g\r\n.i Gratia: Associated - Alminax\r\nICN: 18-970-7088 PK","Wax, dental: Occlusion Registration, Sheets, Metal Based\n1 Pack 250g\n.i Gratia: Associated - Alminax\n","pack"]
[null,"Wax","Wax, dental: Occlusion Registration, Sheets, Regular (dr L.A. Cohn Technique)\r\n1 Pack 454g\r\n.i Gratia: National Keystone - Mizzy Wax\r\nICN: 18-037-1043 PK","Wax, dental: Occlusion Registration, Sheets, Regular (dr L.A. Cohn Technique)\n1 Pack 454g\n.i Gratia: National Keystone - Mizzy Wax\n","pack"]
[null,"Acrylic resin","Resin, Acrylic, Dental: Denture Chair side Relining, Ethylmathacrylate Resin, Self curing Hard Liquid, Set\n1 Bottle Powder 454 g, 1 Bottle Liquid 240ml, Accessories\nExempli Gratia: Voco 2210 UFI GEL HARD reline\nICN: 18-017-7845 SE","Resin, Acrylic, Dental: Denture Chair side Relining, Ethylmathacrylate Resin, Self curing Hard Liquid, Set\n1 Bottle Powder 454 g, 1 Bottle Liquid 240ml, Accessories\nExempli Gratia: Voco 2210 UFI GEL HARD reline\n","Set"]
[null,"Wax","Wax, dental: Occlusion Registration, Strips, Clinical Use\r\n1 Pack 180 Strips\r\n.i Gratia: Kerr - Occlusion Wax\r\nICN: 18-970-7026 PK","Wax, dental: Occlusion Registration, Strips, Clinical Use\n1 Pack 180 Strips\n.i Gratia: Kerr - Occlusion Wax\n","pack"]
[null,"Denture Liner","Tissue conditioner set, dental: Multipurpose, Conditioner, Soft Liner and Functional Impression, Self Curing, Methacryl Gel Formulation\r\nSet - 1 Bottle Powder 120g, 1 Bottle Liquid 90ml, 1 Bottle Lubricant 115ml, 1 Mixing Vessel, 1 Liquid Measure, 1 Powder Measure\r\n.i Gratia: Dentsply - Viscogel\r\nICN: 18-970-5795 SE","Tissue conditioner set, dental: Multipurpose, Conditioner, Soft Liner and Functional Impression, Self Curing, Methacryl Gel Formulation\nSet - 1 Bottle Powder 120g, 1 Bottle Liquid 90ml, 1 Bottle Lubricant 115ml, 1 Mixing Vessel, 1 Liquid Measure, 1 Powder Measure\n.i Gratia: Dentsply - Viscogel\n","set"]
[null,"Acrylic resin","Resin, acrylic, dental: Temporary Crowns, Powder and Liquid Set, Poly-Ethyl Methacrylate, Selfcuring, Shade 69\nSet - 1 Bottle Powder 40g, 1 Bottle Liquid 118ml\n.i Gratia: Snap\nICN: 18-970-5784 SE","Resin, acrylic, dental: Temporary Crowns, Powder and Liquid Set, Poly-Ethyl Methacrylate, Selfcuring, Shade 69\nSet - 1 Bottle Powder 40g, 1 Bottle Liquid 118ml\n.i Gratia: Snap\n","set"]
[null,"Restorative accessory","Paper, articulaTing dental for medium-fine tesTing, red/blue  80µ Box of 144 sheets  (.i Gratia;  Hanel articulaTing paper  480 384)\r","Paper, articulating dental for medium-fine testing, red/blue  80µ Box of 144 sheets  (.i Gratia;  Hanel articulaTing paper  480 384)\n","box"]
[null,"Restorative accessory","Paper , articulaTing dental for medium-fine tesTing, red/blue  40µ Box of 120 sheets  ( .i Gratia;  Hanel articulaTing paper  480 354)\r","Paper , articulating dental for medium-fine testing, red/blue  40µ Box of 120 sheets  ( .i Gratia;  Hanel articulaTing paper  480 354)\n","box"]
[null,"Provisional Crown and Bridge material","Resin, acrylic, dental: Temporary Crowns, Powder and Liquid Set, Poly-Ethyl Methacrylate, Selfcuring, Shade 62 Set - 1 Bottle Powder 40g, 1 Bottle Liquid 18ml .i Gratia: Snap ICN: \"","Resin, acrylic, dental: Temporary Crowns, Powder and Liquid Set, Poly-Ethyl Methacrylate, Selfcuring, Shade 62 Set - 1 Bottle Powder 40g, 1 Bottle Liquid 18ml .i Gratia: Snap ICN: \"","set"]
[null,"Provisional Crown and Bridge material","Resin, acrylic, dental: Temporary Crowns, Powder and Liquid Set, Poly-Ethyl Methacrylate, Selfcuring, Shade 65Set - 1 Bottle Powder 40g, 1 Bottle Liquid 18ml .i Gratia: Snap ICN: \"","Resin, acrylic, dental: Temporary Crowns, Powder and Liquid Set, Poly-Ethyl Methacrylate, Selfcuring, Shade 65Set - 1 Bottle Powder 40g, 1 Bottle Liquid 18ml .i Gratia: Snap ICN: \"","set"]
[null,"Provisional Crown and Bridge material","Resin, acrylic, dental: Temporary Crowns,  Liquid  Poly-Ethyl Methacrylate, Self curing, 1 Bottle Liquid 18ml                                \n.i Gratia: Snap                                                                                                                                                                                         ICN:","Resin, acrylic, dental: Temporary Crowns,  Liquid  Poly-Ethyl Methacrylate, Self curing, 1 Bottle Liquid 18ml                                \n.i Gratia: Snap                                                                                                                                                                                         ","bottle"]
[null,"Provisional Crown and Bridge material","Resin, acrylic, dental: Temporary Crowns, Powder , Poly-Ethyl Methacrylate, Self curing, Shade clear incisal: 1 Bottle Powder 40g, l                                                                                                                                                           .i Gratia: Snap ICN: \"","Resin, acrylic, dental: Temporary Crowns, Powder , Poly-Ethyl Methacrylate, Self curing, Shade clear incisal: 1 Bottle Powder 40g, l                                                                                                                                                           .i Gratia: Snap ICN: \"","bottle"]
[null,"Provisional Crown and Bridge material","Resin, acrylic, dental: Temporary Crowns, Powder , Poly-Ethyl Methacrylate, Self curing, Shade 62: 1 Bottle Powder 40g,                                                                                                                                                           .i Gratia: SNAP                                                                                                                                                                                                   ","Resin, acrylic, dental: Temporary Crowns, Powder , Poly-Ethyl Methacrylate, Self curing, Shade 62: 1 Bottle Powder 40g,                                                                                                                                                           .i Gratia: SNAP                                                                                                                                                                                                   ","bottle"]
[null,"Provisional Crown and Bridge material","Resin, acrylic, dental: Temporary Crowns, Powder , Poly-Ethyl Methacrylate, Self curing, Shade 65: 1 Bottle Powder 40g,                                                                                                                                                           .i Gratia: SNAP                                                                                                                                                                                                   ","Resin, acrylic, dental: Temporary Crowns, Powder , Poly-Ethyl Methacrylate, Self curing, Shade 65: 1 Bottle Powder 40g,                                                                                                                                                           .i Gratia: SNAP                                                                                                                                                                                                   ","bottle"]
[null,"Provisional Crown and Bridge material","Resin, acrylic, dental: Temporary Crowns, Powder , Poly-Ethyl Methacrylate, Self curing, Shade 69: 1 Bottle Powder 40g,                                                                                                                                                           .i Gratia: SNAP                                                                                                                                                                                                   ","Resin, acrylic, dental: Temporary Crowns, Powder , Poly-Ethyl Methacrylate, Self curing, Shade 69: 1 Bottle Powder 40g,                                                                                                                                                           .i Gratia: SNAP                                                                                                                                                                                                   ","bottle"]
[null,"Provisional Crown and Bridge material","Resin, acrylic, dental: Temporary Crowns, Powder , Poly-Ethyl Methacrylate, Self curing, Shade77: 1 Bottle Powder 40g,                                                                                                                                                           .i Gratia: SNAP                                                                                                                                                                                                   ","Resin, acrylic, dental: Temporary Crowns, Powder , Poly-Ethyl Methacrylate, Self curing, Shade77: 1 Bottle Powder 40g,                                                                                                                                                           .i Gratia: SNAP                                                                                                                                                                                                   ","bottle"]
[null,null,"New item"," Anatomically shaped matrices to create the No comment emergence profile  and anatomy  of the restored tooth in black triangles.The kit must  include:\nmyRing forte, the double spring separator ring that provides effective teeth separation and matrix retention.\nmyTines, autoclavable, repleaceable, and interchangeable ring extremities that make myRing Forte suitable for restoring both teeth with wide cavity preps, missing cusps as well as teeth with different crown heights.\nmyWedge, V-shaped wedge made of hi-tech plastic material. Perfectly compresses and adapts to the interproximal anatomy of teeth.\nLumiContrast, dark-blue matrices which significantly increase contrast and reduce glare effect, especially when using loupes or microscopes.\nQuickmat FLEX, sectional matrices with advanced elastic memory. Ultra-thin for easy insertion into tight proximal spaces and resilient for optimal deformation resistance.\n.i gratia: Unica Anterior Matrices IntroKit polydentia\nICN: ","Kit"]
[null,"Restorative accessory","Strip, abrasive, dental: Metal backed, abrasive lightening, Centre Gap\r\n1 Box 10 Pieces\r\n.i Gratia: Moyco Lightning Strips\r\nICN: 18-970-7824 BX","Strip, abrasive, dental: Metal backed, abrasive lightening, Centre Gap\n1 Box 10 Pieces\n.i Gratia: Moyco Lightning Strips\n","box"]
[null,"Restorative accessory","Strip, abrasive, dental: Plastic backed, Coarse/Medium Grit, Centre Gap\r\n1 Box 120 Pieces\r\n.i Gratia: 3M - Sof-Lex (1954)\r\nItem RT296-08-002 to RT296-08-003  will be awarded as a series\r\nICN: 18-970-2534 BX","Strip, abrasive, dental: Plastic backed, Coarse/Medium Grit, Centre Gap\n1 Box 120 Pieces\n.i Gratia: 3M - Sof-Lex (1954)\nItem RT296-08-003 to RT296-08-004  will be awarded as a series\n","box"]
[null,"Restorative accessory","Strip, abrasive, dental: Plastic Backed, Fine/Superfine  Grit, Centre Gap\r\n1 Box 150 Pieces\r\n.i Gratia: 3M - Sof-Lex (1956)\r\nICN: 18-970-2535 BX","Strip, abrasive, dental: Plastic Backed, Fine/Superfine  Grit, Centre Gap\n1 Box 150 Pieces\n.i Gratia: 3M - Sof-Lex (1956)\n","box"]
[null,"Restorative accessory","Strip, matrix, dental: Composite Technique, Polyester, Curved 10mm\r\n1 Box \r\n.i Gratia: Kerr 652 Hawe-Neos\r\nICN: 18-970-5358 BX\r\n","Strip, matrix, dental: Composite Technique, Polyester, Curved 10mm\n1 Box \n.i Gratia: Kerr 652 Hawe-Neos\n\n","box"]
[null,"Provisional Crown and Bridge material","'Matrix, Crown, Dental: Transparent, Acetate, Lower Canine No. 213, Right and Left Pairs  1 Pair\nExempli Gratia: P.D.\nICN: 18-970-7569 BX\nRT296-08-005 to RT296-08-025 will be awarded as a series\n","'Matrix, Crown, Dental: Transparent, Acetate, Lower Canine No. 213, Right and Left Pairs  1 Pair\nExempli Gratia: P.D.\nItem RT296-08-006 to RT296-08-026 will be awarded as a series\n","Pair"]
[null,"Provisional Crown and Bridge material","'Matrix, Crown, Dental: Transparent, Acetate, Lower Canine No. 212, Right and Left Pairs\n1 Pair\nExempli Gratia: P.D.\nICN: 18-970-7568 BXX","'Matrix, Crown, Dental: Transparent, Acetate, Lower Canine No. 212, Right and Left Pairs\n1 Pair\nExempli Gratia: P.D.\n","Pair"]
[null,"Provisional Crown and Bridge material","'Matrix, Crown, Dental: Transparent, Acetate, Upper Canine No. 23, Right and Left Pairs\n1 Pair\nExempli Gratia: P.D.\nICN: 18-970-7567 BX","'Matrix, Crown, Dental: Transparent, Acetate, Upper Canine No. 23, Right and Left Pairs\n1 Pair\nExempli Gratia: P.D.\n","Pair"]
[null,"Provisional Crown and Bridge material","Matrix, Crown, Dental: Transparent, Acetate, Upper Canine No. 3, Right and Left Pairs\n1 Pair\nExempli Gratia: P.D.\nICN: 18-974-0626 BX","Matrix, Crown, Dental: Transparent, Acetate, Upper Canine No. 3, Right and Left Pairs\n1 Pair\nExempli Gratia: P.D.\n","Pair"]
[null,"Provisional Crown and Bridge material","Matrix, Crown, Dental: Transparent, Acetate, Upper Central No. 1, Normal,  Right and Left Pairs\n1 Pair\nExempli Gratia: P.D.\nICN: 18-970-7564 BX","Matrix, Crown, Dental: Transparent, Acetate, Upper Central No. 1, Normal,  Right and Left Pairs\n1 Pair\nExempli Gratia: P.D.\n","Pair"]
[null,"Provisional Crown and Bridge material","Matrix, Crown, Dental: Transparent, Acetate, Upper Central No. 101, Cervical Part Enlarged,  Right and Left Pairs\n1 Pair\nExempli Gratia: P.D.\nICN: 18-970-7565 BX","Matrix, Crown, Dental: Transparent, Acetate, Upper Central No. 101, Cervical Part Enlarged,  Right and Left Pairs\n1 Pair\nExempli Gratia: P.D.\n","Pair"]
[null,"Provisional Crown and Bridge material","Matrix, Crown, Dental: Transparent, Acetate, Upper Central No. 11, Normal, Right and  Left Pairs\n1 Pair\nExempli Gratia: P.D.\nICN:18-974-0625 BX","Matrix, Crown, Dental: Transparent, Acetate, Upper Central No. 11, Normal, Right and  Left Pairs\n1 Pair\nExempli Gratia: P.D.\n","Pair"]
[null,"Provisional Crown and Bridge material","Matrix, Crown, Dental: Transparent, Acetate, Upper Central No. 111, Cervical Part Enlarged, Right and Left Pairs\n1 Pair\nExempli Gratia: P.D.\nICN: 18-974-0624 BX'","Matrix, Crown, Dental: Transparent, Acetate, Upper Central No. 111, Cervical Part Enlarged, Right and Left Pairs\n1 Pair\nExempli Gratia: P.D.\n","Pair"]
[null,"Provisional Crown and Bridge material","Matrix, Crown, Dental: Transparent, Acetate, Upper Central No. 121, Cervical Part Enlarged, Right and Left Pairs\n1 Pair\nExempli Gratia: P.D.\nICN: 18-974-0623 BXX","Matrix, Crown, Dental: Transparent, Acetate, Upper Central No. 121, Cervical Part Enlarged, Right and Left Pairs\n1 Pair\nExempli Gratia: P.D.\n","Pair"]
[null,"Provisional Crown and Bridge material","Matrix, Crown, Dental: Transparent, Acetate, Upper Central No. 131, Cervical Part Enlarged, Right and Left Paris\n1 Pair\nExempli Gratia: P.D.\nICN: 18-974-0622 BX","Matrix, Crown, Dental: Transparent, Acetate, Upper Central No. 131, Cervical Part Enlarged, Right and Left Paris\n1 Pair\nExempli Gratia: P.D.\n","pair"]
[null,"Provisional Crown and Bridge material","Matrix, Crown, Dental: Transparent, Acetate, Upper Central No. 141, Cervical Part Enlarged, Right and Left Paris\n1 Pair\nExempli Gratia: P.D.\nICN: 18-974-0621 BX","Matrix, Crown, Dental: Transparent, Acetate, Upper Central No. 141, Cervical Part Enlarged, Right and Left Paris\n1 Pair\nExempli Gratia: P.D.\n","Pair"]
[null,"Provisional Crown and Bridge material","Matrix, Crown, Dental: Transparent, Acetate, Upper Central No. 151, Cervical Part Enlarged, Right and Left Paris\n1 Pair\nExempli Gratia: P.D.\nICN: 18-974-0620 BX","Matrix, Crown, Dental: Transparent, Acetate, Upper Central No. 151, Cervical Part Enlarged, Right and Left Paris\n1 Pair\nExempli Gratia: P.D.\n","Pair"]
[null,"Provisional Crown and Bridge material","Matrix, Crown, Dental: Transparent, Acetate, Upper Central No. 21, Normal, Right and Left Pairs\n1 Pair\nExempli Gratia: P.D.\nICN: 18-974-0619 BX","Matrix, Crown, Dental: Transparent, Acetate, Upper Central No. 21, Normal, Right and Left Pairs\n1 Pair\nExempli Gratia: P.D.\n","Pair"]
[null,"Provisional Crown and Bridge material","Matrix, Crown, Dental: Transparent, Acetate, Upper Central No. 31, Normal, Right and Left Pairs\n1 Pair\nExempli Gratia: P.D.\nICN: 18-974-0618 BX","Matrix, Crown, Dental: Transparent, Acetate, Upper Central No. 31, Normal, Right and Left Pairs\n1 Pair\nExempli Gratia: P.D.\n","Pair"]
[null,"Provisional Crown and Bridge material","Matrix, Crown, Dental: Transparent, Acetate, Upper Central No. 41, Normal, Right and Left Pairs\n1 Pair\nExempli Gratia: P.D.\nICN:18-974-0617 BX","Matrix, Crown, Dental: Transparent, Acetate, Upper Central No. 41, Normal, Right and Left Pairs\n1 Pair\nExempli Gratia: P.D.\n","Pair"]
[null,"Provisional Crown and Bridge material","Matrix, Crown, Dental: Transparent, Acetate, Upper Central No. 51, Normal, Right and Left Pairs\n1 Pair\nExempli Gratia: P.D.\nICN: 18-974-0616 BX","Matrix, Crown, Dental: Transparent, Acetate, Upper Central No. 51, Normal, Right and Left Pairs\n1 Pair\nExempli Gratia: P.D.\n","Pair"]
[null,"Provisional Crown and Bridge material","Matrix, Crown, Dental: Transparent, Acetate, Upper Lateral  No. 12, Right and Left Pairs\n1 Pair\nExempli Gratia: P.D.\nICN:18-970-7566 BX","Matrix, Crown, Dental: Transparent, Acetate, Upper Lateral  No. 12, Right and Left Pairs\n1 Pair\nExempli Gratia: P.D.\n","Pair"]
[null,"Provisional Crown and Bridge material","Matrix, Crown, Dental: Transparent, Acetate, Upper Lateral  No. 2, Right and Left Pairs\n1 Pair\nExempli Gratia: P.D.\nICN: 18-974-0614 BX","Matrix, Crown, Dental: Transparent, Acetate, Upper Lateral  No. 2, Right and Left Pairs\n1 Pair\nExempli Gratia: P.D.\n"]
[null,"Provisional Crown and Bridge material","Matrix, Crown, Dental: Transparent, Acetate, Upper Lateral  No. 22, Right and Left Pairs\n1 Pair\nExempli Gratia: P.D.\nICN: 18-974-0613 BX","Matrix, Crown, Dental: Transparent, Acetate, Upper Lateral  No. 22, Right and Left Pairs\n1 Pair\nExempli Gratia: P.D.\nICN: 18-974-0613 BX"]
[null,"Provisional Crown and Bridge material","Matrix, Crown, Dental: Transparent, Acetate, Upper Lateral  No. 32, Right and Left Pairs\n1 Pair\nExempli Gratia: P.D.\nICN: 18-974-0615 BX","Matrix, Crown, Dental: Transparent, Acetate, Upper Lateral  No. 32, Right and Left Pairs\n1 Pair\nExempli Gratia: P.D.\nICN: 18-974-0615 BX"]
[null,"Provisional Crown and Bridge material","Matrix, Crown, Dental: Transparent, Acetate, Upper Lateral  No. 42, Right and Left Pairs\n1 Pair\nExempli Gratia: P.D.\nICN: 18-974-0611 BX","Matrix, Crown, Dental: Transparent, Acetate, Upper Lateral  No. 42, Right and Left Pairs\n1 Pair\nExempli Gratia: P.D.\nICN: 18-974-0611 BX"]
[null,"Provisional Crown and Bridge material","Crown Set, Dental, Temporary: Polycarbonate, Anteriors and Premolar Crown Set\n180 Crowns and system organiser - 60 sizes\nExempli Gratia: 3M\nICN: 18-032-3180 KT\nRT296-08-026 to RT296-08-083","Crown Set, Dental, Temporary: Polycarbonate, Anteriors and Premolar Crown Set\n180 Crowns and system organiser - 60 sizes\nExempli Gratia: 3M\nItem RT296-08-027 to RT296-08-084 will be awarded as a series","Set"]
[null,"Provisional Crown and Bridge material","Crown, Dental, Temporary: Polycarbonate, Canine, Upper Left, No 035\n1 Box 5 Crowns\nExempli Gratia: 3M\nICN:18-178-5806 BX","Crown, Dental, Temporary: Polycarbonate, Canine, Upper Left, No 035\n1 Box 5 Crowns\nExempli Gratia: 3M\n","Box"]
[null,"Provisional Crown and Bridge material","Crown, Dental, Temporary: Polycarbonate, Canine, Upper Left, No 036\n1 Box 5 Crowns\nExempli Gratia: 3M\nICN: 18-178-5808 BX","Crown, Dental, Temporary: Polycarbonate, Canine, Upper Left, No 036\n1 Box 5 Crowns\nExempli Gratia: 3M\n"]
[null,"Provisional Crown and Bridge material","Crown, Dental, Temporary: Polycarbonate, Canine, Upper Left, No 037\n1 Box 5 Crowns\nExempli Gratia: 3M\nICN: 18-178-5810 BX","Crown, Dental, Temporary: Polycarbonate, Canine, Upper Left, No 037\n1 Box 5 Crowns\nExempli Gratia: 3M\n"]
[null,"Provisional Crown and Bridge material","Crown, Dental, Temporary: Polycarbonate, Canine, Upper Left, No 038\n1 Box 5 Crowns\nExempli Gratia: 3M\nICN: 18-178-5812 BX","Crown, Dental, Temporary: Polycarbonate, Canine, Upper Left, No 038\n1 Box 5 Crowns\nExempli Gratia: 3M\n"]
[null,"Provisional Crown and Bridge material","Crown, Dental, Temporary: Polycarbonate, Canine, Upper Left, No 039\n1 Box 5 Crowns\nExempli Gratia: 3M\nICN: 18-178-5813 BX","Crown, Dental, Temporary: Polycarbonate, Canine, Upper Left, No 039\n1 Box 5 Crowns\nExempli Gratia: 3M\n"]
[null,"Provisional Crown and Bridge material","Crown, Dental, Temporary: Polycarbonate, Canine, Upper Right, No 030\n1 Box 5 Crowns\nExempli Gratia: 3M\nICN: 18-178-5827 BX","Crown, Dental, Temporary: Polycarbonate, Canine, Upper Right, No 030\n1 Box 5 Crowns\nExempli Gratia: 3M\n"]
[null,"Provisional Crown and Bridge material","Crown, Dental, Temporary: Polycarbonate, Canine, Upper Right, No 031\n1 Box 5 Crowns\nExempli Gratia: 3M\nICN: 18-178-5828 BX","Crown, Dental, Temporary: Polycarbonate, Canine, Upper Right, No 031\n1 Box 5 Crowns\nExempli Gratia: 3M\n"]
[null,"Provisional Crown and Bridge material","Crown, Dental, Temporary: Polycarbonate, Canine, Upper Right, No 032\n1 Box 5 Crowns\nExempli Gratia: 3M\nICN: 18-178-5829 BX","Crown, Dental, Temporary: Polycarbonate, Canine, Upper Right, No 032\n1 Box 5 Crowns\nExempli Gratia: 3M\n"]
[null,"Provisional Crown and Bridge material","Crown, Dental, Temporary: Polycarbonate, Canine, Upper Right, No 033\n1 Box 5 Crowns\nExempli Gratia: 3M\nICN: 18-178-5835 BX","Crown, Dental, Temporary: Polycarbonate, Canine, Upper Right, No 033\n1 Box 5 Crowns\nExempli Gratia: 3M\n"]
[null,"Provisional Crown and Bridge material","Crown, Dental, Temporary: Polycarbonate, Canine, Upper Right, No 034\n1 Box 5 Crowns\nExempli Gratia: 3M\nICN: 18-178-5840 BX","Crown, Dental, Temporary: Polycarbonate, Canine, Upper Right, No 034\n1 Box 5 Crowns\nExempli Gratia: 3M\n"]
[null,"Provisional Crown and Bridge material","Crown, Dental, Temporary: Polycarbonate, Canine, Upper Right, No 300\n1 Box 5 Crowns\nExempli Gratia: 3M\nICN: 18-178-5841 BX","Crown, Dental, Temporary: Polycarbonate, Canine, Upper Right, No 300\n1 Box 5 Crowns\nExempli Gratia: 3M\n"]
[null,"Provisional Crown and Bridge material","Crown, Dental, Temporary: Polycarbonate, Canine, Upper Right, No 301\n1 Box 5 Crowns\nExempli Gratia: 3M\nICN: 18-178-5847 BX","Crown, Dental, Temporary: Polycarbonate, Canine, Upper Right, No 301\n1 Box 5 Crowns\nExempli Gratia: 3M\n"]
[null,"Provisional Crown and Bridge material","Crown, Dental, Temporary: Polycarbonate, Central, Upper Left, No 015\n1 Box 5 Crowns\nExempli Gratia: 3M\nICN: 18-031-4154 BX","Crown, Dental, Temporary: Polycarbonate, Central, Upper Left, No 015\n1 Box 5 Crowns\nExempli Gratia: 3M\n"]
[null,"Provisional Crown and Bridge material","Crown, Dental, Temporary: Polycarbonate, Central, Upper Left, No 016\n1 Box 5 Crowns\nExempli Gratia: 3M\nICN: 18-031-4158 BX","Crown, Dental, Temporary: Polycarbonate, Central, Upper Left, No 016\n1 Box 5 Crowns\nExempli Gratia: 3M\n"]
[null,"Provisional Crown and Bridge material","Crown, Dental, Temporary: Polycarbonate, Central, Upper Left, No 017\n1 Box 5 Crowns\nExempli Gratia: 3M\nICN: 18-031-4155 BX","Crown, Dental, Temporary: Polycarbonate, Central, Upper Left, No 017\n1 Box 5 Crowns\nExempli Gratia: 3M\n"]
[null,"Provisional Crown and Bridge material","Crown, Dental, Temporary: Polycarbonate, Central, Upper Left, No 018\n1 Box 5 Crowns\nExempli Gratia: 3M\nICN: 18-031-4176 BX","Crown, Dental, Temporary: Polycarbonate, Central, Upper Left, No 018\n1 Box 5 Crowns\nExempli Gratia: 3M\n"]
[null,"Provisional Crown and Bridge material","Crown, Dental, Temporary: Polycarbonate, Central, Upper Left, No 019\n1 Box 5 Crowns\nExempli Gratia: 3M\nICN: 18-031-4173 BX","Crown, Dental, Temporary: Polycarbonate, Central, Upper Left, No 019\n1 Box 5 Crowns\nExempli Gratia: 3M\n"]
[null,"Provisional Crown and Bridge material","Crown, Dental, Temporary: Polycarbonate, Central, Upper Left, No 102\n1 Box 5 Crowns\nExempli Gratia: 3M\nICN: 18-178-5706 BX","Crown, Dental, Temporary: Polycarbonate, Central, Upper Left, No 102\n1 Box 5 Crowns\nExempli Gratia: 3M\n"]
[null,"Provisional Crown and Bridge material","Crown, Dental, Temporary: Polycarbonate, Central, Upper Left, No 103\n1 Box 5 Crowns\nExempli Gratia: 3M\nICN: 18-178-5707 BX","Crown, Dental, Temporary: Polycarbonate, Central, Upper Left, No 103\n1 Box 5 Crowns\nExempli Gratia: 3M\n"]
[null,"Provisional Crown and Bridge material","Crown, Dental, Temporary: Polycarbonate, Central, Upper Right, No 010\n1 Box 5 Crowns\nExempli Gratia: 3M\nICN: 18-178-5780 BX","Crown, Dental, Temporary: Polycarbonate, Central, Upper Right, No 010\n1 Box 5 Crowns\nExempli Gratia: 3M\n"]
[null,"Provisional Crown and Bridge material","Crown, Dental, Temporary: Polycarbonate, Central, Upper Right, No 011\n1 Box 5 Crowns\nExempli Gratia: 3M\nICN: 18-178-5781 BX","Crown, Dental, Temporary: Polycarbonate, Central, Upper Right, No 011\n1 Box 5 Crowns\nExempli Gratia: 3M\n"]
[null,"Provisional Crown and Bridge material","Crown, Dental, Temporary: Polycarbonate, Central, Upper Right, No 012\n1 Box 5 Crowns\nExempli Gratia: 3M\nICN: 18-178-5782 BX","Crown, Dental, Temporary: Polycarbonate, Central, Upper Right, No 012\n1 Box 5 Crowns\nExempli Gratia: 3M\n"]
[null,"Provisional Crown and Bridge material","Crown, Dental, Temporary: Polycarbonate, Central, Upper Right, No 013\n1 Box 5 Crowns\nExempli Gratia: 3M\nICN: 18-178-5783 BX","Crown, Dental, Temporary: Polycarbonate, Central, Upper Right, No 013\n1 Box 5 Crowns\nExempli Gratia: 3M\n"]
[null,"Provisional Crown and Bridge material","Crown, Dental, Temporary: Polycarbonate, Central, Upper Right, No 014\n1 Box 5 Crowns\nExempli Gratia: 3M\nICN: 18-178-5784 BX","Crown, Dental, Temporary: Polycarbonate, Central, Upper Right, No 014\n1 Box 5 Crowns\nExempli Gratia: 3M\n"]
[null,"Provisional Crown and Bridge material","Crown, Dental, Temporary: Polycarbonate, Central, Upper Right, No 100\n1 Box 5 Crowns\nExempli Gratia: 3M\nICN: 18-178-5785 BX","Crown, Dental, Temporary: Polycarbonate, Central, Upper Right, No 100\n1 Box 5 Crowns\nExempli Gratia: 3M\n"]
[null,"Provisional Crown and Bridge material","Crown, Dental, Temporary: Polycarbonate, Central, Upper Right, No 101\n1 Box 5 Crowns\nExempli Gratia: 3M\nICN: 18-178-5803 BX","Crown, Dental, Temporary: Polycarbonate, Central, Upper Right, No 101\n1 Box 5 Crowns\nExempli Gratia: 3M\n"]
[null,"Provisional Crown and Bridge material","Crown, Dental, Temporary: Polycarbonate, Lateral, Upper Left , No 025\n1 Box 5 Crowns\nExempli Gratia: 3M\nICN: 18-178-5900 BX","Crown, Dental, Temporary: Polycarbonate, Lateral, Upper Left , No 025\n1 Box 5 Crowns\nExempli Gratia: 3M\n"]
[null,"Provisional Crown and Bridge material","Crown, Dental, Temporary: Polycarbonate, Lateral, Upper Left , No 026\n1 Box 5 Crowns\nExempli Gratia: 3M\nICN: 18-178-5921 BX","Crown, Dental, Temporary: Polycarbonate, Lateral, Upper Left , No 026\n1 Box 5 Crowns\nExempli Gratia: 3M\n"]
[null,"Provisional Crown and Bridge material","Crown, Dental, Temporary: Polycarbonate, Lateral, Upper Left , No 027\n1 Box 5 Crowns\nExempli Gratia: 3M\nICN: 18-178-5925 BX","Crown, Dental, Temporary: Polycarbonate, Lateral, Upper Left , No 027\n1 Box 5 Crowns\nExempli Gratia: 3M\n"]
[null,"Provisional Crown and Bridge material","Crown, Dental, Temporary: Polycarbonate, Lateral, Upper Left , No 028\n1 Box 5 Crowns\nExempli Gratia: 3M\nICN: 18-178-5926 BX","Crown, Dental, Temporary: Polycarbonate, Lateral, Upper Left , No 028\n1 Box 5 Crowns\nExempli Gratia: 3M\n"]
[null,"Provisional Crown and Bridge material","Crown, Dental, Temporary: Polycarbonate, Lateral, Upper Left , No 029\n1 Box 5 Crowns\nExempli Gratia: 3M\nICN: 18-178-5927 BX","Crown, Dental, Temporary: Polycarbonate, Lateral, Upper Left , No 029\n1 Box 5 Crowns\nExempli Gratia: 3M\n"]
[null,"Provisional Crown and Bridge material","Crown, Dental, Temporary: Polycarbonate, Lateral, Upper Left , No 200\n1 Box 5 Crowns\nExempli Gratia: 3M\nICN: 18-178-5928 BX","Crown, Dental, Temporary: Polycarbonate, Lateral, Upper Left , No 200\n1 Box 5 Crowns\nExempli Gratia: 3M\n"]
[null,"Provisional Crown and Bridge material","Crown, Dental, Temporary: Polycarbonate, Lateral, Upper Right, No 002\n1 Box 5 Crowns\nExempli Gratia: 3M\nICN: 18-178-5929 BX","Crown, Dental, Temporary: Polycarbonate, Lateral, Upper Right, No 002\n1 Box 5 Crowns\nExempli Gratia: 3M\n"]
[null,"Provisional Crown and Bridge material","Crown, Dental, Temporary: Polycarbonate, Lateral, Upper Right, No 020\n1 Box 5 Crowns\nExempli Gratia: 3M\nICN: 18-178-5954 BX","Crown, Dental, Temporary: Polycarbonate, Lateral, Upper Right, No 020\n1 Box 5 Crowns\nExempli Gratia: 3M\n"]
[null,"Provisional Crown and Bridge material","Crown, Dental, Temporary: Polycarbonate, Lateral, Upper Right, No 021\n1 Box 5 Crowns\nExempli Gratia: 3M\nICN: 18-178-5955 BX","Crown, Dental, Temporary: Polycarbonate, Lateral, Upper Right, No 021\n1 Box 5 Crowns\nExempli Gratia: 3M\n"]
[null,"Provisional Crown and Bridge material","Crown, Dental, Temporary: Polycarbonate, Lateral, Upper Right, No 022\n1 Box 5 Crowns\nExempli Gratia: 3M\nICN: 18-178-5957 BX","Crown, Dental, Temporary: Polycarbonate, Lateral, Upper Right, No 022\n1 Box 5 Crowns\nExempli Gratia: 3M\n"]
[null,"Provisional Crown and Bridge material","Crown, Dental, Temporary: Polycarbonate, Lateral, Upper Right, No 023\n1 Box 5 Crowns\nExempli Gratia: 3M\nICN: 18-178-5960 BX","Crown, Dental, Temporary: Polycarbonate, Lateral, Upper Right, No 023\n1 Box 5 Crowns\nExempli Gratia: 3M\n"]
[null,"Provisional Crown and Bridge material","Crown, Dental, Temporary: Polycarbonate, Lateral, Upper Right, No 024\n1 Box 5 Crowns\nExempli Gratia: 3M\nICN: 18-178-5963 BX","Crown, Dental, Temporary: Polycarbonate, Lateral, Upper Right, No 024\n1 Box 5 Crowns\nExempli Gratia: 3M\n"]
[null,"Provisional Crown and Bridge material","Crown, Dental, Temporary: Polycarbonate, Lower Anterior, Long, No 060\n1 Box 5 Crowns\nExempli Gratia: 3M\nICN: 18-178-5848 BX","Crown, Dental, Temporary: Polycarbonate, Lower Anterior, Long, No 060\n1 Box 5 Crowns\nExempli Gratia: 3M\n"]
[null,"Provisional Crown and Bridge material","Crown, Dental, Temporary: Polycarbonate, Lower Anterior, Long, No 061\n1 Box 5 Crowns\nExempli Gratia: 3M\nICN: 18-178-5850 BX","Crown, Dental, Temporary: Polycarbonate, Lower Anterior, Long, No 061\n1 Box 5 Crowns\nExempli Gratia: 3M\n"]
[null,"Provisional Crown and Bridge material","Crown, Dental, Temporary: Polycarbonate, Lower Anterior, Long, No 062\n1 Box 5 Crowns\nExempli Gratia: 3M\nICN: 18-178-5851 BX","Crown, Dental, Temporary: Polycarbonate, Lower Anterior, Long, No 062\n1 Box 5 Crowns\nExempli Gratia: 3M\n"]
[null,"Provisional Crown and Bridge material","Crown, Dental, Temporary: Polycarbonate, Lower Anterior, Long, No 063\n1 Box 5 Crowns\nExempli Gratia: 3M\nICN: 18-178-5852 BX","Crown, Dental, Temporary: Polycarbonate, Lower Anterior, Long, No 063\n1 Box 5 Crowns\nExempli Gratia: 3M\n"]
[null,"Provisional Crown and Bridge material","Crown, Dental, Temporary: Polycarbonate, Lower Anterior, Long, No 064\n1 Box 5 Crowns\nExempli Gratia: 3M\nICN: 18-178-5853 BX","Crown, Dental, Temporary: Polycarbonate, Lower Anterior, Long, No 064\n1 Box 5 Crowns\nExempli Gratia: 3M\n"]
[null,"Provisional Crown and Bridge material","Crown, Dental, Temporary: Polycarbonate, Lower Anterior, Short, No 065\n1 Box 5 Crowns\nExempli Gratia: 3M\nICN: 18-178-5880 BX","Crown, Dental, Temporary: Polycarbonate, Lower Anterior, Short, No 065\n1 Box 5 Crowns\nExempli Gratia: 3M\n"]
[null,"Provisional Crown and Bridge material","Crown, Dental, Temporary: Polycarbonate, Lower Anterior, Short, No 066\n1 Box 5 Crowns\nExempli Gratia: 3M\nICN: 18-178-5886 BX","Crown, Dental, Temporary: Polycarbonate, Lower Anterior, Short, No 066\n1 Box 5 Crowns\nExempli Gratia: 3M\n"]
[null,"Provisional Crown and Bridge material","Crown, Dental, Temporary: Polycarbonate, Lower Anterior, Short, No 067\n1 Box 5 Crowns\nExempli Gratia: 3M\nICN: 18-178-5888 BX","Crown, Dental, Temporary: Polycarbonate, Lower Anterior, Short, No 067\n1 Box 5 Crowns\nExempli Gratia: 3M\n"]
[null,"Provisional Crown and Bridge material","Crown, Dental, Temporary: Polycarbonate, Lower Anterior, Short, No 068\n1 Box 5 Crowns\nExempli Gratia: 3M\nICN: 18-178-5894 BX","Crown, Dental, Temporary: Polycarbonate, Lower Anterior, Short, No 068\n1 Box 5 Crowns\nExempli Gratia: 3M\n"]
[null,"Provisional Crown and Bridge material","Crown, Dental, Temporary: Polycarbonate, Lower Anterior, Short, No 069\n1 Box 5 Crowns\nExempli Gratia: 3M\nICN: 18-178-8859 BX","Crown, Dental, Temporary: Polycarbonate, Lower Anterior, Short, No 069\n1 Box 5 Crowns\nExempli Gratia: 3M\n"]
[null,"Provisional Crown and Bridge material","Crown, Dental, Temporary: Polycarbonate, Premolar, Large, No 040\n1 Box 5 Crowns\nExempli Gratia: 3M\nICN: 18-178-5967 BX","Crown, Dental, Temporary: Polycarbonate, Premolar, Large, No 040\n1 Box 5 Crowns\nExempli Gratia: 3M\n"]
[null,"Provisional Crown and Bridge material","Crown, Dental, Temporary: Polycarbonate, Premolar, Large, No 041\n1 Box 5 Crowns\nExempli Gratia: 3M\nICN: 18-178-5980 BX","Crown, Dental, Temporary: Polycarbonate, Premolar, Large, No 041\n1 Box 5 Crowns\nExempli Gratia: 3M\n"]
[null,"Provisional Crown and Bridge material","Crown, Dental, Temporary: Polycarbonate, Premolar, Large, No 042\n1 Box 5 Crowns\nExempli Gratia: 3M\nICN: 18-178-5981 BX","Crown, Dental, Temporary: Polycarbonate, Premolar, Large, No 042\n1 Box 5 Crowns\nExempli Gratia: 3M\n"]
[null,"Provisional Crown and Bridge material","Crown, Dental, Temporary: Polycarbonate, Premolar, Large, No 043\n1 Box 5 Crowns\nExempli Gratia: 3M\nICN: 18-178-5982 BX","Crown, Dental, Temporary: Polycarbonate, Premolar, Large, No 043\n1 Box 5 Crowns\nExempli Gratia: 3M\n"]
[null,"Provisional Crown and Bridge material","Crown, Dental, Temporary: Polycarbonate, Premolar, Large, No 044\n1 Box 5 Crowns\nExempli Gratia: 3M\nICN: 18-178-5984 BX","Crown, Dental, Temporary: Polycarbonate, Premolar, Large, No 044\n1 Box 5 Crowns\nExempli Gratia: 3M\n"]
[null,"Provisional Crown and Bridge material","Crown, Dental, Temporary: Polycarbonate, Premolar, Small, No 050\n1 Box 5 Crowns\nExempli Gratia: 3M\nICN: 18-178-5987 BX","Crown, Dental, Temporary: Polycarbonate, Premolar, Small, No 050\n1 Box 5 Crowns\nExempli Gratia: 3M\n"]
[null,"Provisional Crown and Bridge material","Crown, Dental, Temporary: Polycarbonate, Premolar, Small, No 051\n1 Box 5 Crowns\nExempli Gratia: 3M\nICN: 18-178-5989 BX","Crown, Dental, Temporary: Polycarbonate, Premolar, Small, No 051\n1 Box 5 Crowns\nExempli Gratia: 3M\n"]
[null,"Provisional Crown and Bridge material","Crown, Dental, Temporary: Polycarbonate, Premolar, Small, No 053\n1 Box 5 Crowns\nExempli Gratia: 3M\nICN: 18-178-6035 BX","Crown, Dental, Temporary: Polycarbonate, Premolar, Small, No 053\n1 Box 5 Crowns\nExempli Gratia: 3M\n"]
[null,"Provisional Crown and Bridge material","Crown, Dental, Temporary: Polycarbonate, Premolar, Small, No 054\n1 Box 5 Crowns\nExempli Gratia: 3M\nICN: 18-178-6036 BX","Crown, Dental, Temporary: Polycarbonate, Premolar, Small, No 054\n1 Box 5 Crowns\nExempli Gratia: 3M\n"]
[null,"Provisional Crown and Bridge material","Crown Set, Dental, Temporary: Nitro Stainless Steel, Primary Molars - Standard Set\n96 Crowns and system organiser - 48 sizes\nExempli Gratia: 3M\nICN:18-179-2142 SE\nRT296-08-084 to RT296-08-131 will be awarded as a series","Crown Set, Dental, Temporary: Nitro Stainless Steel, Primary Molars - Standard Set\n96 Crowns and system organiser - 48 sizes\nExempli Gratia: 3M\nItem RT296-08-085 to RT296-08-132 will be awarded as a series"]
[null,"Provisional Crown and Bridge material","Crown, Dental, Temporary: Nitro Stainless Steel, Primary Molar - First, Lower Left, No D-LL-2\n1 Box 5 Crowns\nExempli Gratia: 3M\nICN: 18-178-5581 BX","Crown, Dental, Temporary: Nitro Stainless Steel, Primary Molar - First, Lower Left, No D-LL-2\n1 Box 5 Crowns\nExempli Gratia: 3M\n"]
[null,"Provisional Crown and Bridge material","Crown, Dental, Temporary: Nitro Stainless Steel, Primary Molar - First, Lower Left, No D-LL-3\n1 Box 5 Crowns\nExempli Gratia: 3M\nICN: 18-178-5583 BX","Crown, Dental, Temporary: Nitro Stainless Steel, Primary Molar - First, Lower Left, No D-LL-3\n1 Box 5 Crowns\nExempli Gratia: 3M\nICN: 18-178-5583 BX"]
[null,"Provisional Crown and Bridge material","Crown, Dental, Temporary: Nitro Stainless Steel, Primary Molar - First, Lower Left, No D-LL-4\n1 Box 5 Crowns\nExempli Gratia: 3M\nICN: 18-178-5587 BX","Crown, Dental, Temporary: Nitro Stainless Steel, Primary Molar - First, Lower Left, No D-LL-4\n1 Box 5 Crowns\nExempli Gratia: 3M\nICN: 18-178-5587 BX"]
[null,"Provisional Crown and Bridge material","Crown, Dental, Temporary: Nitro Stainless Steel, Primary Molar - First, Lower Left, No D-LL-5\n1 Box 5 Crowns\nExempli Gratia: 3M\nICN: 18-178-5588 BX","Crown, Dental, Temporary: Nitro Stainless Steel, Primary Molar - First, Lower Left, No D-LL-5\n1 Box 5 Crowns\nExempli Gratia: 3M\n"]
[null,"Provisional Crown and Bridge material","Crown, Dental, Temporary: Nitro Stainless Steel, Primary Molar - First, Lower Left, No D-LL-6\n1 Box 5 Crowns\nExempli Gratia: 3M\nICN: 18-178-5589 BX","Crown, Dental, Temporary: Nitro Stainless Steel, Primary Molar - First, Lower Left, No D-LL-6\n1 Box 5 Crowns\nExempli Gratia: 3M\n"]
[null,"Provisional Crown and Bridge material","Crown, Dental, Temporary: Nitro Stainless Steel, Primary Molar - First, Lower Left, No D-LL-7\n1 Box 5 Crowns\nExempli Gratia: 3M\nICN: 18-178-5590 BX","Crown, Dental, Temporary: Nitro Stainless Steel, Primary Molar - First, Lower Left, No D-LL-7\n1 Box 5 Crowns\nExempli Gratia: 3M\n"]
[null,"Provisional Crown and Bridge material","Crown, Dental, Temporary: Nitro Stainless Steel, Primary Molar - First, Lower Right, No D-LR-2\n1 Box 5 Crowns\nExempli Gratia: 3M\nICN: 18-178-5591 BX","Crown, Dental, Temporary: Nitro Stainless Steel, Primary Molar - First, Lower Right, No D-LR-2\n1 Box 5 Crowns\nExempli Gratia: 3M\n"]
[null,"Provisional Crown and Bridge material","Crown, Dental, Temporary: Nitro Stainless Steel, Primary Molar - First, Lower Right, No D-LR-3\n1 Box 5 Crowns\nExempli Gratia: 3M\nICN: 18-178-5592 BX","Crown, Dental, Temporary: Nitro Stainless Steel, Primary Molar - First, Lower Right, No D-LR-3\n1 Box 5 Crowns\nExempli Gratia: 3M\n"]
[null,"Provisional Crown and Bridge material","Crown, Dental, Temporary: Nitro Stainless Steel, Primary Molar - First, Lower Right, No D-LR-4\n1 Box 5 Crowns\nExempli Gratia: 3M\nICN: 18-178-5593 BX","Crown, Dental, Temporary: Nitro Stainless Steel, Primary Molar - First, Lower Right, No D-LR-4\n1 Box 5 Crowns\nExempli Gratia: 3M\n"]
[null,"Provisional Crown and Bridge material","Crown, Dental, Temporary: Nitro Stainless Steel, Primary Molar - First, Lower Right, No D-LR-5\n1 Box 5 Crowns\nExempli Gratia: 3M\nICN: 18-178-5594 BX","Crown, Dental, Temporary: Nitro Stainless Steel, Primary Molar - First, Lower Right, No D-LR-5\n1 Box 5 Crowns\nExempli Gratia: 3M\n"]
[null,"Provisional Crown and Bridge material","Crown, Dental, Temporary: Nitro Stainless Steel, Primary Molar - First, Lower Right, No D-LR-6\n1 Box 5 Crowns\nExempli Gratia: 3M\nICN: 18-178-5596 BX","Crown, Dental, Temporary: Nitro Stainless Steel, Primary Molar - First, Lower Right, No D-LR-6\n1 Box 5 Crowns\nExempli Gratia: 3M\n"]
[null,"Provisional Crown and Bridge material","Crown, Dental, Temporary: Nitro Stainless Steel, Primary Molar - First, Lower Right, No D-LR-7\n1 Box 5 Crowns\nExempli Gratia: 3M\nICN: 18-178-5597 BX","Crown, Dental, Temporary: Nitro Stainless Steel, Primary Molar - First, Lower Right, No D-LR-7\n1 Box 5 Crowns\nExempli Gratia: 3M\n"]
[null,"Provisional Crown and Bridge material","Crown, Dental, Temporary: Nitro Stainless Steel, Primary Molar - First, Upper Left, No D-UL-2\n1 Box 5 Crowns\nExempli Gratia: 3M\nICN: 18-178-5678 BX","Crown, Dental, Temporary: Nitro Stainless Steel, Primary Molar - First, Upper Left, No D-UL-2\n1 Box 5 Crowns\nExempli Gratia: 3M\n"]
[null,"Provisional Crown and Bridge material","Crown, Dental, Temporary: Nitro Stainless Steel, Primary Molar - First, Upper Left, No D-UL-3\n1 Box 5 Crowns\nExempli Gratia: 3M\nICN: 18-178-5677 BX","Crown, Dental, Temporary: Nitro Stainless Steel, Primary Molar - First, Upper Left, No D-UL-3\n1 Box 5 Crowns\nExempli Gratia: 3M\n"]
[null,"Provisional Crown and Bridge material","Crown, Dental, Temporary: Nitro Stainless Steel, Primary Molar - First, Upper Left, No D-UL-4\n1 Box 5 Crowns\nExempli Gratia: 3M\nICN: 18-178-5654 BX","Crown, Dental, Temporary: Nitro Stainless Steel, Primary Molar - First, Upper Left, No D-UL-4\n1 Box 5 Crowns\nExempli Gratia: 3M\n"]
[null,"Provisional Crown and Bridge material","Crown, Dental, Temporary: Nitro Stainless Steel, Primary Molar - First, Upper Left, No D-UL-5\n1 Box 5 Crowns\nExempli Gratia: 3M\nICN: 18-178-5655 BX","Crown, Dental, Temporary: Nitro Stainless Steel, Primary Molar - First, Upper Left, No D-UL-5\n1 Box 5 Crowns\nExempli Gratia: 3M\n"]
[null,"Provisional Crown and Bridge material","Crown, Dental, Temporary: Nitro Stainless Steel, Primary Molar - First, Upper Left, No D-UL-6\n1 Box 5 Crowns\nExempli Gratia: 3M\nICN: 18-178-5657 BX","Crown, Dental, Temporary: Nitro Stainless Steel, Primary Molar - First, Upper Left, No D-UL-6\n1 Box 5 Crowns\nExempli Gratia: 3M\n"]
[null,"Provisional Crown and Bridge material","Crown, Dental, Temporary: Nitro Stainless Steel, Primary Molar - First, Upper Left, No D-UL-7\n1 Box 5 Crowns\nExempli Gratia:  3M\nICN: 18-178-5561 BX","Crown, Dental, Temporary: Nitro Stainless Steel, Primary Molar - First, Upper Left, No D-UL-7\n1 Box 5 Crowns\nExempli Gratia:  3M\n"]
[null,"Provisional Crown and Bridge material","Crown, Dental, Temporary: Nitro Stainless Steel, Primary Molar - First, Upper Right, No D-UR-2\n1 Box 5 Crowns\nExempli Gratia:  3M\nICN: 18-178-5663 BX","Crown, Dental, Temporary: Nitro Stainless Steel, Primary Molar - First, Upper Right, No D-UR-2\n1 Box 5 Crowns\nExempli Gratia:  3M\n"]
[null,"Provisional Crown and Bridge material","Crown, Dental, Temporary: Nitro Stainless Steel, Primary Molar - First, Upper Right, No D-UR-3\n1 Box 5 Crowns\nExempli Gratia:  3M\nICN: 18-178-5665 BX","Crown, Dental, Temporary: Nitro Stainless Steel, Primary Molar - First, Upper Right, No D-UR-3\n1 Box 5 Crowns\nExempli Gratia:  3M\n"]
[null,"Provisional Crown and Bridge material","Crown, Dental, Temporary: Nitro Stainless Steel, Primary Molar - First, Upper Right, No D-UR-4\n1 Box 5 Crowns\nExempli Gratia:  3M\nICN: 18-178-5671 BX","Crown, Dental, Temporary: Nitro Stainless Steel, Primary Molar - First, Upper Right, No D-UR-4\n1 Box 5 Crowns\nExempli Gratia:  3M\nICN: 18-178-5671 BX"]
[null,"Provisional Crown and Bridge material","Crown, Dental, Temporary: Nitro Stainless Steel, Primary Molar - First, Upper Right, No D-UR-5\n1 Box 5 Crowns\nExempli Gratia:  3M\nICN: 18-178-5672 BX","Crown, Dental, Temporary: Nitro Stainless Steel, Primary Molar - First, Upper Right, No D-UR-5\n1 Box 5 Crowns\nExempli Gratia:  3M\n"]
[null,"Provisional Crown and Bridge material","Crown, Dental, Temporary:  Nitro Stainless Steel, Primary Molar - First, Upper Right, No D-UR-6\n1 Box 5 Crowns\nExempli Gratia:  3M\nICN: 18-178-5674 BX","Crown, Dental, Temporary:  Nitro Stainless Steel, Primary Molar - First, Upper Right, No D-UR-6\n1 Box 5 Crowns\nExempli Gratia:  3M\n"]
[null,"Provisional Crown and Bridge material","Crown, Dental, Temporary:  Nitro Stainless Steel, Primary Molar - First, Upper Right, No D-UR-6\n1 Box 5 Crowns\nExempli Gratia:  3M\nICN: 18-178-5674 BX","Crown, Dental, Temporary:  Nitro Stainless Steel, Primary Molar - First, Upper Right, No D-UR-6\n1 Box 5 Crowns\nExempli Gratia:  3M\n"]
[null,"Provisional Crown and Bridge material","Crown, Dental, Temporary: Nitro Stainless Steel, Primary Molar - First, Upper Right, No D-UR-7\n1 Box 5 Crowns\nExempli Gratia:  3M\nICN: 18-178-5675 BX","Crown, Dental, Temporary: Nitro Stainless Steel, Primary Molar - First, Upper Right, No D-UR-7\n1 Box 5 Crowns\nExempli Gratia:  3M\n"]
[null,"Provisional Crown and Bridge material","Crown, Dental, Temporary: Nitro Stainless Steel, Primary Molar - Secondary, Lower Left, No E-LL-2\n1 Box 5 Crowns\nExempli Gratia:  3M\nICN: 18-178-5613 BX","Crown, Dental, Temporary: Nitro Stainless Steel, Primary Molar - Secondary, Lower Left, No E-LL-2\n1 Box 5 Crowns\nExempli Gratia:  3M\n"]
[null,"Provisional Crown and Bridge material","Crown, Dental, Temporary: Nitro Stainless Steel, Primary Molar - Secondary, Lower Left, No E-LL-3\n1 Box 5 Crowns\nExempli Gratia:  3M\nICN: 18-178-5616 BX","Crown, Dental, Temporary: Nitro Stainless Steel, Primary Molar - Secondary, Lower Left, No E-LL-3\n1 Box 5 Crowns\nExempli Gratia:  3M\n"]
[null,"Provisional Crown and Bridge material","Crown, Dental, Temporary: Nitro Stainless Steel, Primary Molar - Secondary, Lower Left, No E-LL-4\n1 Box 5 Crowns\nExempli Gratia:  3M\nICN: 18-178-5620 BX","Crown, Dental, Temporary: Nitro Stainless Steel, Primary Molar - Secondary, Lower Left, No E-LL-4\n1 Box 5 Crowns\nExempli Gratia:  3M\n"]
[null,"Provisional Crown and Bridge material","Crown, Dental, Temporary: Nitro Stainless Steel, Primary Molar - Secondary, Lower Left, No E-LL-5\n1 Box 5 Crowns\nExempli Gratia:  3M\nICN: 18-178-5621 BX","Crown, Dental, Temporary: Nitro Stainless Steel, Primary Molar - Secondary, Lower Left, No E-LL-5\n1 Box 5 Crowns\nExempli Gratia:  3M\n"]
[null,"Provisional Crown and Bridge material","Crown, Dental, Temporary: Nitro Stainless Steel, Primary Molar - Secondary, Lower Left, No E-LL-7\n1 Box 5 Crowns\nExempli Gratia:  3M\nICN: 18-178-5625 BX","Crown, Dental, Temporary: Nitro Stainless Steel, Primary Molar - Secondary, Lower Left, No E-LL-7\n1 Box 5 Crowns\nExempli Gratia:  3M\n"]
[null,"Provisional Crown and Bridge material","Crown, Dental, Temporary: Nitro Stainless Steel, Primary Molar - Secondary, Lower Right, No E-LR-2\n1 Box 5 Crowns\nExempli Gratia:  3M\nICN: 18-178-5627 BX","Crown, Dental, Temporary: Nitro Stainless Steel, Primary Molar - Secondary, Lower Right, No E-LR-2\n1 Box 5 Crowns\nExempli Gratia:  3M\n"]
[null,"Provisional Crown and Bridge material","Crown, Dental, Temporary: Nitro Stainless Steel, Primary Molar - Secondary, Lower Right, No E-LR-3\n1 Box 5 Crowns\nExempli Gratia:  3M\nICN: 18-178-5628 BX","Crown, Dental, Temporary: Nitro Stainless Steel, Primary Molar - Secondary, Lower Right, No E-LR-3\n1 Box 5 Crowns\nExempli Gratia:  3M\n"]
[null,"Provisional Crown and Bridge material","Crown, Dental, Temporary: Nitro Stainless Steel, Primary Molar - Secondary, Lower Right, No E-LR-4\n1 Box 5 Crowns\nExempli Gratia:  3M\nICN: 18-178-6530 BX","Crown, Dental, Temporary: Nitro Stainless Steel, Primary Molar - Secondary, Lower Right, No E-LR-4\n1 Box 5 Crowns\nExempli Gratia:  3M\n"]
[null,"Provisional Crown and Bridge material","Crown, Dental, Temporary: Nitro Stainless Steel, Primary Molar - Secondary, Lower Right, No E-LR-5\n1 Box 5 Crowns\nExempli Gratia:  3M\nICN: 18-178-5631 BX","Crown, Dental, Temporary: Nitro Stainless Steel, Primary Molar - Secondary, Lower Right, No E-LR-5\n1 Box 5 Crowns\nExempli Gratia:  3M\n"]
[null,"Provisional Crown and Bridge material","Crown, Dental, Temporary: Nitro Stainless Steel, Primary Molar - Secondary, Lower Right, No E-LR-7\n1 Box 5 Crowns\nExempli Gratia:  3M\nICN: 18-178-5634 BX","Crown, Dental, Temporary: Nitro Stainless Steel, Primary Molar - Secondary, Lower Right, No E-LR-7\n1 Box 5 Crowns\nExempli Gratia:  3M\n"]
[null,"Provisional Crown and Bridge material","Crown, Dental, Temporary: Nitro Stainless Steel, Primary Molar - Secondary, Upper Left, No E-UL-2\n1 Box 5 Crowns\nExempli Gratia:  3M\nICN: 18-178-5637 BX","Crown, Dental, Temporary: Nitro Stainless Steel, Primary Molar - Secondary, Upper Left, No E-UL-2\n1 Box 5 Crowns\nExempli Gratia:  3M\nICN: 18-178-5637 BX"]
[null,"Provisional Crown and Bridge material","Crown, Dental, Temporary: Nitro Stainless Steel, Primary Molar - Secondary, Upper Left, No E-UL-3\n1 Box 5 Crowns\n.i Gratia:  3M\nICN: 18-178-5638 BX","Crown, Dental, Temporary: Nitro Stainless Steel, Primary Molar - Secondary, Upper Left, No E-UL-3\n1 Box 5 Crowns\n.i Gratia:  3M\n"]
[null,"Provisional Crown and Bridge material","Crown, Dental, Temporary: Nitro Stainless Steel, Primary Molar - Secondary, Upper Left, No E-UL-4\n1 Box 5 Crowns\nExempli Gratia:  3M\nICN: 18-178-5640 BX","Crown, Dental, Temporary: Nitro Stainless Steel, Primary Molar - Secondary, Upper Left, No E-UL-4\n1 Box 5 Crowns\nExempli Gratia:  3M\n"]
[null,"Provisional Crown and Bridge material","Crown, Dental, Temporary: Nitro Stainless Steel, Primary Molar - Secondary, Upper Left, No E-UL-5\n1 Box 5 Crowns\nExempli Gratia:  3M\nICN: 18-178-5641 BX","Crown, Dental, Temporary: Nitro Stainless Steel, Primary Molar - Secondary, Upper Left, No E-UL-5\n1 Box 5 Crowns\nExempli Gratia:  3M\n"]
[null,"Provisional Crown and Bridge material","Crown, Dental, Temporary: Nitro Stainless Steel, Primary Molar - Secondary, Upper Left, No E-UL-6\n1 Box 5 Crowns\nExempli Gratia:  3M\nICN: 18-178-5644 BX","Crown, Dental, Temporary: Nitro Stainless Steel, Primary Molar - Secondary, Upper Left, No E-UL-6\n1 Box 5 Crowns\nExempli Gratia:  3M\n"]
[null,"Provisional Crown and Bridge material","Crown, Dental, Temporary: Nitro Stainless Steel, Primary Molar - Secondary, Upper Left, No E-UL-7\n1 Box 5 Crowns\nExempli Gratia:  3M\nICN: 18-178-5645 BX","Crown, Dental, Temporary: Nitro Stainless Steel, Primary Molar - Secondary, Upper Left, No E-UL-7\n1 Box 5 Crowns\nExempli Gratia:  3M\n"]
[null,"Provisional Crown and Bridge material","Crown, Dental, Temporary: Nitro Stainless Steel, Primary Molar - Secondary, Upper Right, No E-UR-2\n1 Box 5 Crowns\nExempli Gratia:  3M\nICN: 18-178-5646 BX","Crown, Dental, Temporary: Nitro Stainless Steel, Primary Molar - Secondary, Upper Right, No E-UR-2\n1 Box 5 Crowns\nExempli Gratia:  3M\n"]
[null,"Provisional Crown and Bridge material","Crown, Dental, Temporary: Nitro Stainless Steel, Primary Molar - Secondary, Upper Right, No E-UR-3\n1 Box 5 Crowns\nExempli Gratia:  3M\nICN: 18-178-5647 BX","Crown, Dental, Temporary: Nitro Stainless Steel, Primary Molar - Secondary, Upper Right, No E-UR-3\n1 Box 5 Crowns\nExempli Gratia:  3M\n"]
[null,"Provisional Crown and Bridge material","Crown, Dental, Temporary: Nitro Stainless Steel, Primary Molar - Secondary, Upper Right, No E-UR-4\n1 Box 5 Crowns\nExempli Gratia:  3M\nICN: 18-178-5648 BX","Crown, Dental, Temporary: Nitro Stainless Steel, Primary Molar - Secondary, Upper Right, No E-UR-4\n1 Box 5 Crowns\nExempli Gratia:  3M\n"]
[null,"Provisional Crown and Bridge material","Crown, Dental, Temporary: Nitro Stainless Steel, Primary Molar - Secondary, Upper Right, No E-UR-5\n1 Box 5 Crowns\nExempli Gratia:  3M\nICN: 18-178-5649 BX","Crown, Dental, Temporary: Nitro Stainless Steel, Primary Molar - Secondary, Upper Right, No E-UR-5\n1 Box 5 Crowns\nExempli Gratia:  3M\n"]
[null,"Provisional Crown and Bridge material","Crown, Dental, Temporary: Nitro Stainless Steel, Primary Molar - Secondary, Upper Right, No E-UR-6\n1 Box 5 Crowns\nExempli Gratia:  3M\nICN: 18-178-5651 BX","Crown, Dental, Temporary: Nitro Stainless Steel, Primary Molar - Secondary, Upper Right, No E-UR-6\n1 Box 5 Crowns\nExempli Gratia:  3M\n"]
[null,"Provisional Crown and Bridge material","Crown, Dental, Temporary: Nitro Stainless Steel, Primary Molar - Secondary, Upper Right, No E-UR-7\n1 Box 5 Crowns\nExempli Gratia:  3M\nICN: 18-178-5652 BX","Crown, Dental, Temporary: Nitro Stainless Steel, Primary Molar - Secondary, Upper Right, No E-UR-7\n1 Box 5 Crowns\nExempli Gratia:  3M\n"]
[null,"Restorative accessory","Strip, matrix, dental: Composite Technique, Polyester, Straight 10mm\r\n1 Box \r\n.i Gratia: Kerr Hawe-Neos\r\nICN: 6520-18-187-9614 BX","Strip, matrix, dental: Composite Technique, Polyester, Straight 10mm\n1 Box \n.i Gratia: Kerr Hawe-Neos\n","box"]
[null,"Provisional Crown and Bridge material","Matrix, crown, dental: Transparent, Acetate, Lower Canine No. 213, Right and Left Pairs\n1 Pair\n.i Gratia: P.D.\nICN: 18-970-7569 BX\nRT296-08-133 to RT296-08-153\n","Matrix, crown, dental: Transparent, Acetate, Lower Canine No. 213, Right and Left Pairs\n1 Pair\n.i Gratia: P.D.\nItem RT296-08-134 to RT296-08-154 will be awarded as a series\n","box"]
[null,"Provisional Crown and Bridge material","Matrix, crown, dental: Transparent, Acetate, Lower Canine No. 212, Right and Left Pairs\r\n1 Pair\r\n.i Gratia: P.D.\r\nICN: 18-970-7568 BX","Matrix, crown, dental: Transparent, Acetate, Lower Canine No. 212, Right and Left Pairs\r\n1 Pair\r\n.i Gratia: P.D.\r\nICN: 18-970-7568 BX","box"]
[null,"Provisional Crown and Bridge material","Matrix, crown, dental: Transparent, Acetate, Upper Canine No. 23, Right and Left Pairs\r\n1 Pair\r\n.i Gratia: P.D.\r\nICN: 18-970-7567 BX","Matrix, crown, dental: Transparent, Acetate, Upper Canine No. 23, Right and Left Pairs\n1 Pair\n.i Gratia: P.D.\n","box"]
[null,"Provisional Crown and Bridge material","Matrix, crown, dental: Transparent, Acetate, Upper Canine No. 3, Right and Left Pairs\r\n1 Pair\r\n.i Gratia: P.D.\r\nICN: 18-974-0626 BX","Matrix, crown, dental: Transparent, Acetate, Upper Canine No. 3, Right and Left Pairs\n1 Pair\n.i Gratia: P.D.\n","box"]
[null,"Provisional Crown and Bridge material","Matrix, crown, dental: Transparent, Acetate, Upper Central No. 1, Normal,  Right and Left Pairs\r\n1 Pair\r\n.i Gratia: P.D.\r\nICN: 18-970-7564 BX","Matrix, crown, dental: Transparent, Acetate, Upper Central No. 1, Normal,  Right and Left Pairs\n1 Pair\n.i Gratia: P.D.\n","box"]
[null,"Provisional Crown and Bridge material","Matrix, crown, dental: Transparent, Acetate, Upper Central No. 101, Cervical Part Enlarged,  Right and Left Pairs\r\n1 Pair\r\n.i Gratia: P.D.\r\nICN: 18-970-7565 BX","Matrix, crown, dental: Transparent, Acetate, Upper Central No. 101, Cervical Part Enlarged,  Right and Left Pairs\n1 Pair\n.i Gratia: P.D.\n","box"]
[null,"Provisional Crown and Bridge material","Matrix, crown, dental: Transparent, Acetate, Upper Central No. 11, Normal, Right and  Left Pairs\r\n1 Pair\r\n.i Gratia: P.D.\r\nICN:18-974-0625 BX","Matrix, crown, dental: Transparent, Acetate, Upper Central No. 11, Normal, Right and  Left Pairs\n1 Pair\n.i Gratia: P.D.\n","box"]
[null,"Provisional Crown and Bridge material","Matrix, crown, dental: Transparent, Acetate, Upper Central No. 111, Cervical Part Enlarged, Right and Left Pairs\n1 Pair\n.i Gratia: P.D.\nICN: 18-974-0624 BX","Matrix, crown, dental: Transparent, Acetate, Upper Central No. 111, Cervical Part Enlarged, Right and Left Pairs\n1 Pair\n.i Gratia: P.D.\n","box"]
[null,"Provisional Crown and Bridge material","Matrix, crown, dental: Transparent, Acetate, Upper Central No. 121, Cervical Part Enlarged, Right and Left Pairs\r\n1 Pair\r\n.i Gratia: P.D.\r\nICN: 18-974-0623 BX","Matrix, crown, dental: Transparent, Acetate, Upper Central No. 121, Cervical Part Enlarged, Right and Left Pairs\n1 Pair\n.i Gratia: P.D.\n","box"]
[null,"Provisional Crown and Bridge material","Matrix, crown, dental: Transparent, Acetate, Upper Central No. 131, Cervical Part Enlarged, Right and Left Paris\r\n1 Pair\r\n.i Gratia: P.D.\r\nICN: 18-974-0622 BX","Matrix, crown, dental: Transparent, Acetate, Upper Central No. 131, Cervical Part Enlarged, Right and Left Paris\n1 Pair\n.i Gratia: P.D.\n","box"]
[null,"Provisional Crown and Bridge material","Matrix, crown, dental: Transparent, Acetate, Upper Central No. 141, Cervical Part Enlarged, Right and Left Paris\r\n1 Pair\r\n.i Gratia: P.D.\r\nICN: 18-974-0621 BX","Matrix, crown, dental: Transparent, Acetate, Upper Central No. 141, Cervical Part Enlarged, Right and Left Paris\n1 Pair\n.i Gratia: P.D.\n","box"]
[null,"Provisional Crown and Bridge material","Matrix, crown, dental: Transparent, Acetate, Upper Central No. 151, Cervical Part Enlarged, Right and Left Paris\r\n1 Pair\r\n.i Gratia: P.D.\r\nICN: 18-974-0620 BX","Matrix, crown, dental: Transparent, Acetate, Upper Central No. 151, Cervical Part Enlarged, Right and Left Paris\n1 Pair\n.i Gratia: P.D.\n","box"]
[null,"Provisional Crown and Bridge material","Matrix, crown, dental: Transparent, Acetate, Upper Central No. 21, Normal, Right and Left Pairs\r\n1 Pair\r\n.i Gratia: P.D.\r\nICN: 18-974-0619 BX","Matrix, crown, dental: Transparent, Acetate, Upper Central No. 21, Normal, Right and Left Pairs\n1 Pair\n.i Gratia: P.D.\n","box"]
[null,"Provisional Crown and Bridge material","Matrix, crown, dental: Transparent, Acetate, Upper Central No. 31, Normal, Right and Left Pairs\r\n1 Pair\r\n.i Gratia: P.D.\r\nICN: 18-974-0618 BX","Matrix, crown, dental: Transparent, Acetate, Upper Central No. 31, Normal, Right and Left Pairs\n1 Pair\n.i Gratia: P.D.\n","box"]
[null,"Provisional Crown and Bridge material","Matrix, crown, dental: Transparent, Acetate, Upper Central No. 41, Normal, Right and Left Pairs\r\n1 Pair\r\n.i Gratia: P.D.\r\nICN:18-974-0617 BX","Matrix, crown, dental: Transparent, Acetate, Upper Central No. 41, Normal, Right and Left Pairs\n1 Pair\n.i Gratia: P.D.\n","box"]
[null,"Provisional Crown and Bridge material","Matrix, crown, dental: Transparent, Acetate, Upper Central No. 51, Normal, Right and Left Pairs\r\n1 Pair\r\n.i Gratia: P.D.\r\nICN: 18-974-0616 BX","Matrix, crown, dental: Transparent, Acetate, Upper Central No. 51, Normal, Right and Left Pairs\n1 Pair\n.i Gratia: P.D.\n","box"]
[null,"Provisional Crown and Bridge material","Matrix, crown, dental: Transparent, Acetate, Upper Lateral  No. 12, Right and Left Pairs\r\n1 Pair\r\n.i Gratia: P.D.\r\nICN:18-970-7566 BX","Matrix, crown, dental: Transparent, Acetate, Upper Lateral  No. 12, Right and Left Pairs\n1 Pair\n.i Gratia: P.D.\n","box"]
[null,"Provisional Crown and Bridge material","Matrix, crown, dental: Transparent, Acetate, Upper Lateral  No. 2, Right and Left Pairs\r\n1 Pair\r\n.i Gratia: P.D.\r\nICN: 18-974-0614 BX","Matrix, crown, dental: Transparent, Acetate, Upper Lateral  No. 2, Right and Left Pairs\n1 Pair\n.i Gratia: P.D.\n","box"]
[null,"Provisional Crown and Bridge material","Matrix, crown, dental: Transparent, Acetate, Upper Lateral  No. 22, Right and Left Pairs\r\n1 Pair\r\n.i Gratia: P.D.\r\nICN: 18-974-0613 BX","Matrix, crown, dental: Transparent, Acetate, Upper Lateral  No. 22, Right and Left Pairs\n1 Pair\n.i Gratia: P.D.\n","box"]
[null,"Provisional Crown and Bridge material","Matrix, crown, dental: Transparent, Acetate, Upper Lateral  No. 32, Right and Left Pairs\r\n1 Pair\r\n.i Gratia: P.D.\r\nICN: 18-974-0615 BX","Matrix, crown, dental: Transparent, Acetate, Upper Lateral  No. 32, Right and Left Pairs\n1 Pair\n.i Gratia: P.D.\n","box"]
[null,"Provisional Crown and Bridge material","Matrix, crown, dental: Transparent, Acetate, Upper Lateral  No. 42, Right and Left Pairs\r\n1 Pair\r\n.i Gratia: P.D.\r\nICN: 18-974-0611 BX","Matrix, crown, dental: Transparent, Acetate, Upper Lateral  No. 42, Right and Left Pairs\n1 Pair\n.i Gratia: P.D.\n","box"]
[null,"Provisional Crown and Bridge material","Crown set, dental, temporary: Polycarbonate, Anteriors and Premolar Crown Set\n180 Crowns and system organiser - 60 sizes\n.i Gratia: 3M\nICN: 18-032-3180 KT\nRT296-08-154 to RT296-08-212\n","Crown set, dental, temporary: Polycarbonate, Anteriors and Premolar Crown Set\n180 Crowns and system organiser - 60 sizes\n.i Gratia: 3M\nItem RT296-08-155 to RT296-08-213 will be awarded as a series\n","Kit"]
[null,"Provisional Crown and Bridge material","Crown, dental, temporary: Polycarbonate, Canine, Upper Left, No 035\r\n1 Box 5 Crowns\r\n.i Gratia: 3M\r\nICN:18-178-5806 BX","Crown, dental, temporary: Polycarbonate, Canine, Upper Left, No 035\n1 Box 5 Crowns\n.i Gratia: 3M\n","box"]
[null,"Provisional Crown and Bridge material","Crown, dental, temporary: Polycarbonate, Canine, Upper Left, No 036\r\n1 Box 5 Crowns\r\n.i Gratia: 3M\r\nICN: 18-178-5808 BX","Crown, dental, temporary: Polycarbonate, Canine, Upper Left, No 036\n1 Box 5 Crowns\n.i Gratia: 3M\n","box"]
[null,"Provisional Crown and Bridge material","Crown, dental, temporary: Polycarbonate, Canine, Upper Left, No 037\r\n1 Box 5 Crowns\r\n.i Gratia: 3M\r\nICN: 18-178-5810 BX","Crown, dental, temporary: Polycarbonate, Canine, Upper Left, No 037\n1 Box 5 Crowns\n.i Gratia: 3M\n","box"]
[null,"Provisional Crown and Bridge material","Crown, dental, temporary: Polycarbonate, Canine, Upper Left, No 038\r\n1 Box 5 Crowns\r\n.i Gratia: 3M\r\nICN: 18-178-5812 BX","Crown, dental, temporary: Polycarbonate, Canine, Upper Left, No 038\n1 Box 5 Crowns\n.i Gratia: 3M\n","box"]
[null,"Provisional Crown and Bridge material","Crown, dental, temporary: Polycarbonate, Canine, Upper Left, No 039\r\n1 Box 5 Crowns\r\n.i Gratia: 3M\r\nICN: 18-178-5813 BX","Crown, dental, temporary: Polycarbonate, Canine, Upper Left, No 039\n1 Box 5 Crowns\n.i Gratia: 3M\n","box"]
[null,"Provisional Crown and Bridge material","Crown, dental, temporary: Polycarbonate, Canine, Upper Right, No 030\r\n1 Box 5 Crowns\r\n.i Gratia: 3M\r\nICN: 18-178-5827 BX","Crown, dental, temporary: Polycarbonate, Canine, Upper Right, No 030\n1 Box 5 Crowns\n.i Gratia: 3M\n","box"]
[null,"Provisional Crown and Bridge material","Crown, dental, temporary: Polycarbonate, Canine, Upper Right, No 031\r\n1 Box 5 Crowns\r\n.i Gratia: 3M\r\nICN: 18-178-5828 BX","Crown, dental, temporary: Polycarbonate, Canine, Upper Right, No 031\n1 Box 5 Crowns\n.i Gratia: 3M\n","box"]
[null,"Provisional Crown and Bridge material","Crown, dental, temporary: Polycarbonate, Canine, Upper Right, No 032\r\n1 Box 5 Crowns\r\n.i Gratia: 3M\r\nICN: 18-178-5829 BX","Crown, dental, temporary: Polycarbonate, Canine, Upper Right, No 032\n1 Box 5 Crowns\n.i Gratia: 3M\n","box"]
[null,"Provisional Crown and Bridge material","Crown, dental, temporary: Polycarbonate, Canine, Upper Right, No 033\r\n1 Box 5 Crowns\r\n.i Gratia: 3M\r\nICN: 18-178-5835 BX","Crown, dental, temporary: Polycarbonate, Canine, Upper Right, No 033\n1 Box 5 Crowns\n.i Gratia: 3M\n","box"]
[null,"Provisional Crown and Bridge material","Crown, dental, temporary: Polycarbonate, Canine, Upper Right, No 034\r\n1 Box 5 Crowns\r\n.i Gratia: 3M\r\nICN: 18-178-5840 BX","Crown, dental, temporary: Polycarbonate, Canine, Upper Right, No 034\n1 Box 5 Crowns\n.i Gratia: 3M\n","box"]
[null,"Provisional Crown and Bridge material","Crown, dental, temporary: Polycarbonate, Canine, Upper Right, No 300\r\n1 Box 5 Crowns\r\n.i Gratia: 3M\r\nICN: 18-178-5841 BX","Crown, dental, temporary: Polycarbonate, Canine, Upper Right, No 300\n1 Box 5 Crowns\n.i Gratia: 3M\n","box"]
[null,"Provisional Crown and Bridge material","Crown, dental, temporary: Polycarbonate, Canine, Upper Right, No 301\n1 Box 5 Crowns\n.i Gratia: 3M\nICN: 18-178-5847 BX","Crown, dental, temporary: Polycarbonate, Canine, Upper Right, No 301\n1 Box 5 Crowns\n.i Gratia: 3M\n","box"]
[null,"Provisional Crown and Bridge material","Crown, dental, temporary: Polycarbonate, Central, Upper Left, No 015\r\n1 Box 5 Crowns\r\n.i Gratia: 3M\r\nICN: 18-031-4154 BX","Crown, dental, temporary: Polycarbonate, Central, Upper Left, No 015\n1 Box 5 Crowns\n.i Gratia: 3M\n","box"]
[null,"Provisional Crown and Bridge material","Crown, dental, temporary: Polycarbonate, Central, Upper Left, No 016\r\n1 Box 5 Crowns\r\n.i Gratia: 3M\r\nICN: 18-031-4158 BX","Crown, dental, temporary: Polycarbonate, Central, Upper Left, No 016\n1 Box 5 Crowns\n.i Gratia: 3M\n","box"]
[null,"Provisional Crown and Bridge material","Crown, dental, temporary: Polycarbonate, Central, Upper Left, No 017\r\n1 Box 5 Crowns\r\n.i Gratia: 3M\r\nICN: 18-031-4155 BX","Crown, dental, temporary: Polycarbonate, Central, Upper Left, No 017\n1 Box 5 Crowns\n.i Gratia: 3M\n","box"]
[null,"Provisional Crown and Bridge material","Crown, dental, temporary: Polycarbonate, Central, Upper Left, No 018\r\n1 Box 5 Crowns\r\n.i Gratia: 3M\r\nICN: 18-031-4176 BX","Crown, dental, temporary: Polycarbonate, Central, Upper Left, No 018\n1 Box 5 Crowns\n.i Gratia: 3M\n","box"]
[null,"Provisional Crown and Bridge material","Crown, dental, temporary: Polycarbonate, Central, Upper Left, No 019\r\n1 Box 5 Crowns\r\n.i Gratia: 3M\r\nICN: 18-031-4173 BX","Crown, dental, temporary: Polycarbonate, Central, Upper Left, No 019\n1 Box 5 Crowns\n.i Gratia: 3M\n","box"]
[null,"Provisional Crown and Bridge material","Crown, dental, temporary: Polycarbonate, Central, Upper Left, No 102\r\n1 Box 5 Crowns\r\n.i Gratia: 3M\r\nICN: 18-178-5706 BX","Crown, dental, temporary: Polycarbonate, Central, Upper Left, No 102\n1 Box 5 Crowns\n.i Gratia: 3M\n","box"]
[null,"Provisional Crown and Bridge material","Crown, dental, temporary: Polycarbonate, Central, Upper Left, No 103\r\n1 Box 5 Crowns\r\n.i Gratia: 3M\r\nICN: 18-178-5707 BX","Crown, dental, temporary: Polycarbonate, Central, Upper Left, No 103\n1 Box 5 Crowns\n.i Gratia: 3M\n","box"]
[null,"Provisional Crown and Bridge material","Crown, dental, temporary: Polycarbonate, Central, Upper Right, No 010\r\n1 Box 5 Crowns\r\n.i Gratia: 3M\r\nICN: 18-178-5780 BX","Crown, dental, temporary: Polycarbonate, Central, Upper Right, No 010\n1 Box 5 Crowns\n.i Gratia: 3M\n","box"]
[null,"Provisional Crown and Bridge material","Crown, dental, temporary: Polycarbonate, Central, Upper Right, No 011\r\n1 Box 5 Crowns\r\n.i Gratia: 3M\r\nICN: 18-178-5781 BX","Crown, dental, temporary: Polycarbonate, Central, Upper Right, No 011\n1 Box 5 Crowns\n.i Gratia: 3M\n","box"]
[null,"Provisional Crown and Bridge material","Crown, dental, temporary: Polycarbonate, Central, Upper Right, No 012\r\n1 Box 5 Crowns\r\n.i Gratia: 3M\r\nICN: 18-178-5782 BX","Crown, dental, temporary: Polycarbonate, Central, Upper Right, No 012\n1 Box 5 Crowns\n.i Gratia: 3M\n","box"]
[null,"Provisional Crown and Bridge material","Crown, dental, temporary: Polycarbonate, Central, Upper Right, No 013\r\n1 Box 5 Crowns\r\n.i Gratia: 3M\r\nICN: 18-178-5783 BX","Crown, dental, temporary: Polycarbonate, Central, Upper Right, No 013\n1 Box 5 Crowns\n.i Gratia: 3M\n","box"]
[null,"Provisional Crown and Bridge material","Crown, dental, temporary: Polycarbonate, Central, Upper Right, No 014\r\n1 Box 5 Crowns\r\n.i Gratia: 3M\r\nICN: 18-178-5784 BX","Crown, dental, temporary: Polycarbonate, Central, Upper Right, No 014\n1 Box 5 Crowns\n.i Gratia: 3M\n","box"]
[null,"Provisional Crown and Bridge material","Crown, dental, temporary: Polycarbonate, Central, Upper Right, No 100\r\n1 Box 5 Crowns\r\n.i Gratia: 3M\r\nICN: 18-178-5785 BX","Crown, dental, temporary: Polycarbonate, Central, Upper Right, No 100\n1 Box 5 Crowns\n.i Gratia: 3M\n","box"]
[null,"Provisional Crown and Bridge material","Crown, dental, temporary: Polycarbonate, Central, Upper Right, No 101\r\n1 Box 5 Crowns\r\n.i Gratia: 3M\r\nICN: 18-178-5803 BX","Crown, dental, temporary: Polycarbonate, Central, Upper Right, No 101\n1 Box 5 Crowns\n.i Gratia: 3M\n","box"]
[null,"Provisional Crown and Bridge material","Crown, dental, temporary: Polycarbonate, Lateral, Upper Left , No 025\r\n1 Box 5 Crowns\r\n.i Gratia: 3M\r\nICN: 18-178-5900 BX","Crown, dental, temporary: Polycarbonate, Lateral, Upper Left , No 025\n1 Box 5 Crowns\n.i Gratia: 3M\n","box"]
[null,"Provisional Crown and Bridge material","Crown, dental, temporary: Polycarbonate, Lateral, Upper Left , No 026\r\n1 Box 5 Crowns\r\n.i Gratia: 3M\r\nICN: 18-178-5921 BX","Crown, dental, temporary: Polycarbonate, Lateral, Upper Left , No 026\n1 Box 5 Crowns\n.i Gratia: 3M\n","box"]
[null,"Provisional Crown and Bridge material","Crown, dental, temporary: Polycarbonate, Lateral, Upper Left , No 027\r\n1 Box 5 Crowns\r\n.i Gratia: 3M\r\nICN: 18-178-5925 BX","Crown, dental, temporary: Polycarbonate, Lateral, Upper Left , No 027\n1 Box 5 Crowns\n.i Gratia: 3M\n","box"]
[null,"Provisional Crown and Bridge material","Crown, dental, temporary: Polycarbonate, Lateral, Upper Left , No 028\r\n1 Box 5 Crowns\r\n.i Gratia: 3M\r\nICN: 18-178-5926 BX","Crown, dental, temporary: Polycarbonate, Lateral, Upper Left , No 028\n1 Box 5 Crowns\n.i Gratia: 3M\n","box"]
[null,"Provisional Crown and Bridge material","Crown, dental, temporary: Polycarbonate, Lateral, Upper Left , No 029\r\n1 Box 5 Crowns\r\n.i Gratia: 3M\r\nICN: 18-178-5927 BX","Crown, dental, temporary: Polycarbonate, Lateral, Upper Left , No 029\n1 Box 5 Crowns\n.i Gratia: 3M\n","box"]
[null,"Provisional Crown and Bridge material","Crown, dental, temporary: Polycarbonate, Lateral, Upper Left , No 200\r\n1 Box 5 Crowns\r\n.i Gratia: 3M\r\nICN: 18-178-5928 BX","Crown, dental, temporary: Polycarbonate, Lateral, Upper Left , No 200\n1 Box 5 Crowns\n.i Gratia: 3M\n","box"]
[null,"Provisional Crown and Bridge material","Crown, dental, temporary: Polycarbonate, Lateral, Upper Right, No 002\r\n1 Box 5 Crowns\r\n.i Gratia: 3M\r\nICN: 18-178-5929 BX","Crown, dental, temporary: Polycarbonate, Lateral, Upper Right, No 002\n1 Box 5 Crowns\n.i Gratia: 3M\n","box"]
[null,"Provisional Crown and Bridge material","Crown, dental, temporary: Polycarbonate, Lateral, Upper Right, No 020\r\n1 Box 5 Crowns\r\n.i Gratia: 3M\r\nICN: 18-178-5954 BX","Crown, dental, temporary: Polycarbonate, Lateral, Upper Right, No 020\n1 Box 5 Crowns\n.i Gratia: 3M\n","box"]
[null,"Provisional Crown and Bridge material","Crown, dental, temporary: Polycarbonate, Lateral, Upper Right, No 021\r\n1 Box 5 Crowns\r\n.i Gratia: 3M\r\nICN: 18-178-5955 BX","Crown, dental, temporary: Polycarbonate, Lateral, Upper Right, No 021\n1 Box 5 Crowns\n.i Gratia: 3M\n","box"]
[null,"Provisional Crown and Bridge material","Crown, dental, temporary: Polycarbonate, Lateral, Upper Right, No 022\r\n1 Box 5 Crowns\r\n.i Gratia: 3M\r\nICN: 18-178-5957 BX","Crown, dental, temporary: Polycarbonate, Lateral, Upper Right, No 022\n1 Box 5 Crowns\n.i Gratia: 3M\n","box"]
[null,"Provisional Crown and Bridge material","Crown, dental, temporary: Polycarbonate, Lateral, Upper Right, No 023\r\n1 Box 5 Crowns\r\n.i Gratia: 3M\r\nICN: 18-178-5960 BX","Crown, dental, temporary: Polycarbonate, Lateral, Upper Right, No 023\n1 Box 5 Crowns\n.i Gratia: 3M\n","box"]
[null,"Provisional Crown and Bridge material","Crown, dental, temporary: Polycarbonate, Lateral, Upper Right, No 024\r\n1 Box 5 Crowns\r\n.i Gratia: 3M\r\nICN: 18-178-5963 BX","Crown, dental, temporary: Polycarbonate, Lateral, Upper Right, No 024\n1 Box 5 Crowns\n.i Gratia: 3M\n","box"]
[null,"Provisional Crown and Bridge material","Crown, dental, temporary: Polycarbonate, Lower Anterior, Long, No 060\r\n1 Box 5 Crowns\r\n.i Gratia: 3M\r\nICN: 18-178-5848 BX","Crown, dental, temporary: Polycarbonate, Lower Anterior, Long, No 060\n1 Box 5 Crowns\n.i Gratia: 3M\n","box"]
[null,"Provisional Crown and Bridge material","Crown, dental, temporary: Polycarbonate, Lower Anterior, Long, No 061\r\n1 Box 5 Crowns\r\n.i Gratia: 3M\r\nICN: 18-178-5850 BX","Crown, dental, temporary: Polycarbonate, Lower Anterior, Long, No 061\n1 Box 5 Crowns\n.i Gratia: 3M\n","box"]
[null,"Provisional Crown and Bridge material","Crown, dental, temporary: Polycarbonate, Lower Anterior, Long, No 062\r\n1 Box 5 Crowns\r\n.i Gratia: 3M\r\nICN: 18-178-5851 BX","Crown, dental, temporary: Polycarbonate, Lower Anterior, Long, No 062\n1 Box 5 Crowns\n.i Gratia: 3M\n","box"]
[null,"Provisional Crown and Bridge material","Crown, dental, temporary: Polycarbonate, Lower Anterior, Long, No 063\r\n1 Box 5 Crowns\r\n.i Gratia: 3M\r\nICN: 18-178-5852 BX","Crown, dental, temporary: Polycarbonate, Lower Anterior, Long, No 063\n1 Box 5 Crowns\n.i Gratia: 3M\n","box"]
[null,"Provisional Crown and Bridge material","Crown, dental, temporary: Polycarbonate, Lower Anterior, Long, No 064\r\n1 Box 5 Crowns\r\n.i Gratia: 3M\r\nICN: 18-178-5853 BX","Crown, dental, temporary: Polycarbonate, Lower Anterior, Long, No 064\n1 Box 5 Crowns\n.i Gratia: 3M\n","box"]
[null,"Provisional Crown and Bridge material","Crown, dental, temporary: Polycarbonate, Lower Anterior, Short, No 065\r\n1 Box 5 Crowns\r\n.i Gratia: 3M\r\nICN: 18-178-5880 BX","Crown, dental, temporary: Polycarbonate, Lower Anterior, Short, No 065\n1 Box 5 Crowns\n.i Gratia: 3M\n","box"]
[null,"Provisional Crown and Bridge material","Crown, dental, temporary: Polycarbonate, Lower Anterior, Short, No 066\r\n1 Box 5 Crowns\r\n.i Gratia: 3M\r\nICN: 18-178-5886 BX","Crown, dental, temporary: Polycarbonate, Lower Anterior, Short, No 066\n1 Box 5 Crowns\n.i Gratia: 3M\n","box"]
[null,"Provisional Crown and Bridge material","Crown, dental, temporary: Polycarbonate, Lower Anterior, Short, No 067\r\n1 Box 5 Crowns\r\n.i Gratia: 3M\r\nICN: 18-178-5888 BX","Crown, dental, temporary: Polycarbonate, Lower Anterior, Short, No 067\n1 Box 5 Crowns\n.i Gratia: 3M\n","box"]
[null,"Provisional Crown and Bridge material","Crown, dental, temporary: Polycarbonate, Lower Anterior, Short, No 068\r\n1 Box 5 Crowns\r\n.i Gratia: 3M\r\nICN: 18-178-5894 BX","Crown, dental, temporary: Polycarbonate, Lower Anterior, Short, No 068\n1 Box 5 Crowns\n.i Gratia: 3M\n","box"]
[null,"Provisional Crown and Bridge material","Crown, dental, temporary: Polycarbonate, Lower Anterior, Short, No 069\r\n1 Box 5 Crowns\r\n.i Gratia: 3M\r\nICN: 18-178-8859 BX","Crown, dental, temporary: Polycarbonate, Lower Anterior, Short, No 069\n1 Box 5 Crowns\n.i Gratia: 3M\n","box"]
[null,"Provisional Crown and Bridge material","Crown, dental, temporary: Polycarbonate, Premolar, Large, No 040\r\n1 Box 5 Crowns\r\n.i Gratia: 3M\r\nICN: 18-178-5967 BX","Crown, dental, temporary: Polycarbonate, Premolar, Large, No 040\n1 Box 5 Crowns\n.i Gratia: 3M\n","box"]
[null,"Provisional Crown and Bridge material","Crown, dental, temporary: Polycarbonate, Premolar, Large, No 041\r\n1 Box 5 Crowns\r\n.i Gratia: 3M\r\nICN: 18-178-5980 BX","Crown, dental, temporary: Polycarbonate, Premolar, Large, No 041\n1 Box 5 Crowns\n.i Gratia: 3M\n","box"]
[null,"Provisional Crown and Bridge material","Crown, dental, temporary: Polycarbonate, Premolar, Large, No 042\r\n1 Box 5 Crowns\r\n.i Gratia: 3M\r\nICN: 18-178-5981 BX","Crown, dental, temporary: Polycarbonate, Premolar, Large, No 042\n1 Box 5 Crowns\n.i Gratia: 3M\n","box"]
[null,"Provisional Crown and Bridge material","Crown, dental, temporary: Polycarbonate, Premolar, Large, No 043\r\n1 Box 5 Crowns\r\n.i Gratia: 3M\r\nICN: 18-178-5982 BX","Crown, dental, temporary: Polycarbonate, Premolar, Large, No 043\n1 Box 5 Crowns\n.i Gratia: 3M\n","box"]
[null,"Provisional Crown and Bridge material","Crown, dental, temporary: Polycarbonate, Premolar, Large, No 044\r\n1 Box 5 Crowns\r\n.i Gratia: 3M\r\nICN: 18-178-5984 BX","Crown, dental, temporary: Polycarbonate, Premolar, Large, No 044\n1 Box 5 Crowns\n.i Gratia: 3M\n","box"]
[null,"Provisional Crown and Bridge material","Crown, dental, temporary: Polycarbonate, Premolar, Small, No 050\r\n1 Box 5 Crowns\r\n.i Gratia: 3M\r\nICN: 18-178-5987 BX","Crown, dental, temporary: Polycarbonate, Premolar, Small, No 050\n1 Box 5 Crowns\n.i Gratia: 3M\n","box"]
[null,"Provisional Crown and Bridge material","Crown, dental, temporary: Polycarbonate, Premolar, Small, No 051\r\n1 Box 5 Crowns\r\n.i Gratia: 3M\r\nICN: 18-178-5989 BX","Crown, dental, temporary: Polycarbonate, Premolar, Small, No 051\n1 Box 5 Crowns\n.i Gratia: 3M\n","box"]
[null,"Provisional Crown and Bridge material","Crown, dental, temporary: Polycarbonate, Premolar, Small, No 052\r\n1 Box 5 Crowns\r\n.i Gratia: 3M\r\nICN: 18-178-6034 BX","Crown, dental, temporary: Polycarbonate, Premolar, Small, No 052\n1 Box 5 Crowns\n.i Gratia: 3M\n","box"]
[null,"Provisional Crown and Bridge material","Crown, dental, temporary: Polycarbonate, Premolar, Small, No 053\r\n1 Box 5 Crowns\r\n.i Gratia: 3M\r\nICN: 18-178-6035 BX","Crown, dental, temporary: Polycarbonate, Premolar, Small, No 053\n1 Box 5 Crowns\n.i Gratia: 3M\n","box"]
[null,"Provisional Crown and Bridge material","Crown, dental, temporary: Polycarbonate, Premolar, Small, No 054\r\n1 Box 5 Crowns\r\n.i Gratia: 3M\r\nICN: 18-178-6036 BX","Crown, dental, temporary: Polycarbonate, Premolar, Small, No 054\n1 Box 5 Crowns\n.i Gratia: 3M\n","box"]
[null,"Provisional Crown and Bridge material","Crown set, dental, temporary: Nichro Stainless Steel, Primary Molars - Standard Set\n96 Crowns and system organiser - 48 sizes\n.i Gratia: 3M\nICN:18-179-2142 SE\nRT296-08-213 to RT296-08-261 will be awarded as a series","Crown set, dental, temporary: Nichro Stainless Steel, Primary Molars - Standard Set\n96 Crowns and system organiser - 48 sizes\n.i Gratia: 3M\nItem RT296-08-214 to RT296-08-262 will be awarded as a series","set"]
[null,"Provisional Crown and Bridge material","Crown, dental, temporary: Nichro Stainless Steel, Primary Molar - First, Lower Left, No D-LL-2\r\n1 Box 5 Crowns\r\n.i Gratia: 3M\r\nICN: 18-178-5581 BX","Crown, dental, temporary: Nichro Stainless Steel, Primary Molar - First, Lower Left, No D-LL-2\n1 Box 5 Crowns\n.i Gratia: 3M\n","box"]
[null,"Provisional Crown and Bridge material","Crown, dental, temporary: Nichro Stainless Steel, Primary Molar - First, Lower Left, No D-LL-3\r\n1 Box 5 Crowns\r\n.i Gratia: 3M\r\nICN: 18-178-5583 BX","Crown, dental, temporary: Nichro Stainless Steel, Primary Molar - First, Lower Left, No D-LL-3\n1 Box 5 Crowns\n.i Gratia: 3M\n","box"]
[null,"Provisional Crown and Bridge material","Crown, dental, temporary: Nichro Stainless Steel, Primary Molar - First, Lower Left, No D-LL-4\r\n1 Box 5 Crowns\r\n.i Gratia: 3M\r\nICN: 18-178-5587 BX","Crown, dental, temporary: Nichro Stainless Steel, Primary Molar - First, Lower Left, No D-LL-4\n1 Box 5 Crowns\n.i Gratia: 3M\n","box"]
[null,"Provisional Crown and Bridge material","Crown, dental, temporary: Nichro Stainless Steel, Primary Molar - First, Lower Left, No D-LL-5\r\n1 Box 5 Crowns\r\n.i Gratia: 3M\r\nICN: 18-178-5588 BX","Crown, dental, temporary: Nichro Stainless Steel, Primary Molar - First, Lower Left, No D-LL-5\n1 Box 5 Crowns\n.i Gratia: 3M\n","box"]
[null,"Provisional Crown and Bridge material","Crown, dental, temporary: Nichro Stainless Steel, Primary Molar - First, Lower Left, No D-LL-6\r\n1 Box 5 Crowns\r\n.i Gratia: 3M\r\nICN: 18-178-5589 BX","Crown, dental, temporary: Nichro Stainless Steel, Primary Molar - First, Lower Left, No D-LL-6\n1 Box 5 Crowns\n.i Gratia: 3M\n","box"]
[null,"Provisional Crown and Bridge material","Crown, dental, temporary: Nichro Stainless Steel, Primary Molar - First, Lower Left, No D-LL-7\r\n1 Box 5 Crowns\r\n.i Gratia: 3M\r\nICN: 18-178-5590 BX","Crown, dental, temporary: Nichro Stainless Steel, Primary Molar - First, Lower Left, No D-LL-7\n1 Box 5 Crowns\n.i Gratia: 3M\n","box"]
[null,"Provisional Crown and Bridge material","Crown, dental, temporary: Nichro Stainless Steel, Primary Molar - First, Lower Right, No D-LR-2\r\n1 Box 5 Crowns\r\n.i Gratia: 3M\r\nICN: 18-178-5591 BX","Crown, dental, temporary: Nichro Stainless Steel, Primary Molar - First, Lower Right, No D-LR-2\n1 Box 5 Crowns\n.i Gratia: 3M\n","box"]
[null,"Provisional Crown and Bridge material","Crown, dental, temporary: Nichro Stainless Steel, Primary Molar - First, Lower Right, No D-LR-3\r\n1 Box 5 Crowns\r\n.i Gratia: 3M\r\nICN: 18-178-5592 BX","Crown, dental, temporary: Nichro Stainless Steel, Primary Molar - First, Lower Right, No D-LR-3\n1 Box 5 Crowns\n.i Gratia: 3M\n","box"]
[null,"Provisional Crown and Bridge material","Crown, dental, temporary: Nichro Stainless Steel, Primary Molar - First, Lower Right, No D-LR-4\r\n1 Box 5 Crowns\r\n.i Gratia: 3M\r\nICN: 18-178-5593 BX","Crown, dental, temporary: Nichro Stainless Steel, Primary Molar - First, Lower Right, No D-LR-4\n1 Box 5 Crowns\n.i Gratia: 3M\n","box"]
[null,"Provisional Crown and Bridge material","Crown, dental, temporary: Nichro Stainless Steel, Primary Molar - First, Lower Right, No D-LR-5\r\n1 Box 5 Crowns\r\n.i Gratia: 3M\r\nICN: 18-178-5594 BX","Crown, dental, temporary: Nichro Stainless Steel, Primary Molar - First, Lower Right, No D-LR-5\n1 Box 5 Crowns\n.i Gratia: 3M\n","box"]
[null,"Provisional Crown and Bridge material","Crown, dental, temporary: Nichro Stainless Steel, Primary Molar - First, Lower Right, No D-LR-6\r\n1 Box 5 Crowns\r\n.i Gratia: 3M\r\nICN: 18-178-5596 BX","Crown, dental, temporary: Nichro Stainless Steel, Primary Molar - First, Lower Right, No D-LR-6\n1 Box 5 Crowns\n.i Gratia: 3M\n","box"]
[null,"Provisional Crown and Bridge material","Crown, dental, temporary: Nichro Stainless Steel, Primary Molar - First, Lower Right, No D-LR-7\r\n1 Box 5 Crowns\r\n.i Gratia: 3M\r\nICN: 18-178-5597 BX","Crown, dental, temporary: Nichro Stainless Steel, Primary Molar - First, Lower Right, No D-LR-7\n1 Box 5 Crowns\n.i Gratia: 3M\n","box"]
[null,"Provisional Crown and Bridge material","Crown, dental, temporary: Nichro Stainless Steel, Primary Molar - First, Upper Left, No D-UL-2\r\n1 Box 5 Crowns\r\n.i Gratia: 3M\r\nICN: 18-178-5678 BX","Crown, dental, temporary: Nichro Stainless Steel, Primary Molar - First, Upper Left, No D-UL-2\n1 Box 5 Crowns\n.i Gratia: 3M\n","box"]
[null,"Provisional Crown and Bridge material","Crown, dental, temporary: Nichro Stainless Steel, Primary Molar - First, Upper Left, No D-UL-3\r\n1 Box 5 Crowns\r\n.i Gratia: 3M\r\nICN: 18-178-5677 BX","Crown, dental, temporary: Nichro Stainless Steel, Primary Molar - First, Upper Left, No D-UL-3\n1 Box 5 Crowns\n.i Gratia: 3M\n","box"]
[null,"Provisional Crown and Bridge material","Crown, dental, temporary: Nichro Stainless Steel, Primary Molar - First, Upper Left, No D-UL-4\r\n1 Box 5 Crowns\r\n.i Gratia: 3M\r\nICN: 18-178-5654 BX","Crown, dental, temporary: Nichro Stainless Steel, Primary Molar - First, Upper Left, No D-UL-4\n1 Box 5 Crowns\n.i Gratia: 3M\n","box"]
[null,"Provisional Crown and Bridge material","Crown, dental, temporary: Nichro Stainless Steel, Primary Molar - First, Upper Left, No D-UL-5\r\n1 Box 5 Crowns\r\n.i Gratia: 3M\r\nICN: 18-178-5655 BX","Crown, dental, temporary: Nichro Stainless Steel, Primary Molar - First, Upper Left, No D-UL-5\n1 Box 5 Crowns\n.i Gratia: 3M\n","box"]
[null,"Provisional Crown and Bridge material","Crown, dental, temporary: Nichro Stainless Steel, Primary Molar - First, Upper Left, No D-UL-6\r\n1 Box 5 Crowns\r\n.i Gratia: 3M\r\nICN: 18-178-5657 BX","Crown, dental, temporary: Nichro Stainless Steel, Primary Molar - First, Upper Left, No D-UL-6\n1 Box 5 Crowns\n.i Gratia: 3M\n","box"]
[null,"Provisional Crown and Bridge material","Crown, dental, temporary: Nichro Stainless Steel, Primary Molar - First, Upper Left, No D-UL-7\r\n1 Box 5 Crowns\r\n.i Gratia:  3M\r\nICN: 18-178-5561 BX","Crown, dental, temporary: Nichro Stainless Steel, Primary Molar - First, Upper Left, No D-UL-7\n1 Box 5 Crowns\n.i Gratia:  3M\n","box"]
[null,"Provisional Crown and Bridge material","Crown, dental, temporary: Nichro Stainless Steel, Primary Molar - First, Upper Right, No D-UR-2\r\n1 Box 5 Crowns\r\n.i Gratia:  3M\r\nICN: 18-178-5663 BX","Crown, dental, temporary: Nichro Stainless Steel, Primary Molar - First, Upper Right, No D-UR-2\n1 Box 5 Crowns\n.i Gratia:  3M\nX","box"]
[null,"Provisional Crown and Bridge material","Crown, dental, temporary: Nichro Stainless Steel, Primary Molar - First, Upper Right, No D-UR-3\r\n1 Box 5 Crowns\r\n.i Gratia:  3M\r\nICN: 18-178-5665 BX","Crown, dental, temporary: Nichro Stainless Steel, Primary Molar - First, Upper Right, No D-UR-3\n1 Box 5 Crowns\n.i Gratia:  3M\n","box"]
[null,"Provisional Crown and Bridge material","Crown, dental, temporary: Nichro Stainless Steel, Primary Molar - First, Upper Right, No D-UR-4\r\n1 Box 5 Crowns\r\n.i Gratia:  3M\r\nICN: 18-178-5671 BX","Crown, dental, temporary: Nichro Stainless Steel, Primary Molar - First, Upper Right, No D-UR-4\n1 Box 5 Crowns\n.i Gratia:  3M\n","box"]
[null,"Provisional Crown and Bridge material","Crown, dental, temporary: Nichro Stainless Steel, Primary Molar - First, Upper Right, No D-UR-5\r\n1 Box 5 Crowns\r\n.i Gratia:  3M\r\nICN: 18-178-5672 BX","Crown, dental, temporary: Nichro Stainless Steel, Primary Molar - First, Upper Right, No D-UR-5\n1 Box 5 Crowns\n.i Gratia:  3M\n","box"]
[null,"Provisional Crown and Bridge material","Crown, dental, temporary:  Nichro Stainless Steel, Primary Molar - First, Upper Right, No D-UR-6\r\n1 Box 5 Crowns\r\n.i Gratia:  3M\r\nICN: 18-178-5674 BX","Crown, dental, temporary:  Nichro Stainless Steel, Primary Molar - First, Upper Right, No D-UR-6\n1 Box 5 Crowns\n.i Gratia:  3M\n","box"]
[null,"Provisional Crown and Bridge material","Crown, dental, temporary: Nichro Stainless Steel, Primary Molar - First, Upper Right, No D-UR-7\r\n1 Box 5 Crowns\r\n.i Gratia:  3M\r\nICN: 18-178-5675 BX","Crown, dental, temporary: Nichro Stainless Steel, Primary Molar - First, Upper Right, No D-UR-7\n1 Box 5 Crowns\n.i Gratia:  3M\n","box"]
[null,"Provisional Crown and Bridge material","Crown, dental, temporary: Nichro Stainless Steel, Primary Molar - Secondary, Lower Left, No E-LL-2\r\n1 Box 5 Crowns\r\n.i Gratia:  3M\r\nICN: 18-178-5613 BX","Crown, dental, temporary: Nichro Stainless Steel, Primary Molar - Secondary, Lower Left, No E-LL-2\n1 Box 5 Crowns\n.i Gratia:  3M\n","box"]
[null,"Provisional Crown and Bridge material","Crown, dental, temporary: Nichro Stainless Steel, Primary Molar - Secondary, Lower Left, No E-LL-3\r\n1 Box 5 Crowns\r\n.i Gratia:  3M\r\nICN: 18-178-5616 BX","Crown, dental, temporary: Nichro Stainless Steel, Primary Molar - Secondary, Lower Left, No E-LL-3\n1 Box 5 Crowns\n.i Gratia:  3M\n","box"]
[null,"Provisional Crown and Bridge material","Crown, dental, temporary: Nichro Stainless Steel, Primary Molar - Secondary, Lower Left, No E-LL-4\r\n1 Box 5 Crowns\r\n.i Gratia:  3M\r\nICN: 18-178-5620 BX","Crown, dental, temporary: Nichro Stainless Steel, Primary Molar - Secondary, Lower Left, No E-LL-4\n1 Box 5 Crowns\n.i Gratia:  3M\n","box"]
[null,"Provisional Crown and Bridge material","Crown, dental, temporary: Nichro Stainless Steel, Primary Molar - Secondary, Lower Left, No E-LL-5\r\n1 Box 5 Crowns\r\n.i Gratia:  3M\r\nICN: 18-178-5621 BX","Crown, dental, temporary: Nichro Stainless Steel, Primary Molar - Secondary, Lower Left, No E-LL-5\n1 Box 5 Crowns\n.i Gratia:  3M\n","box"]
[null,"Provisional Crown and Bridge material","Crown, dental, temporary: Nichro Stainless Steel, Primary Molar - Secondary, Lower Left, No E-LL-6\r\n1 Box 5 Crowns\r\n.i Gratia:  3M\r\nICN: 18-178-5624 BX","Crown, dental, temporary: Nichro Stainless Steel, Primary Molar - Secondary, Lower Left, No E-LL-6\n1 Box 5 Crowns\n.i Gratia:  3M\n","box"]
[null,"Provisional Crown and Bridge material","Crown, dental, temporary: Nichro Stainless Steel, Primary Molar - Secondary, Lower Left, No E-LL-7\r\n1 Box 5 Crowns\r\n.i Gratia:  3M\r\nICN: 18-178-5625 BX","Crown, dental, temporary: Nichro Stainless Steel, Primary Molar - Secondary, Lower Left, No E-LL-7\n1 Box 5 Crowns\n.i Gratia:  3M\n","box"]
[null,"Provisional Crown and Bridge material","Crown, dental, temporary: Nichro Stainless Steel, Primary Molar - Secondary, Lower Right, No E-LR-2\r\n1 Box 5 Crowns\r\n.i Gratia:  3M\r\nICN: 18-178-5627 BX","Crown, dental, temporary: Nichro Stainless Steel, Primary Molar - Secondary, Lower Right, No E-LR-2\n1 Box 5 Crowns\n.i Gratia:  3M\n","box"]
[null,"Provisional Crown and Bridge material","Crown, dental, temporary: Nichro Stainless Steel, Primary Molar - Secondary, Lower Right, No E-LR-3\r\n1 Box 5 Crowns\r\n.i Gratia:  3M\r\nICN: 18-178-5628 BX","Crown, dental, temporary: Nichro Stainless Steel, Primary Molar - Secondary, Lower Right, No E-LR-3\n1 Box 5 Crowns\n.i Gratia:  3M\n","box"]
[null,"Provisional Crown and Bridge material","Crown, dental, temporary: Nichro Stainless Steel, Primary Molar - Secondary, Lower Right, No E-LR-4\r\n1 Box 5 Crowns\r\n.i Gratia:  3M\r\nICN: 18-178-6530 BX","Crown, dental, temporary: Nichro Stainless Steel, Primary Molar - Secondary, Lower Right, No E-LR-4\n1 Box 5 Crowns\n.i Gratia:  3M\n","box"]
[null,"Provisional Crown and Bridge material","Crown, dental, temporary: Nichro Stainless Steel, Primary Molar - Secondary, Lower Right, No E-LR-5\r\n1 Box 5 Crowns\r\n.i Gratia:  3M\r\nICN: 18-178-5631 BX","Crown, dental, temporary: Nichro Stainless Steel, Primary Molar - Secondary, Lower Right, No E-LR-5\n1 Box 5 Crowns\n.i Gratia:  3M\n","box"]
[null,"Provisional Crown and Bridge material","Crown, dental, temporary: Nichro Stainless Steel, Primary Molar - Secondary, Lower Right, No E-LR-6\r\n1 Box 5 Crowns\r\n.i Gratia:  3M\r\nICN: 18-178-5632 BX","Crown, dental, temporary: Nichro Stainless Steel, Primary Molar - Secondary, Lower Right, No E-LR-6\n1 Box 5 Crowns\n.i Gratia:  3M\n","box"]
[null,"Provisional Crown and Bridge material","Crown, dental, temporary: Nichro Stainless Steel, Primary Molar - Secondary, Lower Right, No E-LR-7\r\n1 Box 5 Crowns\r\n.i Gratia:  3M\r\nICN: 18-178-5634 BX","Crown, dental, temporary: Nichro Stainless Steel, Primary Molar - Secondary, Lower Right, No E-LR-7\n1 Box 5 Crowns\n.i Gratia:  3M\n","box"]
[null,"Provisional Crown and Bridge material","Crown, dental, temporary: Nichro Stainless Steel, Primary Molar - Secondary, Upper Left, No E-UL-2\r\n1 Box 5 Crowns\r\n.i Gratia:  3M\r\nICN: 18-178-5637 BX","Crown, dental, temporary: Nichro Stainless Steel, Primary Molar - Secondary, Upper Left, No E-UL-2\n1 Box 5 Crowns\n.i Gratia:  3M\n","box"]
[null,"Provisional Crown and Bridge material","Crown, dental, temporary: Nichro Stainless Steel, Primary Molar - Secondary, Upper Left, No E-UL-3\r\n1 Box 5 Crowns\r\n.i Gratia:  3M\r\nICN: 18-178-5638 BX","Crown, dental, temporary: Nichro Stainless Steel, Primary Molar - Secondary, Upper Left, No E-UL-3\n1 Box 5 Crowns\n.i Gratia:  3M\n","box"]
[null,"Provisional Crown and Bridge material","Crown, dental, temporary: Nichro Stainless Steel, Primary Molar - Secondary, Upper Left, No E-UL-4\r\n1 Box 5 Crowns\r\n.i Gratia:  3M\r\nICN: 18-178-5640 BX","Crown, dental, temporary: Nichro Stainless Steel, Primary Molar - Secondary, Upper Left, No E-UL-4\n1 Box 5 Crowns\n.i Gratia:  3M\n","box"]
[null,"Provisional Crown and Bridge material","Crown, dental, temporary: Nichro Stainless Steel, Primary Molar - Secondary, Upper Left, No E-UL-5\r\n1 Box 5 Crowns\r\n.i Gratia:  3M\r\nICN: 18-178-5641 BX","Crown, dental, temporary: Nichro Stainless Steel, Primary Molar - Secondary, Upper Left, No E-UL-5\n1 Box 5 Crowns\n.i Gratia:  3M\n","box"]
[null,"Provisional Crown and Bridge material","Crown, dental, temporary: Nichro Stainless Steel, Primary Molar - Secondary, Upper Left, No E-UL-6\r\n1 Box 5 Crowns\r\n.i Gratia:  3M\r\nICN: 18-178-5644 BX","Crown, dental, temporary: Nichro Stainless Steel, Primary Molar - Secondary, Upper Left, No E-UL-6\n1 Box 5 Crowns\n.i Gratia:  3M\n","box"]
[null,"Provisional Crown and Bridge material","Crown, dental, temporary: Nichro Stainless Steel, Primary Molar - Secondary, Upper Left, No E-UL-7\r\n1 Box 5 Crowns\r\n.i Gratia:  3M\r\nICN: 18-178-5645 BX","Crown, dental, temporary: Nichro Stainless Steel, Primary Molar - Secondary, Upper Left, No E-UL-7\n1 Box 5 Crowns\n.i Gratia:  3M\n","box"]
[null,"Provisional Crown and Bridge material","Crown, dental, temporary: Nichro Stainless Steel, Primary Molar - Secondary, Upper Right, No E-UR-2\r\n1 Box 5 Crowns\r\n.i Gratia:  3M\r\nICN: 18-178-5646 BX","Crown, dental, temporary: Nichro Stainless Steel, Primary Molar - Secondary, Upper Right, No E-UR-2\n1 Box 5 Crowns\n.i Gratia:  3M\n","box"]
[null,"Provisional Crown and Bridge material","Crown, dental, temporary: Nichro Stainless Steel, Primary Molar - Secondary, Upper Right, No E-UR-3\r\n1 Box 5 Crowns\r\n.i Gratia:  3M\r\nICN: 18-178-5647 BX","Crown, dental, temporary: Nichro Stainless Steel, Primary Molar - Secondary, Upper Right, No E-UR-3\n1 Box 5 Crowns\n.i Gratia:  3M\n","box"]
[null,"Provisional Crown and Bridge material","Crown, dental, temporary: Nichro Stainless Steel, Primary Molar - Secondary, Upper Right, No E-UR-4\r\n1 Box 5 Crowns\r\n.i Gratia:  3M\r\nICN: 18-178-5648 BX","Crown, dental, temporary: Nichro Stainless Steel, Primary Molar - Secondary, Upper Right, No E-UR-4\n1 Box 5 Crowns\n.i Gratia:  3M\n","box"]
[null,"Provisional Crown and Bridge material","Crown, dental, temporary: Nichro Stainless Steel, Primary Molar - Secondary, Upper Right, No E-UR-5\r\n1 Box 5 Crowns\r\n.i Gratia:  3M\r\nICN: 18-178-5649 BX","Crown, dental, temporary: Nichro Stainless Steel, Primary Molar - Secondary, Upper Right, No E-UR-5\n1 Box 5 Crowns\n.i Gratia:  3M\n","box"]
[null,"Provisional Crown and Bridge material","Crown, dental, temporary: Nichro Stainless Steel, Primary Molar - Secondary, Upper Right, No E-UR-6\r\n1 Box 5 Crowns\r\n.i Gratia:  3M\r\nICN: 18-178-5651 BX","Crown, dental, temporary: Nichro Stainless Steel, Primary Molar - Secondary, Upper Right, No E-UR-6\n1 Box 5 Crowns\n.i Gratia:  3M\n","box"]
[null,"Provisional Crown and Bridge material","Crown, dental, temporary: Nichro Stainless Steel, Primary Molar - Secondary, Upper Right, No E-UR-7\r\n1 Box 5 Crowns\r\n.i Gratia:  3M\r\nICN: 18-178-5652 BX","Crown, dental, temporary: Nichro Stainless Steel, Primary Molar - Secondary, Upper Right, No E-UR-7\n1 Box 5 Crowns\n.i Gratia:  3M\n","box"]
[null,"Restorative accessory","Matrix: cervical foil transparent anterior and posterior\n.i Gratia: Kerr 850S\nICN: RT-296-0120 KT\nRT296-08-262 to RT296-08-264 will be awarded as a series","Matrix: cervical foil transparent anterior and posterior\n.i Gratia: Kerr 850S\nICN: RT-296-0120 KT\nItem RT296-08-263 to RT296-08-265 will be awarded as a series","Kit"]
[null,"Restorative accessory","Matrix: cervical foil transparent refill anterior\r\n.i Gratia: Kerr 851S-855S\r\nICN: RT-296-0121 PK","Matrix: cervical foil transparent refill anterior\n.i Gratia: Kerr 851S-855S\n","pack"]
[null,"Restorative accessory","Matrix: cervical foil transparent refill posterior\r\n.i Gratia: Kerr 856S-857S\r\nICN: RT-296-0122 PK","Matrix: cervical foil transparent refill posterior\n.i Gratia: Kerr 856S-857S\n","pack"]
[null,"Protective gear","Apron dental, plastic, adult\nICN: 18-970-5378 EA\n","Apron dental, plastic, adult\n\n","each"]
[null,"Protective gear","Apron dental, plastic, child\nICN: RT-296-0123 EA","Apron dental, plastic, child\n","each"]
[null,"Restorative accessory","Pellet, absorbent:  Dental, Cotton Wool, No.3 Small\r\n1 Box 2500 Pieces\r\n.i Gratia:  P.D.\r\nICN: 18-970-7001 BX\r","Pellet, absorbent:  Dental, Cotton Wool, No.3 Small\n1 Box 2500 Pieces\n.i Gratia:  P.D.\n\n","box"]
[null,"Restorative accessory","Roll, absorbent:  Dental, Cotton Wool, Medium No.2\r\n1 Box 1000 Pieces\r\n.i Gratia:  P.D.\r\nICN: 18-970-5797 BX","Roll, absorbent:  Dental, Cotton Wool, Medium No.2\n1 Box 1000 Pieces\n.i Gratia:  P.D.\n","box"]
[null,"Protective gear","Mask, face, aseptic:  Dust/Mist Respirator\n1 Box of 50\n.i Gratia:  3M - 8710 Dust/Mist Respirator\nICN: 18-016-6440 BX","Mask, face, aseptic:  Dust/Mist Respirator\n1 Box of 50\n.i Gratia:  3M - 8710 Dust/Mist Respirator\n","box","include SABS plug"]
[null,"Protective gear","Mask, face, aseptic:  Fluid Resistant, Molded, Blue\n1 Box 50 \n.i Gratia:  3M - 1942FB\nICN: 18-971-2448 BX","Mask, face, aseptic:  Fluid Resistant, Molded, Blue\n1 Box 50 \n.i Gratia:  3M - 1942FB\n","box"]
[null,"Restorative accessory","Wedge set, dental:  Plastic, Transparent, Lightpermeable with 90° Reflective Strip, Size Fine\r\n1 Box 100 Pieces\r\n.i Gratia:  Hawe-Neos - Luci-Wedge\r\nICN: 18-970-9776 BX\r\nItem RT296-08-154ME and RT296-08-055ME will be awarded as a series","Wedge set, dental:  Plastic, Transparent, Lightpermeable with 90° Reflective Strip, Size Fine\n1 Box 100 Pieces\n.i Gratia:  Hawe-Neos - Luci-Wedge\nItem RT296-08-154ME and RT296-08-055 will be awarded as a series","box"]
[null,"Restorative accessory","Wedge set, dental:  Plastic, Transparent, Lightpermeable with 90° Reflective Strip, Size Medium\r\n1 Box 100 Pieces\r\n.i Gratia:  Hawe-Neos - Luci-Wedge\r\nICN: 18-970-9777 BX","Wedge set, dental:  Plastic, Transparent, Lightpermeable with 90° Reflective Strip, Size Medium\n1 Box 100 Pieces\n.i Gratia:  Hawe-Neos - Luci-Wedge\n","box"]
[null,"Restorative accessory","Wedge set, dental:  Wood, Anatomically Shaped, Assorted Sizes\r\n1 Box 600 Pieces\r\n.i Gratia:  Hawe-Neos\r\nICN: 18-970-5948 BX","Wedge set, dental:  Wood, Anatomically Shaped, Assorted Sizes\n1 Box 600 Pieces\n.i Gratia:  Hawe-Neos\n","box"]
[null,"Restorative accessory","Adaptor, suction tip, dental:  Plastic, Single No.E, High to Low Volume\r\n1 Pack 12 Pieces\r\n.i Gratia:  Roeko 463000\r\nICN:18-970-3635 PK","Adaptor, suction tip, dental:  Plastic, Single No.E, High to Low Volume\n1 Pack 12 Pieces\n.i Gratia:  Roeko 463000\n","pack"]
[null,"Restorative accessory","Tip, dental suction apparatus:  Plastic Disposable, High Volume Dia 16 mm\r\n1 Pack 50 Pieces\r\n.i Gratia:  Euronda\r\nICN: 18-970-6934 PK","Tip, dental suction apparatus:  Plastic Disposable, High Volume Dia 16 mm\n1 Pack 50 Pieces\n.i Gratia:  Euronda\n","pack"]
[null,"Restorative accessory","Tip, dental suction apparatus:  Plastic Disposable, High Volume with flange Dia 16 mm\r\n1 Pack 10 Pieces\r\n.i Gratia:  Roeko (450216)\r\nICN: RT-296-0127 PK\r","Tip, dental suction apparatus:  Plastic Disposable, High Volume with flange Dia 16 mm\n1 Pack 10 Pieces\n.i Gratia:  Roeko (450216)\n\n","pack"]
[null,"Restorative accessory","Tip, dental suction apparatus:  Plastic Disposable, Low Volume With Tapered Removable Tip, Length 150 mm, Soft\r\n1 Pack 100 Pieces\r\n.i Gratia:  Euronda\r\nICN:18-970-3583 PK","Tip, dental suction apparatus:  Plastic Disposable, Low Volume With Tapered Removable Tip, Length 150 mm, Soft\n1 Pack 100 Pieces\n.i Gratia:  Euronda\n","pack"]
[null,"Restorative accessory","Mixing pad, parchment paper, dental:  Small;  40 x 40 mm\r\n1 Pad 100 sheets\r\n.i Gratia: Kerr\r\nICN: 18-178-5540 PD","Mixing pad, parchment paper, dental:  Small;  40 x 40 mm\n1 Pad 100 sheets\n.i Gratia: Kerr\n","Pad"]
[null,"Restorative accessory","Mixing pad, parchment paper, dental:  Medium; 70 x 100 mm\r\n1 Pad 100 sheets\r\n.i Gratia: Kerr\r\nICN: 18-178-5541 PD","Mixing pad, parchment paper, dental:  Medium; 70 x 100 mm\n1 Pad 100 sheets\n.i Gratia: Kerr\n","Pad"]
[null,"Restorative accessory","Mixing pad, parchment paper, dental:  Large;  100 x 120 mm\r\n1 Pad 100 sheets\r\n.i Gratia: Kerr\r\nICN:18-178-5543 PD","Mixing pad, parchment paper, dental:  Large;  100 x 120 mm\n1 Pad 100 sheets\n.i Gratia: Kerr\n","Pad"]
[null,"Infection control","Sleeve, surface barrier, dental:  Intra-oral camera cover\r\n1 Box 50 Sleeves\r\n.i Gratia:  Kerr\r\nICN: 6520-18-186-1742 BX","Sleeve, surface barrier, dental:  Intra-oral camera cover\n1 Box 50 Sleeves\n.i Gratia:  Kerr\n","box"]
[null,"Infection control","Sleeve, surface barrier, dental:  Intra-oral digital sensor cover\r\n1 Box 50 Sleeves\r\n.i Gratia:  Kerr\r\nICN: RT296-0133 BX","Sleeve, surface barrier, dental:  Intra-oral digital sensor cover\n1 Box 50 Sleeves\n.i Gratia:  Kerr\n","box"]
[null,"Impression material","Impression tray, dental:  Disposable, dentate, upper, average No.13 (BO 2)\n1 Box 25 Pieces\n.i Gratia:  Eezy-Tray\nICN: 18-970-5035 BX\nItem  RT296-08-284 to RT296-08-294 will be awarded as a series","Impression tray, dental:  Disposable, dentate, upper, average No.13 (BO 2)\n1 Box 25 Pieces\n.i Gratia:  Eezy-Tray\nICN: 18-970-5035 BX\nItem  RT296-08-283 to RT296-08-293 will be awarded as a series","box"]
[null,"Impression material","Impression tray, dental:  Disposable, dentate, lower, average No.14 (BU 2)\r\n1 Box 25 Pieces\r\n.i Gratia:  Eezy-Tray\r\nICN: 18-970-5042 BX","Impression tray, dental:  Disposable, dentate, lower, average No.14 (BU 2)\n1 Box 25 Pieces\n.i Gratia:  Eezy-Tray\n","box"]
[null,"Impression material","Impression tray, dental:  Disposable, dentate, upper, large No.11 (BO 3)\r\n1 Box 25 Pieces\r\n.i Gratia:  Eezy-Tray\r\nICN: 18-970-5036 BX","Impression tray, dental:  Disposable, dentate, upper, large No.11 (BO 3)\n1 Box 25 Pieces\n.i Gratia:  Eezy-Tray\n","box"]
[null,"Impression material","Impression tray, dental:  Disposable, dentate, lower, large No.12 (BU 3)\r\n1 Box 25 Pieces\r\n.i Gratia:  Eezy-Tray\r\nICN: 18-970-5043 BX","Impression tray, dental:  Disposable, dentate, lower, large No.12 (BU 3)\n1 Box 25 Pieces\n.i Gratia:  Eezy-Tray\n","box"]
[null,"Impression material","Impression tray, dental: Disposable, edentulous, upper, average No.5 (ZO 1)\r\n1 Box 25 Pieces\r\n.i Gratia: Eezy-Tray\r\nICN: 18-970-5030 BX","Impression tray, dental: Disposable, edentulous, upper, average No.5 (ZO 1)\n1 Box 25 Pieces\n.i Gratia: Eezy-Tray\n","box"]
[null,"Impression material","Impression tray, dental: Disposable, edentulous, lower, average No.6 (ZU 1)\r\n1 Box 25 Pieces\r\nExempli Gratia: Eezy-Tray\r\nICN: 18-970-5037 BX","Impression tray, dental: Disposable, edentulous, lower, average No.6 (ZU 1)\n1 Box 25 Pieces\nExempli Gratia: Eezy-Tray\n","box"]
[null,"Impression material","Impression tray, dental: Disposable, edentulous, upper, large No.3 (ZO 2)\r\n1 Box 25 Pieces\r\nExempli Gratia: Eezy-Tray\r\nICN: 18-970-5031 BX","Impression tray, dental: Disposable, edentulous, upper, large No.3 (ZO 2)\n1 Box 25 Pieces\nExempli Gratia: Eezy-Tray\n","box"]
[null,"Impression material","Impression tray, dental: Disposable, edentulous, lower, large No.4 (ZU 2)\r\n1 Box 25 Pieces\r\n.i Gratia: Eezy-Tray\r\nICN:18-970-5038 BX","Impression tray, dental: Disposable, edentulous, lower, large No.4 (ZU 2)\n1 Box 25 Pieces\n.i Gratia: Eezy-Tray\n","box"]
[null,"Impression material","Impression tray, dental: Disposable, dentulous, sectional, anterior, upper/lower, No.20\n1 Box 25 Pieces\n.i Gratia: Eezy-Tray\nICN: 18-178-5534 BX\n","Impression tray, dental: Disposable, dentulous, sectional, anterior, upper/lower, No.20\n1 Box 25 Pieces\n.i Gratia: Eezy-Tray\n\n","box"]
[null,"Impression material","Impression tray, dental: Disposable, dentulous, sectional, quadrant-left, upper/lower, No.21\n1 Box 25 Pieces\n.i Gratia: Eezy-Tray\nICN:18-178-5536 BX\n","Impression tray, dental: Disposable, dentulous, sectional, quadrant-left, upper/lower, No.21\n1 Box 25 Pieces\n.i Gratia: Eezy-Tray\n\n","box"]
[null,"Impression material","Impression tray, dental: Disposable, dentulous, sectional, quadrant-right, upper/lower, No.22\n1 Box 25 Pieces\n.i Gratia: Eezy-Tray\nICN:18-178-5537 BX\n","Impression tray, dental: Disposable, dentulous, sectional, quadrant-right, upper/lower, No.22\n1 Box 25 Pieces\n.i Gratia: Eezy-Tray\n\n","box"]
[null,"Impression material","New item","Impression tray, dental:  Disposable, dentate, lower, peado, orthhodontic tray,size small 12 per pack\n","Pack"]
[null,"Impression material","New item","Impression tray, dental:  Disposable, dentate, upper, peado, orthhodontic tray, size small 12 per pack","Pack"]
[null,"Impression material","New item","Impression tray, dental:  Disposable, dentate, upper, peado, orthhodontic tray,size medium, 12 per pack","pack"]
[null,"Impression material","New item","Impression tray, dental:  Disposable, dentate, lower, peado, orthhodontic tray,size medium, 12 per pack","pack"]
[null,"Restorative accessory","Pellet , absorbent: Dental cotton wool , No4\r\n1 Box 1000 pieces\r\n.i Gratia;  P.D.","Pellet , absorbent: Dental cotton wool , No4\r\n1 Box 1000 pieces\r\n.i Gratia;  P.D.","box"]
[null,"Provisional Crown and Bridge material","Resin acrylic dental, temporary crowns; poly-methyl methacrylate; self curing powder and liquid: shade Nu - Hue 59\r","Resin acrylic dental, temporary crowns; poly-methyl methacrylate; self curing powder and liquid: shade Nu - Hue 59\r","set"]
[null,"Provisional Crown and Bridge material","Resin acrylic dental, temporary crowns; poly-methyl methacrylate; self curing powder and liquid: shade Nu - Hue 60\r","Resin acrylic dental, temporary crowns; poly-methyl methacrylate; self curing powder and liquid: shade Nu - Hue 60\r","set"]
[null,"Provisional Crown and Bridge material","Resin acrylic dental, temporary crowns; poly-methyl methacrylate; self curing powder and liquid: shade Nu - Hue 61\r","Resin acrylic dental, temporary crowns; poly-methyl methacrylate; self curing powder and liquid: shade Nu - Hue 61\r","set"]
[null,"Provisional Crown and Bridge material","Resin acrylic dental, temporary crowns; poly-methyl methacrylate; self curing powder and liquid: shade Nu - Hue 62\r","Resin acrylic dental, temporary crowns; poly-methyl methacrylate; self curing powder and liquid: shade Nu - Hue 62\r","set"]
[null,"Provisional Crown and Bridge material","Resin acrylic dental, temporary crowns; poly-methyl methacrylate; self curing powder and liquid: shade Nu - Hue 66\r","Resin acrylic dental, temporary crowns; poly-methyl methacrylate; self curing powder and liquid: shade Nu - Hue 66\r","set"]
[null,"Provisional Crown and Bridge material","Resin acrylic dental, temporary crowns; poly-methyl methacrylate; self curing powder and liquid: shade Nu - Hue 67\r","Resin acrylic dental, temporary crowns; poly-methyl methacrylate; self curing powder and liquid: shade Nu - Hue 67\r","set"]
[null,"Provisional Crown and Bridge material","Resin acrylic dental, temporary crowns; poly-methyl methacrylate; self curing powder and liquid: shade Nu - Hue 68\r","Resin acrylic dental, temporary crowns; poly-methyl methacrylate; self curing powder and liquid: shade Nu - Hue 68\r","set"]
[null,"Provisional Crown and Bridge material","Resin acrylic dental, temporary crowns; poly-methyl methacrylate; self curing powder and liquid: shade Nu - Hue 69\r","Resin acrylic dental, temporary crowns; poly-methyl methacrylate; self curing powder and liquid: shade Nu - Hue 69\r","set"]
[null,"Provisional Crown and Bridge material","Resin acrylic dental, temporary crowns; poly-methyl methacrylate; self curing powder and liquid: shade Nu - Hue 71\r","Resin acrylic dental, temporary crowns; poly-methyl methacrylate; self curing powder and liquid: shade Nu - Hue 71\r","set"]
[null,"Provisional Crown and Bridge material","Resin acrylic dental, temporary crowns; poly-methyl methacrylate; self curing powder and liquid: shade Nu - Hue 77\r","Resin acrylic dental, temporary crowns; poly-methyl methacrylate; self curing powder and liquid: shade Nu - Hue 77\r","set"]
[null,"Provisional Crown and Bridge material","Resin acrylic dental, temporary crowns; poly-methyl methacrylate; self curing powder and liquid: shade Nu - Hue 81\r","Resin acrylic dental, temporary crowns; poly-methyl methacrylate; self curing powder and liquid: shade Nu - Hue 81\r","set"]
[null,"Provisional Crown and Bridge material","Resin acrylic dental, temporary crowns; poly-methyl methacrylate; self curing powder and liquid: shade Nu - Hue 87\r","Resin acrylic dental, temporary crowns; poly-methyl methacrylate; self curing powder and liquid: shade Nu - Hue 87\r","set"]
[null,"Provisional Crown and Bridge material","Resin acrylic dental, temporary crowns; poly-methyl methacrylate; self curing powder and liquid: shade Vita A1\r","Resin acrylic dental, temporary crowns; poly-methyl methacrylate; self curing powder and liquid: shade Vita A1\r","set"]
[null,"Provisional Crown and Bridge material","Resin acrylic dental, temporary crowns; poly-methyl methacrylate; self curing powder and liquid: shade Vita A2\r","Resin acrylic dental, temporary crowns; poly-methyl methacrylate; self curing powder and liquid: shade Vita A2\r","set"]
[null,"Provisional Crown and Bridge material","Resin acrylic dental, temporary crowns; poly-methyl methacrylate; self curing powder and liquid: shade Vita A3\r","Resin acrylic dental, temporary crowns; poly-methyl methacrylate; self curing powder and liquid: shade Vita A3\r","set"]
[null,"Provisional Crown and Bridge material","Resin acrylic dental, temporary crowns; poly-methyl methacrylate; self curing powder and liquid: shade Vita A3.5\r","Resin acrylic dental, temporary crowns; poly-methyl methacrylate; self curing powder and liquid: shade Vita A3.5\r","set"]
[null,"Provisional Crown and Bridge material","Resin acrylic dental, temporary crowns; poly-methyl methacrylate; self curing powder and liquid: shade Vita A4\r","Resin acrylic dental, temporary crowns; poly-methyl methacrylate; self curing powder and liquid: shade Vita A4\r","set"]
[null,"Provisional Crown and Bridge material","Resin acrylic dental, temporary crowns; poly-methyl methacrylate; self curing powder and liquid: shade Vita B1\r","Resin acrylic dental, temporary crowns; poly-methyl methacrylate; self curing powder and liquid: shade Vita B1\r","set"]
[null,"Provisional Crown and Bridge material","Resin acrylic dental, temporary crowns; poly-methyl methacrylate; self curing powder and liquid: shade Vita B2\r","Resin acrylic dental, temporary crowns; poly-methyl methacrylate; self curing powder and liquid: shade Vita B2\r","set"]
[null,"Provisional Crown and Bridge material","Resin acrylic dental, temporary crowns; poly-methyl methacrylate; self curing powder and liquid: shade Vita B3\r","Resin acrylic dental, temporary crowns; poly-methyl methacrylate; self curing powder and liquid: shade Vita B3\r","set"]
[null,"Provisional Crown and Bridge material","Resin acrylic dental, temporary crowns; poly-methyl methacrylate; self curing powder and liquid: shade Vita B4\r","Resin acrylic dental, temporary crowns; poly-methyl methacrylate; self curing powder and liquid: shade Vita B4\r","set"]
[null,"Provisional Crown and Bridge material","Resin acrylic dental, temporary crowns; poly-methyl methacrylate; self curing powder and liquid: shade Vita C2\r","Resin acrylic dental, temporary crowns; poly-methyl methacrylate; self curing powder and liquid: shade Vita C2\r","set"]
[null,"Provisional Crown and Bridge material","Resin acrylic dental, temporary crowns; poly-methyl methacrylate; self curing powder and liquid: shade Vita C3\r","Resin acrylic dental, temporary crowns; poly-methyl methacrylate; self curing powder and liquid: shade Vita C3\r","set"]
[null,"Provisional Crown and Bridge material","Resin acrylic dental, temporary crowns; poly-methyl methacrylate; self curing powder and liquid: shade Vita C4\r","Resin acrylic dental, temporary crowns; poly-methyl methacrylate; self curing powder and liquid: shade Vita C4\r","set"]
[null,"Provisional Crown and Bridge material","Resin acrylic dental, temporary crowns; poly-methyl methacrylate; self curing powder and liquid: shade Vita D3\r","Resin acrylic dental, temporary crowns; poly-methyl methacrylate; self curing powder and liquid: shade Vita D3\r","set"]
[null,"Provisional Crown and Bridge material","Resin acrylic dental, temporary crowns; poly-methyl methacrylate; self curing powder and liquid: shade Vita D4\r","Resin acrylic dental, temporary crowns; poly-methyl methacrylate; self curing powder and liquid: shade Vita D4\r","set"]
[null,"Restorative accessory","Mixing Pad, Parchment Paper, Dental:  Large;  100 x 120 mm\r\n1 Pad 100 sheets\r\nExempli Gratia: Kerr\r\nICN:","Mixing Pad, Parchment Paper, Dental:  Large;  100 x 120 mm\n1 Pad 100 sheets\nExempli Gratia: Kerr\n","Pad"]
[null,"Post and core","Post kit, endodontic: System, CasTing Technique Kit (P-781)\r\nKit- 25 Plastic Impression Posts, 25 Temporary Posts, 25 Burnout Posts, 7 ParaPost X Drills\r\n.i Gratia:  ParaPost XP System \r\nICN: 18-974-2277 KT\r\nItem RT296-09-001 to RT296-09-037 will be awarded as a series","Post kit, endodontic: System, CasTing Technique Kit (P-781)\nKit- 25 Plastic Impression Posts, 25 Temporary Posts, 25 Burnout Posts, 7 ParaPost X Drills\n.i Gratia:  ParaPost XP System \nItem RT296-09-001 to RT296-09-037 will be awarded as a series","Kit"]
[null,"Post and core","Post kit, endodontic:  ParaPost XP Sytem, One-Office-Visit Technique Kit, Titanium Posts \r\n.i Gratia:  Para Post XP System (P-780)\r\nICN: 18-974-2276 KT","Post kit, endodontic:  ParaPost XP Sytem, One-Office-Visit Technique Kit, Titanium Posts \n.i Gratia:  Para Post XP System (P-780)\n","Kit"]
[null,"Post and core","Drill, post hole, dental:  ParaPost X, Dia 0,9mm, Colour Code Brown\r\n1 Pack 1 Piece\r\n.i Gratia:  ParaPost XP System\r\nICN:18-970-7911 EA","Drill, post hole, dental:  ParaPost X, Dia 0,9mm, Colour Code Brown\n1 Pack 1 Piece\n.i Gratia:  ParaPost XP System\n","pack"]
[null,"Post and core","Drill, post hole, dental:  ParaPost X, Dia 1,0 mm, Colour Code Yelow\r\n1 Pack 1 Piece\r\n.i Gratia:  ParaPost XP System\r\nICN:18-970-7912 EA","Drill, post hole, dental:  ParaPost X, Dia 1,0 mm, Colour Code Yelow\n1 Pack 1 Piece\n.i Gratia:  ParaPost XP System\n","pack"]
[null,"Post and core","Drill, post hole, dental:  ParaPost X, Dia 1,14 mm, Colour Code Blue\r\n1 Pack 1 Piece\r\n.i Gratia:  ParaPost XP System\r\nICN:18-095-2328 EA","Drill, post hole, dental:  ParaPost X, Dia 1,14 mm, Colour Code Blue\n1 Pack 1 Piece\n.i Gratia:  ParaPost XP System\n","pack"]
[null,"Post and core","Drill, post hole, dental:  ParaPost X, Dia 1,25 mm, Colour Code Red\r\n1 Pack 1 Piece\r\n.i Gratia:  ParaPost XP System\r\nICN:18-970-7913 EA","Drill, post hole, dental:  ParaPost X, Dia 1,25 mm, Colour Code Red\n1 Pack 1 Piece\n.i Gratia:  ParaPost XP System\n","pack"]
[null,"Post and core","Drill, post hole, dental:  ParaPost X, Dia 1,40 mm, Colour Code Purple\r\n1 Pack 1 Piece\r\n.i Gratia:  ParaPost XP System\r\nICN:18-095-2326 EA","Drill, post hole, dental:  ParaPost X, Dia 1,40 mm, Colour Code Purple\n1 Pack 1 Piece\n.i Gratia:  ParaPost XP System\n","pack"]
[null,"Post and core","Drill, post hole, dental:  ParaPost X, Dia 1,50 mm, Colour Code Black\r\n1 Pack 1 Piece\r\n.i Gratia:  ParaPost XP System\r\nICN:18-970-7914 EA","Drill, post hole, dental:  ParaPost X, Dia 1,50 mm, Colour Code Black\n1 Pack 1 Piece\n.i Gratia:  ParaPost XP System\n","pack"]
[null,"Post and core","Drill, post hole, dental:  ParaPost X, Dia 1,75 mm, Colour Code Green\r\n1 Pack 1 Piece\r\n.i Gratia:  ParaPost XP System\r\nICN:18-970-7915 EA","Drill, post hole, dental:  ParaPost X, Dia 1,75 mm, Colour Code Green\n1 Pack 1 Piece\n.i Gratia:  ParaPost XP System\n","pack"]
[null,"Post and core","Post, burnout casTing, dental:  ParaPost XP System, Plastic, Dia 0,9 mm, Colour Code Brown \r\n1 Pack 10 Posts\r\n.i Gratia:  ParaPost XP System\r\nICN:18-970-5737 PK","Post, burnout casTing, dental:  ParaPost XP System, Plastic, Dia 0,9 mm, Colour Code Brown \n1 Pack 10 Posts\n.i Gratia:  ParaPost XP System\n","pack"]
[null,"Post and core","Post, burnout casTing, dental:  ParaPost XP System, Plastic, Dia 1,00 mm, Colour Code Yellow\r\n1 Pack 10 Posts\r\n.i Gratia:  ParaPost XP System\r\nICN:18-970-5738 PK","Post, burnout casTing, dental:  ParaPost XP System, Plastic, Dia 1,00 mm, Colour Code Yellow\n1 Pack 10 Posts\n.i Gratia:  ParaPost XP System\n","pack"]
[null,"Post and core","Post, burnout casTing, dental:  ParaPost XP System, Plastic, Dia 1,14 mm, Colour Code Blue \r\n1 Pack 10 Posts\r\n.i Gratia:  ParaPost XP System\r\nICN:18-095-2325 PK","Post, burnout casTing, dental:  ParaPost XP System, Plastic, Dia 1,14 mm, Colour Code Blue \n1 Pack 10 Posts\n.i Gratia:  ParaPost XP System\n","pack"]
[null,"Post and core","Post, burnout casTing, dental:  ParaPost XP System, Plastic, Dia 1,25 mm, Colour Code Red\r\n1 Pack 10 Posts\r\n.i Gratia:  ParaPost XP System\r\nICN: 18-970-5739 PK","Post, burnout casTing, dental:  ParaPost XP System, Plastic, Dia 1,25 mm, Colour Code Red\n1 Pack 10 Posts\n.i Gratia:  ParaPost XP System\n","pack"]
[null,"Post and core","Post, burnout casTing, dental:  ParaPost XP System, Plastic, Dia 1,40 mm, Colour Code Purple\r\n1 Pack 10 Posts\r\n.i Gratia:  ParaPost XP System\r\nICN:18-095-2317 PK","Post, burnout casTing, dental:  ParaPost XP System, Plastic, Dia 1,40 mm, Colour Code Purple\n1 Pack 10 Posts\n.i Gratia:  ParaPost XP System\n","pack"]
[null,"Post and core","Post, burnout casTing, dental:  ParaPost XP System, Plastic, Dia 1,50 mm, Colour Code Black\r\n1 Pack 10 Posts\r\n.i Gratia:  ParaPost XP System\r\nICN:18-970-5740 PK","Post, burnout casTing, dental:  ParaPost XP System, Plastic, Dia 1,50 mm, Colour Code Black\n1 Pack 10 Posts\n.i Gratia:  ParaPost XP System\n","pack"]
[null,"Post and core","Post, burnout casTing, dental:  ParaPost XP System, Plastic, Dia 1,75 mm, Colour Code Green\r\n1 Pack 10 Posts\r\n.i Gratia:  ParaPost XP System\r\nICN:18-970-5741 PK","Post, burnout casTing, dental:  ParaPost XP System, Plastic, Dia 1,75 mm, Colour Code Green\n1 Pack 10 Posts\n.i Gratia:  ParaPost XP System\n","pack"]
[null,"Post and core","Post, endodontic:  ParaPost XP System, Plastic Impression, Dia 0,90 mm, Colour Code Brown\r\n1 Pack 20 Posts\r\n.i Gratia:  ParaPost XP System\r\nICN:18-970-9004 PK","Post, endodontic:  ParaPost XP System, Plastic Impression, Dia 0,90 mm, Colour Code Brown\n1 Pack 20 Posts\n.i Gratia:  ParaPost XP System\n","pack"]
[null,"Post and core","Post, endodontic, ParaPost XP System, Plastic Impression, Dia 1,00 mm, Colour Code Yellow\r\n1 Pack 20 Posts\r\n.i Gratia:  ParaPost XP System\r\nICN:18-970-9003 PK","Post, endodontic, ParaPost XP System, Plastic Impression, Dia 1,00 mm, Colour Code Yellow\n1 Pack 20 Posts\n.i Gratia:  ParaPost XP System\n","pack"]
[null,"Post and core","Post, endodontic:  ParaPost XP System, Plastic Impression, Dia 1,14 mm, Colour Code Blue\r\n1 Pack 20 Posts\r\n.i Gratia:  ParaPost XP System\r\nICN:18-095-2315 PK","Post, endodontic:  ParaPost XP System, Plastic Impression, Dia 1,14 mm, Colour Code Blue\n1 Pack 20 Posts\n.i Gratia:  ParaPost XP System\n","pack"]
[null,"Post and core","Post, endodontic:  ParaPost XP System, Plastic Impression, Dia 1,25 mm, Colour Code Red\r\n1 Pack 20 Posts\r\n.i Gratia:  ParaPost XP System\r\nICN:18-970-9002 PK","Post, endodontic:  ParaPost XP System, Plastic Impression, Dia 1,25 mm, Colour Code Red\n1 Pack 20 Posts\n.i Gratia:  ParaPost XP System\n","pack"]
[null,"Post and core","Post, endodontic:  ParaPost XP System, Plastic Impression, Dia 1,40 mm, Colour Code Purple\r\n1 Pack 20 Posts\r\n.i Gratia:  ParaPost XP System\r\nICN:18-095-2324 PK","Post, endodontic:  ParaPost XP System, Plastic Impression, Dia 1,40 mm, Colour Code Purple\n1 Pack 20 Posts\n.i Gratia:  ParaPost XP System\n","pack"]
[null,"Post and core","Post, endodontic:  ParaPost XP System, Plastic Impression, Dia 1,50 mm, Colour Code Black\r\n1 Pack 20 Posts\r\n.i Gratia:  ParaPost XP System\r\nICN:18-970-9001 PK","Post, endodontic:  ParaPost XP System, Plastic Impression, Dia 1,50 mm, Colour Code Black\n1 Pack 20 Posts\n.i Gratia:  ParaPost XP System\n","pack"]
[null,"Post and core","Post, endodontic:  ParaPost XP System, Plastic Impression, Dia 1,75 mm, Colour Code Green\r\n1 Pack 20 Posts\r\n.i Gratia:  ParaPost XP System\r\nICN:18-970-8991 PK","Post, endodontic:  ParaPost XP System, Plastic Impression, Dia 1,75 mm, Colour Code Green\n1 Pack 20 Posts\n.i Gratia:  ParaPost XP System\n","pack"]
[null,"Post and core","Post, endodontic:  ParaPost XP System, Titanium, Dia 0,90 mm, Colour Code Brown\r\n1 Pack 12 Posts\r\n.i Gratia:  ParaPost XP System\r\nICN:18-970-9010 PK","Post, endodontic:  ParaPost XP System, Titanium, Dia 0,90 mm, Colour Code Brown\n1 Pack 12 Posts\n.i Gratia:  ParaPost XP System\n","pack"]
[null,"Post and core","Post, endodontic:  ParaPost XP System, Titanium, Dia 0,90 mm, Colour Code Yellow\r\n1 Pack 12 Posts\r\n.i Gratia:  ParaPost XP System\r\nICN:18-970-9008 PK","Post, endodontic:  ParaPost XP System, Titanium, Dia 0,90 mm, Colour Code Yellow\n1 Pack 12 Posts\n.i Gratia:  ParaPost XP System\n","pack"]
[null,"Post and core","Post, endodontic:  ParaPost XP System, Titanium, Dia, 1,14 mm, Colour Code Blue\r\n1 Pack 12 Posts\r\n.i Gratia:  ParaPost XP System\r\nICN:18-095-2338 PK","Post, endodontic:  ParaPost XP System, Titanium, Dia, 1,14 mm, Colour Code Blue\n1 Pack 12 Posts\n.i Gratia:  ParaPost XP System\n","pack"]
[null,"Post and core","Post, endodontic:  ParaPost XP Sytem, Titanium, Dia 1,25 mm, Colour Code Red\r\n1 Pack 12 Posts\r\n.i Gratia:  ParaPost XP System\r\nICN:18-970-9007 PK","Post, endodontic:  ParaPost XP Sytem, Titanium, Dia 1,25 mm, Colour Code Red\n1 Pack 12 Posts\n.i Gratia:  ParaPost XP System\n","pack"]
[null,"Post and core","Post, endodontic:  ParaPost XP System, Titanium, Dia 1,40 mm, Colour Code Purple\r\n1 Pack 12 Posts\r\n.i Gratia:  ParaPost XP System\r\nICN:18-095-2327 PK","Post, endodontic:  ParaPost XP System, Titanium, Dia 1,40 mm, Colour Code Purple\n1 Pack 12 Posts\n.i Gratia:  ParaPost XP System\n","pack"]
[null,"Post and core","Post, endodontic:  ParaPost XP System, Titanium, Dia 1,50 mm, Colour Code Black\r\n1 Pack 12 Posts\r\n.i Gratia:  ParaPost XP System\r\nICN:18-970-9006 PK","Post, endodontic:  ParaPost XP System, Titanium, Dia 1,50 mm, Colour Code Black\n1 Pack 12 Posts\n.i Gratia:  ParaPost XP System\n","pack"]
[null,"Post and core","Post, endodontic:  ParaPost XP System, Titanium, Dia 1,75 mm Colour Code Green\r\n1 Pack 12 Posts\r\n.i Gratia:  ParaPost XP System\r\nICN:18-970-9005 PK","Post, endodontic:  ParaPost XP System, Titanium, Dia 1,75 mm Colour Code Green\n1 Pack 12 Posts\n.i Gratia:  ParaPost XP System\n","pack"]
[null,"Post and core","Post, endodontic:  ParaPost XP System, Titanium Temporary, Dia 0,90 mm, Colour Code Brown\r\n1 Pack 20 Posts\r\n.i Gratia:  ParaPost XP System\r\nICN:18-970-9015 PK","Post, endodontic:  ParaPost XP System, Titanium Temporary, Dia 0,90 mm, Colour Code Brown\n1 Pack 20 Posts\n.i Gratia:  ParaPost XP System\n","pack"]
[null,"Post and core","Post, endodontic:  ParaPost XP System, Titanium Temporary, Dia 1,00 mm, Colour Code Yellow\r\n1 Pack 20 Posts\r\n.i Gratia:  ParaPost XP\r\nICN:18-970-9014 PK","Post, endodontic:  ParaPost XP System, Titanium Temporary, Dia 1,00 mm, Colour Code Yellow\n1 Pack 20 Posts\n.i Gratia:  ParaPost XP\n","pack"]
[null,"Post and core","Post, endodontic:  ParaPost XP System, Titanium Temporary, Dia 1,14 mm, Colour Code Blue\r\n1 Pack 20 Posts\r\n.i Gratia:  ParaPost XP System\r\nICN:18-095-2336 PK","Post, endodontic:  ParaPost XP System, Titanium Temporary, Dia 1,14 mm, Colour Code Blue\n1 Pack 20 Posts\n.i Gratia:  ParaPost XP System\n","pack"]
[null,"Post and core","Post, endodontic:  ParaPost XP System, Titanium Temporary, Dia 1,25 mm, Colour Code Red \r\n1 Pack 20 Posts\r\n.i Gratia:  ParaPost XP System\r\nICN:18-970-9013 PK","Post, endodontic:  ParaPost XP System, Titanium Temporary, Dia 1,25 mm, Colour Code Red \n1 Pack 20 Posts\n.i Gratia:  ParaPost XP System\n","pack"]
[null,"Post and core","Post, endodontic:  ParaPost XP System, Titanium Temporary, Dia 1,40 mm, Colour Code Purple\r\n1 Pack 20 Posts\r\n.i Gratia:  ParaPost XP System\r\nICN:18-095-2335 PK","Post, endodontic:  ParaPost XP System, Titanium Temporary, Dia 1,40 mm, Colour Code Purple\n1 Pack 20 Posts\n.i Gratia:  ParaPost XP System\n","pack"]
[null,"Post and core","Post, endodontic:  ParaPost XP System, Titanium Temporary, Dia 1,50 mm, Colour Code Black\r\n1 pack 20 Posts\r\n.i Gratia:  ParaPost XP System\r\nICN:18-970-9012 PK","Post, endodontic:  ParaPost XP System, Titanium Temporary, Dia 1,50 mm, Colour Code Black\n1 pack 20 Posts\n.i Gratia:  ParaPost XP System\n","pack"]
[null,"Post and core","Post, endodontic:  ParaPost XP System, Titanium Temporary, Dia 1,75 mm, Colour Code Green\r\n1 pack 20 Posts\r\n.i Gratia:  ParaPost XP System\r\nICN:18-970-9011 PK","Post, endodontic:  ParaPost XP System, Titanium Temporary, Dia 1,75 mm, Colour Code Green\n1 pack 20 Posts\n.i Gratia:  ParaPost XP System\n","pack"]
[null,"Post and core","Post, fibre: Parapost fibre lux system, fibre lux, Dia 0,90 mm, colour code brown Size 3\r\n1 pack 5 Posts\r\n.i Gratia:  ParaPost Fibre Lux System (PF 171 3)\r\nICN: 6520-18-188-1365 PK\r\nItem RT296-09-038 to RT296-09-043  will be awarded as a series","Post, fibre: Parapost fibre lux system, fibre lux, Dia 0,90 mm, colour code brown Size 3\n1 pack 5 Posts\n.i Gratia:  ParaPost Fibre Lux System (PF 171 3)\nwItem RT296-09-038 to RT296-09-043  will be awarded as a series","pack"]
[null,"Post and core","Post, fibre: Parapost fibre lux system, Fibre lux, dia 1,00 mm, colour code yellow size 4\r\n1 pack 5 Posts\r\n.i Gratia:  ParaPost Fibre Lux System (PF 171 4)\r\nICN: 6520-18-188-1369 PK","Post, fibre: Parapost fibre lux system, Fibre lux, dia 1,00 mm, colour code yellow size 4\n1 pack 5 Posts\n.i Gratia:  ParaPost Fibre Lux System (PF 171 4)\n","pack"]
[null,"Post and core","Post, fibre: Parapost fibre lux system, fibre lux, Dia 1,14 mm, colour code blue size 4.5\r\n1 pack 5 Posts\r\n.i Gratia:  ParaPost Fibre Lux System (PF 171 4.5)\r\nICN:6520-18-188-1371  PK","Post, fibre: Parapost fibre lux system, fibre lux, Dia 1,14 mm, colour code blue size 4.5\n1 pack 5 Posts\n.i Gratia:  ParaPost Fibre Lux System (PF 171 4.5)\n","pack"]
[null,"Post and core","Post, fibre: Parapost fibre lux system, fibre lux, dia 1,25 mm, colour code red size 5\r\n1 pack 5 Posts\r\n.i Gratia:  ParaPost Fibre Lux System (PF 171 5)\r\nICN:6520-18-188-1374 PK","Post, fibre: Parapost fibre lux system, fibre lux, dia 1,25 mm, colour code red size 5\n1 pack 5 Posts\n.i Gratia:  ParaPost Fibre Lux System (PF 171 5)\n","pack"]
[null,"Post and core","Post, fibre: Parapost fibre lux system, Fibre lux, dia 1,40 mm, colour code purple size 5.5\r\n1 pack 5 posts\r\n.i Gratia:  ParaPost Fibre Lux System (PF 171 5.5)\r\nICN:6520-18-188-1384 PK","Post, fibre: Parapost fibre lux system, Fibre lux, dia 1,40 mm, colour code purple size 5.5\n1 pack 5 posts\n.i Gratia:  ParaPost Fibre Lux System (PF 171 5.5)\n","pack"]
[null,"Post and core","Post, fibre: Parapost fibre lux system, Fibre lux, Dia 1,50 mm, colour code black size 6\r\n1 pack 5 posts\r\n.i Gratia:  ParaPost Fibre Lux System (PF 171 6)\r\nICN: 6520-18-188-1386 PK","Post, fibre: Parapost fibre lux system, Fibre lux, Dia 1,50 mm, colour code black size 6\n1 pack 5 posts\n.i Gratia:  ParaPost Fibre Lux System (PF 171 6)\n","pack"]
[null,"Post and core","Post Kit, Endodontic:  ParaPost ParaForm Core formers Complete Kit\n50 Ass\nExempli Gratia:  Para Post ParaForm System (5860)\nICN:RT-296-0144 KT\nRT296-09-044 to RT296-09-054 will be awarded as a series\n","Post Kit, Endodontic:  ParaPost ParaForm Core formers Complete Kit\n50 Ass\nExempli Gratia:  Para Post ParaForm System (5860)\nItem RT296-09-044 to RT296-09-054 will be awarded as a series\n","kit"]
[null,"Post and core","Post, Endodontic:  ParaPost ParaForm Core former, Size 1\n10 Core formers Size 1\nExempli Gratia:  Para Post ParaForm System (5871)\nICN:RT-296-0145 PK","Post, Endodontic:  ParaPost ParaForm Core former, Size 1\n10 Core formers Size 1\nExempli Gratia:  Para Post ParaForm System (5871)\n","pack"]
[null,"Post and core","Post, Endodontic:  ParaPost ParaForm Core former, Size 2\n10 Core formers Size 2\nExempli Gratia:  Para Post ParaForm System (5872)\nICN:RT-296-0146 PK","Post, Endodontic:  ParaPost ParaForm Core former, Size 2\n10 Core formers Size 2\nExempli Gratia:  Para Post ParaForm System (5872)\n","pack"]
[null,"Post and core","Post, Endodontic:  ParaPost ParaForm Core former, Size 3\n10 Core formers Size 3\nExempli Gratia:  Para Post ParaForm System (5873)\nICN:RT-296-0147 PK","Post, Endodontic:  ParaPost ParaForm Core former, Size 3\n10 Core formers Size 3\nExempli Gratia:  Para Post ParaForm System (5873)\n","pack"]
[null,"Post and core","Post, Endodontic:  ParaPost ParaForm Core former, Size 4\n10 Core formers Size 4\nExempli Gratia:  Para Post ParaForm System (5874)\nICN:RT-296-0148 PK","Post, Endodontic:  ParaPost ParaForm Core former, Size 4\n10 Core formers Size 4\nExempli Gratia:  Para Post ParaForm System (5874)\n","pack"]
[null,"Post and core","Post, Endodontic:  ParaPost ParaForm Core former, Size 5\n10 Core formers Size 5\nExempli Gratia:  Para Post ParaForm System (5875)\nICN:RT-296-0149 PK","Post, Endodontic:  ParaPost ParaForm Core former, Size 5\n10 Core formers Size 5\nExempli Gratia:  Para Post ParaForm System (5875)\n","pack"]
[null,"Post and core","Post, Endodontic:  ParaPost ParaForm Core former, Size 6\n10 Core formers Size 6\nExempli Gratia:  Para Post ParaForm System (5876)\nICN:RT-296-0150 PK","Post, Endodontic:  ParaPost ParaForm Core former, Size 6\n10 Core formers Size 6\nExempli Gratia:  Para Post ParaForm System (5876)\n","pack"]
[null,"Post and core","Post, Endodontic:  ParaPost ParaForm Core former, Size 7\n10 Core formers Size 7\nExempli Gratia:  Para Post ParaForm System (5877)\nICN:RT-296-0151 PK","Post, Endodontic:  ParaPost ParaForm Core former, Size 7\n10 Core formers Size 7\nExempli Gratia:  Para Post ParaForm System (5877)\n","pack"]
[null,"Post and core","Post, Endodontic:  ParaPost ParaForm Core former, Size 8\n10 Core formers Size 8\nExempli Gratia:  Para Post ParaForm System (5878)\nICN:RT-296-0152 PK","Post, Endodontic:  ParaPost ParaForm Core former, Size 8\n10 Core formers Size 8\nExempli Gratia:  Para Post ParaForm System (5878)\n","pack"]
[null,"Post and core","Post, Endodontic:  ParaPost ParaForm Core former, Size 9\n10 Core formers Size 9\nExempli Gratia:  Para Post ParaForm System (5879)\nICN:RT-296-0153 PK","Post, Endodontic:  ParaPost ParaForm Core former, Size 9\n10 Core formers Size 9\nExempli Gratia:  Para Post ParaForm System (5879)\n","pack"]
[null,"Post and core","Post, Endodontic:  ParaPost ParaForm Core former, Size 10\n10 Core formers Size 10\nExempli Gratia:  Para Post ParaForm System (5880)\nICN:RT-296-0154 PK","Post, Endodontic:  ParaPost ParaForm Core former, Size 10\n10 Core formers Size 10\nExempli Gratia:  Para Post ParaForm System (5880)\n","pack"]
[null,"Post and core","Post kit, endodontic:  ParaPost ParaForm Coreformers Complete Kit\r\n50 Assorted Coreformers in 10 Sizes\r\n.i Gratia:  Para Post ParaForm System (5860)\r\nICN: 6520-18-188-1388 KT\r\nItem RT296-09-055  to RT296-09-065 will be awarded as a series","Post kit, endodontic:  ParaPost ParaForm Coreformers Complete Kit\n50 Assorted Coreformers in 10 Sizes\n.i Gratia:  Para Post ParaForm System (5860)\nItem RT296-09-055  to RT296-09-065 will be awarded as a series","Kit"]
[null,"Post and core","Post, endodontic:  ParaPost ParaForm Coreformer, Size 1\r\n10 Coreformers Size 1\r\n.i Gratia:  Para Post ParaForm System (5871)\r\nICN: 6520-18-188-0339 PK","Post, endodontic:  ParaPost ParaForm Coreformer, Size 1\n10 Coreformers Size 1\n.i Gratia:  Para Post ParaForm System (5871)\n","pack"]
[null,"Post and core","Post, endodontic:  ParaPost ParaForm Coreformer, Size 2\r\n10 Coreformers Size 2\r\n.i Gratia:  Para Post ParaForm System (5872)\r\nICN:6520-18 -188-1196 PK","Post, endodontic:  ParaPost ParaForm Coreformer, Size 2\n10 Coreformers Size 2\n.i Gratia:  Para Post ParaForm System (5872)\n","pack"]
[null,"Post and core","Post, endodontic:  ParaPost ParaForm Coreformer, Size 3\r\n10 Coreformers Size 3\r\n.i Gratia:  Para Post ParaForm System (5873)\r\nICN: 6520-18-188-1198 PK","Post, endodontic:  ParaPost ParaForm Coreformer, Size 3\n10 Coreformers Size 3\n.i Gratia:  Para Post ParaForm System (5873)\n","pack"]
[null,"Post and core","Post, endodontic:  ParaPost ParaForm Coreformer, Size 4\r\n10 Coreformers Size 4\r\n.i Gratia:  Para Post ParaForm System (5874)\r\nICN:  6520-18-188-1200 PK","Post, endodontic:  ParaPost ParaForm Coreformer, Size 4\n10 Coreformers Size 4\n.i Gratia:  Para Post ParaForm System (5874)\n","pack"]
[null,"Post and core","Post, endodontic:  ParaPost ParaForm Coreformer, Size 5\r\n10 Coreformers Size 5\r\n.i Gratia:  Para Post ParaForm System (5875)\r\nICN: 6520-18-188-1201PK","Post, endodontic:  ParaPost ParaForm Coreformer, Size 5\n10 Coreformers Size 5\n.i Gratia:  Para Post ParaForm System (5875)\n","pack"]
[null,"Post and core","Post, endodontic:  ParaPost ParaForm Coreformer, Size 6\r\n10 Coreformers Size 6\r\n.i Gratia:  Para Post ParaForm System (5876)\r\nICN: 6520-18-188-1220 PK","Post, endodontic:  ParaPost ParaForm Coreformer, Size 6\n10 Coreformers Size 6\n.i Gratia:  Para Post ParaForm System (5876)\n","pack"]
[null,"Post and core","Post, endodontic:  ParaPost ParaForm Coreformer, Size 7\r\n10 Coreformers Size 7\r\n.i Gratia:  Para Post ParaForm System (5877)\r\nICN: 6520-18-188-1228 PK","Post, endodontic:  ParaPost ParaForm Coreformer, Size 7\n10 Coreformers Size 7\n.i Gratia:  Para Post ParaForm System (5877)\n","pack"]
[null,"Post and core","Post, endodontic:  ParaPost ParaForm Coreformer, Size 8\r\n10 Coreformers Size 8\r\n.i Gratia:  Para Post ParaForm System (5878)\r\nICN: 6520-18-188-1232 PK","Post, endodontic:  ParaPost ParaForm Coreformer, Size 8\n10 Coreformers Size 8\n.i Gratia:  Para Post ParaForm System (5878)\n","pack"]
[null,"Post and core","Post, endodontic:  ParaPost ParaForm Coreformer, Size 9\r\n10 Coreformers Size 9\r\n.i Gratia:  Para Post ParaForm System (5879)\r\nICN:6520*-18-188-1240 PK","Post, endodontic:  ParaPost ParaForm Coreformer, Size 9\n10 Coreformers Size 9\n.i Gratia:  Para Post ParaForm System (5879)\n","pack"]
[null,"Post and core","Post, endodontic:  ParaPost ParaForm Coreformer, Size 10\r\n10 Coreformers Size 10\r\n.i Gratia:  Para Post ParaForm System (5880)\r\nICN: 6520-18-188-1241 PK","Post, endodontic:  ParaPost ParaForm Coreformer, Size 10\n10 Coreformers Size 10\n.i Gratia:  Para Post ParaForm System (5880)\n","pack"]
[null,"Post and core","Pin kit, thread-forming, dental:  TMS, 0.675 x 2.0 mm, Regular, Single Shear \r\nSet - 24 Pins, 1 Universal Hand Driver, 1 Kodex Drill\r\n.i Gratia:  Whaledent TMS\r\nICN:18-970-5346 SE","Pin kit, thread-forming, dental:  TMS, 0.675 x 2.0 mm, Regular, Single Shear \nSet - 24 Pins, 1 Universal Hand Driver, 1 Kodex Drill\n.i Gratia:  Whaledent TMS\n","Kit"]
[null,"Post and core","Pin kit, thread-forming, dental:  TMS, 0.525 x 4.0 mm, Motor Shearing \r\nSet - 20 Pins, 1 Drill\r\n.i Gratia:  Whaledent TMS\r\nICN: 18-970-5733 SE","Pin kit, thread-forming, dental:  TMS, 0.525 x 4.0 mm, Motor Shearing \nSet - 20 Pins, 1 Drill\n.i Gratia:  Whaledent TMS\n","Kit"]
[null,"Post and core","Post and core system; Adhesive core build up kit for placement of core build ups and endodontic posts, .i Gratia Dentsply Core and Post Sytem Kit (606.67.400) Kit consisTing of size 1 and 2 reamers, size 1,2,3 and 4 drills, size 1,2,3 and 4 posts, conditioner (2 syringes, 3ml each with 25 applicator needles) bonding agent (1x 5 ml bottle with 1 clixdish), self cure applicator (1 x 5ml bottle), root canal applicator tips (50 pieces), paper points (180 pieces), dual core build up material (4 syringes x 4,75g each with 20 mixing tips) and mixing pad \nRT296-09-068 to RT296-09-080 will be awarded as a series\n\n","Post and core system; Adhesive core build up kit for placement of core build ups and endodontic posts, .i Gratia Dentsply Core and Post Sytem Kit (606.67.400) Kit consisTing of size 1 and 2 reamers, size 1,2,3 and 4 drills, size 1,2,3 and 4 posts, conditioner (2 syringes, 3ml each with 25 applicator needles) bonding agent (1x 5 ml bottle with 1 clixdish), self cure applicator (1 x 5ml bottle), root canal applicator tips (50 pieces), paper points (180 pieces), dual core build up material (4 syringes x 4,75g each with 20 mixing tips) and mixing pad \nItem RT296-09-068 to RT296-09-080 will be awarded as a series\n\n","kit"]
[null,"Post and core","Post and core system; Reamer refill, .i Gratia Maillefer Largo Peeso reamer (A000924000100) size 1 (for fibre posts 1 and 2); 1 box 6 pieces\r","Post and core system; Reamer refill, .i Gratia Maillefer Largo Peeso reamer (A000924000100) size 1 (for fibre posts 1 and 2); 1 box 6 pieces\r","box"]
[null,"Post and core","Post and core system; Reamer refill, .i Gratia Maillefer Largo Peeso reamer (A000924000200) size 2 (for fibre posts 3 and 4); 1 box 6 pieces\r","Post and core system; Reamer refill, .i Gratia Maillefer Largo Peeso reamer (A000924000200) size 2 (for fibre posts 3 and 4); 1 box 6 pieces\r","box"]
[null,"Post and core","Post and core system; Maillefer Precision Drill refill, .i Gratia Maillefer Precision Drill Size 1 (yellow) (C060100000100) 1 pack with 3 pieces\r","Post and core system; Maillefer Precision Drill refill, .i Gratia Maillefer Precision Drill Size 1 (yellow) (C060100000100) 1 pack with 3 pieces\r","pack"]
[null,"Post and core","Post and core system; Maillefer Precision Drill refill, .i Gratia Maillefer Precision Drill Size 2 (red) (C060100000200) 1 pack with 3 pieces\r","Post and core system; Maillefer Precision Drill refill, .i Gratia Maillefer Precision Drill Size 2 (red) (C060100000200) 1 pack with 3 pieces\r","pack"]
[null,"Post and core","Post and core system; Maillefer Precision Drill refill, .i Gratia Maillefer Precision Drill Size 3 (blue) (C060100000300) 1 pack with 3 pieces\r","Post and core system; Maillefer Precision Drill refill, .i Gratia Maillefer Precision Drill Size 3 (blue) (C060100000300) 1 pack with 3 pieces\r","pack"]
[null,"Post and core","Post and core system; Maillefer Precision Drill refill, .i Gratia Maillefer Precision Drill Size 4 (green) (C060100000400) 1 pack with 3 pieces\r","Post and core system; Maillefer Precision Drill refill, .i Gratia Maillefer Precision Drill Size 4 (green) (C060100000400) 1 pack with 3 pieces\r","pack"]
[null,"Post and core","Post and core system; Fibre post refill, .i Gratia X post, Size 1 (yellow) (606.67.332) pack with 5 pieces\r","Post and core system; Fibre post refill, .i Gratia X post, Size 1 (yellow) (606.67.332) pack with 5 pieces\r","pack"]
[null,"Post and core","Post and core system; Fibre post refill, .i Gratia X post, Size 2 (red) (606.67.333) pack with 5 pieces\r","Post and core system; Fibre post refill, .i Gratia X post, Size 2 (red) (606.67.333) pack with 5 pieces\r","pack"]
[null,"Post and core","Post and core system; Fibre post refill, .i Gratia X post, Size 3 (blue) (606.67.334) pack with 5 pieces\r","Post and core system; Fibre post refill, .i Gratia X post, Size 3 (blue) (606.67.334) pack with 5 pieces\r","pack"]
[null,"Post and core","Post and core system; Fibre post refill, .i Gratia X post, Size 4 (green) (606.67.335) pack with 5 pieces\r","Post and core system; Fibre post refill, .i Gratia X post, Size 4 (green) (606.67.335) pack with 5 pieces\r","pack"]
[null,"Post and core","Post and core system: Self cure activator refill, (634354K) 1 x 5 ml bottle\r","Post and core system: Self cure activator refill, (634354K) 1 x 5 ml bottle\r","bottle"]
[null,"Post and core","Post and core system: Root canal applicator tips refill (606.67.197) 1pack with 50 pieces\r","Post and core system: Root canal applicator tips refill (606.67.197) 1pack with 50 pieces\r","pack"]
[null,"Maintenance","Cleaning and lubricaTing compound for dental handpieces:  Turbines, INTRAL L Motor, INTRA Handpieces and INTRA Heads\n1 Can 500 ml\n.i Gratia:  Kavo Spray TM\nICN:18-970-2448 TI\nItem RT296-10-001ME to  RT 296-10-004ME must be compatable","Cleaning and lubricating compound for dental handpieces:  Turbines, INTRAL L Motor, INTRA Handpieces and INTRA Heads\n1 Can 500 ml\n.i Gratia:  Kavo Spray TM\nItem RT296-10-001 to  RT 296-10-004 must be compatable","Can"]
[null,"Maintenance","Adaptor for cleaning and lubricaTing dental handpieces:  Spray Nozzle for Kavo Multiflex system\nEach\n.i Gratia:  Kavo (No. 411 9641)\nICN:18-974-2274 EA","Adaptor for cleaning and lubricating dental handpieces:  Spray Nozzle for Kavo Multiflex system\nEach\n.i Gratia:  Kavo (No. 411 9641)\n","each"]
[null,"Maintenance","Adaptor for cleaning and lubricaTing dental handpiece:  Spray Nozzle for Kavo INTRA Instruments/L-motors/Turbines with Fixed Connection\nEach\n.i Gratia:  Kavo (No. 411 9601)\n\nICN:18-974-2275 EA","Adaptor for cleaning and lubricating dental handpiece:  Spray Nozzle for Kavo INTRA Instruments/L-motors/Turbines with Fixed Connection\nEach\n.i Gratia:  Kavo (No. 411 9601)\n","each"]
[null,"Maintenance","Cleaning and lubricaTing compound for dental handpieces:  For Quatrocare Machine\n1 Can 500 ml\n.i Gratia:  Kavo Quatrocare Spray \n\nICN:6520-18-186-1587 TI","Cleaning and lubricating compound for dental handpieces:  For Quatrocare Machine\n1 Can 500 ml\n.i Gratia:  Kavo Quatrocare Spray \n\nICN:6520-18-186-1587 TI","Can"]
[null,"Maintenance","Cleaning and lubricaTing compound for dental handpiece:  Universal, W&H Ball Bearing Turbine and Micromotor Attachment\n1 Can 250 ml\n.i Gratia:  W&H - Universal Oil\n\nICN:18-974-0607 TI\n\nItem RT296-10-005 to RT296-10-008 will be awarded as a series","Cleaning and lubricating compound for dental handpiece:  Universal, W&H Ball Bearing Turbine and Micromotor Attachment\n1 Can 250 ml\n.i Gratia:  W&H - Universal Oil\nItem RT296-10-005 to RT296-10-008 will be awarded as a series","Can"]
[null,"Maintenance","Adaptor for cleaning and lubricaTing dental handpiece:  Fibre-Optic Turbines with W&H ROTO-Quick Coupling\nEach\n.i Gratia:  W&H (No. 22.280)\n\nICN:18-974-0634 EA","Adaptor for cleaning and lubricating dental handpiece:  Fibre-Optic Turbines with W&H ROTO-Quick Coupling\nEach\n.i Gratia:  W&H (No. 22.280)\n","each"]
[null,"Maintenance","Adaptor for cleaning and lubricaTing dental handpiece:  Turbines and Airmotors with W&H ROTO-Quick Coupling\nEach\n.i Gratia:  W&H (No. 20.530)\n\nICN:18-974-6635 EA","Adaptor for cleaning and lubricating dental handpiece:  Turbines and Airmotors with W&H ROTO-Quick Coupling\nEach\n.i Gratia:  W&H (No. 20.530)\n","each"]
[null,"Maintenance","Cleaning and lubricaTing compound dental handpiece:  W&H AssisTina Cleaning and LubricaTing Set\n1 Bottle Cleaning Solution 1000 ml, 1 Bottle Service Oil 500 ml\n.i Gratia:  W&H\n\nICN:18-014-2415 SE","Cleaning and lubricating compound dental handpiece:  W&H AssisTina Cleaning and LubricaTing Set\n1 Bottle Cleaning Solution 1000 ml, 1 Bottle Service Oil 500 ml\n.i Gratia:  W&H\n","set"]
[null,"Maintenance","LubricaTing oil, air compressor:  Dental, Jun-Air SN6 Compressor\r\n1 Bottle 1 Litre\r\n.i Gratia:  Jun Air\r\n\rICN:18-970-5391 BT","Lubricating oil, air compressor:  Dental, Jun-Air SN6 Compressor\n1 Bottle 1 Litre\n.i Gratia:  Jun Air\n","bottle"]
[null,"Infection control","Disinfectant solution, dental:  Cold Sterilizing, Dentured Alcohol (Ethanol with 2 - Phenyphenol and 4-Tert-Amylphenol), Disposable Disinfectant Sleeves for Handpieces\n1 Box, 24 Sleeves, 15 ml each (1/2 fl oz)\n.i Gratia:  Septodont - Decident TM\n\nICN:18-974-1588 BX","Disinfectant solution, dental:  Cold Sterilizing, Dentured Alcohol (Ethanol with 2 - Phenyphenol and 4-Tert-Amylphenol), Disposable Disinfectant Sleeves for Handpieces\n1 Box, 24 Sleeves, 15 ml each (1/2 fl oz)\n.i Gratia:  Septodont - Decident TM\n","box"]
[null,"Infection control","Disinfectant solution, dental:  Soak-and-rinse or Ultrasonic baths, to cleanse disinfect decontaminate medical, dental and surgical instruments\r\n1 Container 750 g\r\n.i Gratia:  Optident - Opti-prep\r\n\rICN:18-179-2170 CO","Disinfectant solution, dental:  Soak-and-rinse or Ultrasonic baths, to cleanse disinfect decontaminate medical, dental and surgical instruments\n1 Container 750 g\n.i Gratia:  Optident - Opti-prep\n","container"]
[null,"Infection control","New item","Disinfectant, dental: Chlorine dioxide tablets : 50ppm when dissolved in 8L water, 1L Spray Bottle with nozzle: white transparent with markings,  10L Tank with tap: with protective coaTing and with markings, KIT. \n.i Gratia: Oxyfect   \nItem RT296-10-012 to RT296-10-017 will be awarded as a series","KIT "]
[null,"Infection control","New item","Chlorine dioxide tablets : Disinfectant, dental, 50ppm when dissolved in 1L water,  disinfectant, pack of 30,                                                    \n.i Gratia: Oxyfect ","Box "]
[null,"Infection control","New item","Chlorine dioxide tablets : 50ppm when dissolved in 8L water,  disinfectant, dental, pack of 20,                                                    .i Gratia: Oxyfect ","Box "]
[null,"Infection control","New item","1L Spray Bottle with nozzle: white transparent with markings for mixing measurements fro the Chlorine dioxide tablets   .i Gratia: Stericlear Oxyfect 8500","Bottle "]
[null,"Infection control","New item","10L Tank with tap: with protective coating  and with markings for mixing measurements fro the Chlorine dioxide tablets                                                     .i Gratia:","Tank "]
[null,"Infection control","New item","Hypochlorous acid: 1000mg/L, disinfectant, dental, 1 litre bottle                                                                                        .i Gratia:","Bottle "]
[null,"Infection control","Sanitizer-detergent, general purpose, dental:  Surface Disinfectant, All Surfaces, Bromonitropane-diol and Non corrosive, effective against broad spectrum of antimicrobials, Spray\n1 Bottle 500ml\n.i Gratia: Steri-Safe Steri 201\nICN: 18-008-3374 BT\n","Sanitizer-detergent, general purpose, dental:  Surface Disinfectant, All Surfaces, Bromonitropane-diol and Non corrosive, effective against broad spectrum of antimicrobials, Spray\n1 Bottle 500ml\n.i Gratia: Steri-Safe Steri 201\n","bottle"]
[null,"Infection control","Cleaning compound for ultrasonic, dental:  Enzynmatic Ultrasonic Cleaning Concentrate in MeterDose\n1 Bottle 236 ml (8oz) to make 29 liters diluted yield\n.i Gratia:  Whaledent Biosonic (UC-32)\nICN: 18-097-0721 BT","Sanitizer-detergent, general purpose, dental:  Vacuum System Cleanser, Non-Foaming, Non-corrosive Concentrate  able to dissolve impression material, organic tissue, bone fragements, rope- like siliva, and other odour formimg bacteria and dental debris\n5L bottle to make 176 L\n.i Gratia:  Purevac 5L (2115)\n"]
[null,"Infection control","Sanitizer-detergent, general purpose, dental:  Vacuum System Cleanser, Non-Foaming, Non-corrosive Concentrate  able to dissolve impression material, organic tissue, bone fragements, rope- like siliva, and other odour formimg bacteria and dental debris\n5L bottle to make 176 L\n.i Gratia:  Purevac 5L (2115)\nICN: 6520-18-970-7849 BT","Cleaning compound for ultrasonic, dental:  Enzynmatic Ultrasonic Cleaning Concentrate in MeterDose\n1 Bottle 236 ml (8oz) to make 29 liters diluted yield\n.i Gratia:  Whaledent Biosonic (UC-32)\n","bottle"]
[null,"Preventive material","Cleaning powder:  Prophylaxis, to use with Prophy equipment\n1 Pack, 4 Bottles 480 g each\r\n.i Gratia:  Dentsply\r\n\rICN: 18-035-5482 PK","Cleaning powder:  Prophylaxis, to use with Prophy equipment\n1 Pack, 4 Bottles 480 g each\n.i Gratia:  Dentsply\n","pack"]
[null,"Dental imaging","Film, radiographic, dental:  Panorex, Size 150 x 300 mm Green Sensitive\r\n1 Box 100 Films\r\n.i Gratia:  Kodac\r\n\rICN: 18-970-33134 BX","Film, radiographic, dental:  Panorex, Size 150 x 300 mm Green Sensitive\n1 Box 100 Films\n.i Gratia:  Kodac\n","box"]
[null,"Dental imaging","Film, Radiographic, Dental:  Panorex, Size 127 x 305 mm, No. 5 X-Omat RP Panoramic\r\n1 Box 100 Films\r\nExempli Gratia:  AGFA\r\n\rICN: 18-970-3135 BX\r\n\r\n","Film, Radiographic, Dental:  Panorex, Size 127 x 305 mm, No. 5 X-Omat RP Panoramic\n1 Box 100 Films\nExempli Gratia:  AGFA\n\n","box"]
[null,"Dental imaging","Film, radiographic, dental:  Cephalogram Film, 180 x 240 mm\r\n1 Box 100 Films\r\n.i Gratia:  AGFA\r\n\rICN:18-036-3724 BX","Film, radiographic, dental:  Cephalogram Film, 180 x 240 mm\n1 Box 100 Films\n.i Gratia:  AGFA\n","box"]
[null,"Dental imaging","Film, radiographic, dental:  Cephalogram Film, No. 6, 203 x 254 mm\r\n1 Box 100 Films\r\n.i Gratia:  AGFA\r\n\rICN:18-970-3136 BX","Film, radiographic, dental:  Cephalogram Film, No. 6, 203 x 254 mm\n1 Box 100 Films\n.i Gratia:  AGFA\n","box"]
[null,"Dental imaging","Film, radiographic, dental:  Periapical, small, size No. 0, 22 x 35 mm, E\\F Speed with easy palpable indication dot\r\n1 Box 100 Films\r\n.i Gratia:  Kodak DF-54\r\n\rICN: 18-970-3131 BX","Film, radiographic, dental:  Periapical, small, size No. 0, 22 x 35 mm, E\\F Speed with easy palpable indication dot\n1 Box 100 Films\n.i Gratia:  Kodak DF-54\n","box"]
[null,"Dental imaging","Film, radiographic, dental:  Periapical, standard, size No. 2, 32 x 41 mm, E\\F Speed with easy palpable indication dot \r\n1 Box 150 Films\r\n.i Gratia:  Kodak DF-58\r\n\rICN: 18-970-3130 BX","Film, radiographic, dental:  Periapical, standard, size No. 2, 32 x 41 mm, E\\F Speed with easy palpable indication dot \n1 Box 150 Films\n.i Gratia:  Kodak DF-58\n","box"]
[null,"Dental imaging","Film, radiographic, dental:  Bite-wing, standard, size No. 3, 27 x 54 mm, E\\F Speed with easy palpable indication dot\r\n1 box 100 Films\r\n.i Gratia:  Kodak DF-42\r\n\rICN: 18-970-3132 BX","Film, radiographic, dental:  Bite-wing, standard, size No. 3, 27 x 54 mm, E\\F Speed with easy palpable indication dot\n1 box 100 Films\n.i Gratia:  Kodak DF-42\n","box"]
[null,"Dental imaging","Film, radiographic, dental:  Occlusal film, size No. 4, 57 x 76 mm, E\\F Speed with easy palpable indication dot\r\n1 Box 25 Films\r\n.i gratia:  Kodak DF-50\r\n\rICN: 18-970-3133 BX","Film, radiographic, dental:  Occlusal film, size No. 4, 57 x 76 mm, E\\F Speed with easy palpable indication dot\n1 Box 25 Films\n.i gratia:  Kodak DF-50\n","box"]
[null,"Dental imaging","Developer, X-ray film processing:  Dental, manual processing, solution \n1L \n.i Gratia:  Kodak (5060686)\nICN: 18-970-2643 CO\nIten RT296-10-024ME  to RT 296-10-025ME must be compatible","Developer, X-ray film processing:  Dental, manual processing, solution \n1L \n.i Gratia:  Kodak (5060686)\nIten RT296-10-030  to RT 296-10-031 must be compatible","1 Litre"]
[null,"Dental imaging","Fixer X-ray film processing:  Dental, manual processing, solution \n1L \n.i Gratia:  Kodak (5060694\nICN: 18-970-2665 CO","Fixer X-ray film processing:  Dental, manual processing, solution \n1L \n.i Gratia:  Kodak (5060694\n","1 Litre"]
[null,"Dental imaging","Developer X-ray film processing: Dental automatic readymix, processing solution for 28 degrees celsius\n2x 5L readymix\n.i Gratia: Kodac Dental Readymatic Developer (5285929) \nICN: 6520-18-186-8241  BX\nItem RT296-10-026ME to RT296-10-027ME must be compatable","Developer X-ray film processing: Dental automatic readymix, processing solution for 28 degrees celsius\n2x 5L readymix\n.i Gratia: Kodac Dental Readymatic Developer (5285929) \nItem RT296-10-032 to RT296-10-033 must be compatable","box"]
[null,"Dental imaging","Fixer  x-ray film processing: Dental automatic readymix , processing solution for 28 degrees celsius\n2x 5L readymix\n.i Gratia: Kodac Dental Readymatic Fixerr (5285937) \n\nICN: 6520-18-186-8242 BX\n","Fixer  x-ray film processing: Dental automatic readymix , processing solution for 28 degrees celsius\n2x 5L readymix\n.i Gratia: Kodac Dental Readymatic Fixerr (5285937) \n","box"]
[null,"Infection control","Bag sterilization: Self seal pouches, medical grade paper and 2 ply laminate film double sealed, Size 85x165mm\n1 Box 200 Pouches\nICN: 6520-18-183-9109 BX\nItem RT 296-10-028ME to RT 296-10-032ME must be compatable","Bag sterilization: Self seal pouches, medical grade paper and 2 ply laminate film double sealed, Size 85x165mm\n1 Box 200 Pouches\nItem RT 296-10-034 to RT 296-10-038 must be compatable","box"]
[null,"Infection control","Bag sterilization: Self seal pouches, medical grade paper and 2 ply laminate film double sealed, Size 70x255mm\r\n1 Box 200 pouches\r\n\rICN:6520-18-183-9110","Bag sterilization: Self seal pouches, medical grade paper and 2 ply laminate film double sealed, Size 70x255mm\n1 Box 200 pouches\n","box"]
[null,"Infection control","Bag sterilization: Self seal pouches, medical grade paper and 2 ply laminate film double sealed, Size 90x255mm\r\n1 Box 200 pouches\r\n\rICN: 6520-18-183-9111 BX","Bag sterilization: Self seal pouches, medical grade paper and 2 ply laminate film double sealed, Size 90x255mm\n1 Box 200 pouches\n","box"]
[null,"Infection control","Bag sterilization: Self seal pouches, medical grade paper and 2 ply laminate film double sealed, size 140x280mm\r\n1 box 200 pouches\r\n\rICN: 6520-18-186-9114 BX","Bag sterilization: Self seal pouches, medical grade paper and 2 ply laminate film double sealed, size 140x280mm\n1 box 200 pouches\n","box"]
[null,"Infection control","Bag sterilization: Self seal pouches, medical grade paper and 2 ply laminate film double sealed, size 180x330mm\r\n1 box 200 pouches\r\n\rICN: 6520-18-183-9115 BX","Bag sterilization: Self seal pouches, medical grade paper and 2 ply laminate film double sealed, size 180x330mm\n1 box 200 pouches\n","box"]
[null,"Infection control","Clearing solution, dental:  Mirror heads, spray\r\n1 bottle 250 ml\r\n.i Gratia:  VOCO Spirex\r\n\rICN: 18-970-5387 BT","Clearing solution, dental:  Mirror heads, spray\n1 bottle 250 ml\n.i Gratia:  VOCO Spirex\n","bottle"]
[null,"Wax","Wax, dental:  Peripheral, strips\r\n1 pack 60 sticks, 8,5oz\r\n.i Gratia:  SA Wax Suppliers\r\n\rICN:18-970-5872 PK","Wax, dental:  Peripheral, strips\n1 pack 60 sticks, 8,5oz\n.i Gratia:  SA Wax Suppliers\n","pack"]
[null,"Ligature wire","Wire, non-electrical:  Ligature, clinical use, stainless steel, round, soft, dia 0,457 mm (0,018)\n1 Spool 28,3g\n.i Gratia:  Rocky Mountain\nICN: 18-970-4824 SL\n","Wire, non-electrical:  Ligature, clinical use, stainless steel, round, soft, dia 0,457 mm (0,018)\n1 Spool 28,3g\n.i Gratia:  Rocky Mountain\n\n","Spool"]
[null,"Ligature wire","Wire, non-electrical: Ligature, clinical use, stainless steel, round, soft, dia, 0.508mm (0,020) 1 spool 28.3g, .i Gratia:  Rocky Mountain\r\n\r\rICN: 18-970-4825 SL","Wire, non-electrical: Ligature, clinical use, stainless steel, round, soft, dia, 0.508mm (0,020) 1 spool 28.3g, .i Gratia:  Rocky Mountain\n","Spool"]
[null,"Ligature wire","Wire, non-electrical ligature, clinical use, Stainless steel, round, soft, dia 0,406 mm (0,016)\r\n1 spool 28,3 g\r\n.i Gratia:  Rocky Mountain\r\n\rICN: 18-970-4224 SL","Wire, non-electrical ligature, clinical use, Stainless steel, round, soft, dia 0,406 mm (0,016)\n1 spool 28,3 g\n.i Gratia:  Rocky Mountain\n","Spool"]
[null,"Ligature wire","Ligature Wire, dental orthodontic:Stainless Steel, .009,(0.23mm), 50m roll","Ligature Wire, dental orthodontic:Stainless Steel, .009,(0.23mm), 50m roll","Roll"]
[null,"Crown and bridge accessories","Repair kit porcelain, dental:  Porcelain to metal and porcelain to porcelain repairs\r\n1.2 ml syringe EtchArrest, 1.2 ml syrine OpalDam, 1.2 ml syringe PermaFlo DenTine Opaquer, 1.2 ml syringe PQ1, 1.2 ml syringe Porcelain Etch, 1.2 ml syringe Silane, 20 Black Mini Brush Tips, 20 Balck Micro Tips, 20 Micro 20 g Tips, 20 Inspiral Brush Tips\r\n.i Gratia:  Ultradent (1108)\r\n\rICN: 18-179-2145 KT","Repair kit porcelain, dental:  Porcelain to metal and porcelain to porcelain repairs\n1.2 ml syringe EtchArrest, 1.2 ml syrine OpalDam, 1.2 ml syringe PermaFlo DenTine Opaquer, 1.2 ml syringe PQ1, 1.2 ml syringe Porcelain Etch, 1.2 ml syringe Silane, 20 Black Mini Brush Tips, 20 Balck Micro Tips, 20 Micro 20 g Tips, 20 Inspiral Brush Tips\n.i Gratia:  Ultradent (1108)\n","Kit"]
[null,"Dental imaging","Holder X-Ray film mounTing, dental: full mouth X-Ray 8 horizontal, 6 vertical, 2 bite wings, with black background\nExempli Gratia: Dentsply Rinn EZ-Tab (77-30-6162)\nICN: RT-296-0136 BX","Holder X-Ray film mounTing, dental: full mouth X-Ray 8 horizontal, 6 vertical, 2 bite wings, with black background\nExempli Gratia: Dentsply Rinn EZ-Tab (77-30-6162)\n","set"]
[null,"Maintenance","Stain remover, dental: For removal of silver salts and permanganate stains from cloth\r\n1 bottle 60ml\r\n.i Gratia: Silverless Septodont\r\n\rICN: 6520-18-189-1005 BT","Stain remover, dental: For removal of silver salts and permanganate stains from cloth\n1 bottle 60ml\n.i Gratia: Silverless Septodont\n","bottle"]
[null,"Dental imaging","Holder X-ray film mounTing, dental: Pockets, for individual and multiple x-rays \r\n1 box 1000 pieces\r\n.i Gratia: Dentsply Rinn EZ-View Fast Tera (20-0500)\r\n\rICN: RT-296-0137 BX","Holder X-ray film mounting, dental: Pockets, for individual and multiple x-rays \n1 box 1000 pieces\n.i Gratia: Dentsply Rinn EZ-View Fast Tera (20-0500)\n","box"]
[null,"Protective gear","Bib dental, disposable, 2 ply paper, 1 ply poly, Apx 40 x 45mm\r\nPack of 500\r\n.i Gratia;  Wright esential Range Bib\r\nICN: 6520-18-187-6018","Bib dental, disposable, 2 ply paper, 1 ply poly, Apx 40 x 45mm\nPack of 500\n.i Gratia;  Wright esential Range Bib\n","pack"]
[null,"Infection control","Barrier dental, chair, copolymer plastic, aprx 112cm x 142 cm\r\n.i Gratia:  Kerr no slip Chair sleeve(PE3870/NS/4)\r\nICN: 6520-18-187-6042","Barrier dental, chair, copolymer plastic, aprx 112cm x 142 cm\n.i Gratia:  Kerr no slip Chair sleeve(PE3870/NS/4)\n","pack"]
[null,"Infection control","Barrier dental, headrest cover, Apx 27cm x 24cm\r\n.i Gratia:  Wright essential head rest cover","Barrier dental, headrest cover, Apx 27cm x 24cm\r\n.i Gratia:  Wright essential head rest cover","pack"]
[null,"Infection control","Barrier dental, light sleeve , L style apx 2.5cm x 20cm\r\n.i Gratia;  Kerr light sleeve L","Barrier dental, light sleeve , L style apx 2.5cm x 20cm\r\n.i Gratia;  Kerr light sleeve L","pack"]
[null,"Infection control","Barrier dental, Light sleeve, T style apx 10.2cm x 14cm\r\n.i Gratia;  Kerr light sleeve  T","Barrier dental, Light sleeve, T style apx 10.2cm x 14cm\r\n.i Gratia;  Kerr light sleeve  T","pack"]
[null,"Infection control","Barrier dental, 3 way syringe Sleeve, disposable, apx 6.5cm x 25cm\r\n.i Gratia;  Kerr Syringe Sleeve(PE870/24)","Barrier dental, 3 way syringe Sleeve, disposable, apx 6.5cm x 25cm\r\n.i Gratia;  Kerr Syringe Sleeve(PE870/24)","pack"]
[null,"Infection control","Barrier dental, disposable, for straight handpiece,  Ultrasonic Handpiece\r\n.i Gratia;  Kerr HP Sleeve (P4000/12)","Barrier dental, disposable, for straight handpiece,  Ultrasonic Handpiece\r\n.i Gratia;  Kerr HP Sleeve (P4000/12)","pack"]
[null,"Infection control","Barrier dental, disposable, for Contra angle and Slow Handpiece\r\n.i gratia;  Kerr HP Sleeve (PE4050/12)","Barrier dental, disposable, for Contra angle and Slow Handpiece\r\n.i gratia;  Kerr HP Sleeve (PE4050/12)","pack"]
[null,"Infection control","Barrier dental, disposable, Impression Gun Cover\r\n.i Gratia; Kerr Impression Gun cover (PE4600/4)","Barrier dental, disposable, Impression Gun Cover\r\n.i Gratia; Kerr Impression Gun cover (PE4600/4)","pack"]
[null,"Infection control","Tip dental 3 way syringe, disposable long  Min 3 per Pack\r\n.i Gratia;  Dentsply Sani Tip\r\nICN: 6520-18-187-6016","Tip dental 3 way syringe, disposable long  Min 3 per Pack\n.i Gratia;  Dentsply Sani Tip\n","pack"]
[null,"Infection control","Tip dental 3 way syringe, disposable short; min 3 per pack\r\n.i Gratia: Dentsply Sani  Tip","Tip dental 3 way syringe, disposable short; min 3 per pack\r\n.i Gratia: Dentsply Sani  Tip","pack"]
[null,"Infection control","Tip dental 3 way syringe, disposable, conversion kit\r\n.i Gratia:  Detsply Sani -Tip conversion kit","Tip dental 3 way syringe, disposable, conversion kit\r\n.i Gratia:  Detsply Sani -Tip conversion kit","Kit"]
[null,"Crown and bridge accessories","Porcelain repair: silane liquid, 1,2 ml syringe silane, pack of 2 syr(.i Gratia;  Ultradent silane mini refil (#410)","Porcelain repair: silane liquid, 1,2 ml syringe silane, pack of 2 syr(.i Gratia;  Ultradent silane mini refil (#410)","pack"]
[null,"Crown and bridge accessories","Resin light cured barrier, methacrylate- based resin for isolaTing tissue  Kit 4 1,2 ml syringes, 10 20 ga  tips , 10 malck mini tips,  .i Gratia Opal dam kit (#324)\r","Resin light cured barrier, methacrylate- based resin for isolaTing tissue  Kit 4 1,2 ml syringes, 10 20 ga  tips , 10 malck mini tips,  .i Gratia Opal dam kit (#324)\r","Kit"]
[null,"Dental imaging","Cover, dental, protective, intra oral imaging plate, .i Gratia Digora Opticover (980 2752) Size 0 1 pack 250 pieces ICN 18 187 7532\n","Cover, dental, protective, intra oral imaging plate, .i Gratia Digora Opticover (980 2752) Size 0 1 pack 250 pieces ICN 18 187 7532\n","pack"]
[null,"Dental imaging","Cover, dental, protective, intra oral imaging plate, .i Gratia Digora Opticover (980 2753) Size 1,  1 pack 250 pieces ICN 18 187 7534\n","Cover, dental, protective, intra oral imaging plate, .i Gratia Digora Opticover (980 2753) Size 1,  1 pack 250 pieces ICN 18 187 7534\n","pack"]
[null,"Dental imaging","Cover, dental, protective, intra oral imaging plate, .i Gratia Digora Opticover (980 2754) Size 3, 1 pack 250 pieces ICN 18 187 7538\n","Cover, dental, protective, intra oral imaging plate, .i Gratia Digora Opticover (980 2754) Size 3, 1 pack 250 pieces ICN 18 187 7538\n","pack"]
[null,"Dental imaging","Cover, dental, protective, intra oral imaging plate, .i Gratia Digora Opticover (980 2755) Size 2,  1 pack 250 pieces ICN 18 187 7537\n","Cover, dental, protective, intra oral imaging plate, .i Gratia Digora Opticover (980 2755) Size 2,  1 pack 250 pieces ICN 18 187 7537\n","pack"]
[null,"Dental imaging","Cover, dental, protective, intra oral imaging plate, .i Gratia Digora Hygiene Bag (900-183) SDX Hygiene Bag Size 0; 1 pack with 200 pieces ICN 18-187-7555\n","Cover, dental, protective, intra oral imaging plate, .i Gratia Digora Hygiene Bag (900-183) SDX Hygiene Bag Size 0; 1 pack with 200 pieces ICN 18-187-7555\n","pack"]
[null,"Dental imaging","Cover, dental, protective, intra oral imaging plate, .i Gratia Digora Hygiene Bag (900-184) SDX Hygiene Bag Size 1, 1 pack with 200 pieces ICN 18-187-7568\n","Cover, dental, protective, intra oral imaging plate, .i Gratia Digora Hygiene Bag (900-184) SDX Hygiene Bag Size 1, 1 pack with 200 pieces ICN 18-187-7568\n","pack"]
[null,"Dental imaging","Cover, dental, protective, intra oral imaging plate, .i Gratia Digora Hygiene Bag (900-183) SDX Hygiene Bag Size 2; 1 pack with 200 pieces ICN 18-187-7569\n","Cover, dental, protective, intra oral imaging plate, .i Gratia Digora Hygiene Bag (900-183) SDX Hygiene Bag Size 2; 1 pack with 200 pieces ICN 18-187-7569\n","pack"]
[null,"Dental imaging","Cover, dental, protective, intra oral imaging plate, .i Gratia Digora Hygiene Bag (900-183) SDX Hygiene Bag Size 3; 1 pack with 200 pieces ICN 18-187-7575\n","Cover, dental, protective, intra oral imaging plate, .i Gratia Digora Hygiene Bag (900-183) SDX Hygiene Bag Size 3; 1 pack with 200 pieces ICN 18-187-7575\n","pack"]
[null,"Dental imaging","Plate, dental, imaging radiographic, .i Gratia Digora Optime imaging plate (900 199) Size 0 , 1 Each ICN 18-187-7542\r","Plate, dental, imaging radiographic, .i Gratia Digora Optime imaging plate (900 199) Size 0 , 1 Each ICN 18-187-7542\r","each"]
[null,"Dental imaging","Plate, dental, imaging radiographic, .i Gratia Digora Optime imaging plate (900 200) Size 1 , 1 Each ICN 18-187-7544\r","Plate, dental, imaging radiographic, .i Gratia Digora Optime imaging plate (900 200) Size 1 , 1 Each ICN 18-187-7544\r","each"]
[null,"Dental imaging","Plate, dental, imaging radiographic, .i Gratia Digora Optime imaging plate (900 201) Size2 , 1 Each ICN 18-187-7545\r","Plate, dental, imaging radiographic, .i Gratia Digora Optime imaging plate (900 201) Size2 , 1 Each ICN 18-187-7545\r","each"]
[null,"Dental imaging","Plate, dental, imaging radiographic, .i Gratia Digora Optime imaging plate (900 202) Size 3 , 1 Each ICN 18-187-7521\r","Plate, dental, imaging radiographic, .i Gratia Digora Optime imaging plate (900 202) Size 3 , 1 Each ICN 18-187-7521\r","each"]
[null,"Dental imaging","Plate, dental, imaging storage, radiographic, .i Gratia Digora Optime Storage Box (980-2541) Single Imaging Plate Storage Box ICN 18-187-7831\r","Plate, dental, imaging storage, radiographic, .i Gratia Digora Optime Storage Box (980-2541) Single Imaging Plate Storage Box ICN 18-187-7831\r","each"]
[null,"Burs","Bur, clinical dental, finishing:  ISO No. 310 204 001 071 014, Steel, RA Std, Round, Fine Cut, Dia 1,4 mm\r\n1 pack 6 pieces\r\n.i Gratia:  Komet (Fig.41)\r\n\rICN: 18-970-2212 PK","Bur, clinical dental, finishing:  ISO No. 310 204 001 071 014, Steel, RA Std, Round, Fine Cut, Dia 1,4 mm\n1 pack 6 pieces\n.i Gratia:  Komet (Fig.41)\n","pack"]
[null,"Burs","Bur, clinical dental, finishing:  ISO No. 310 204 001 071 016, Steel, RA Std, Round, Fine Cut, Dia 1,6 mm\r\n1 pack 6 pieces\r\n.i Gratia:  Komet (Fig.41)\r\n\rICN: 18-970-2215 PK","Bur, clinical dental, finishing:  ISO No. 310 204 001 071 016, Steel, RA Std, Round, Fine Cut, Dia 1,6 mm\n1 pack 6 pieces\n.i Gratia:  Komet (Fig.41)\n","pack"]
[null,"Burs","Bur, clinical dental, finishing:  ISO No. 310 204 001 071 023, Steel, RA Std, Round, Fine Cut, Dia 2,3 mm\r\n1 pack 6 pieces\r\n.i Gratia:  Komet (Fig.41)\r\n\rICN: 18-008-3193 PK","Bur, clinical dental, finishing:  ISO No. 310 204 001 071 023, Steel, RA Std, Round, Fine Cut, Dia 2,3 mm\n1 pack 6 pieces\n.i Gratia:  Komet (Fig.41)\n","pack"]
[null,"Burs","Bur, clinical dental, finishing:  ISO No. 310 204 237 071 014, Steel, RA Std, Pear, Fine Cut, Dia 1,4 mm\r\n1 pack 6 pieces\r\n.i Gratia:  Komet (Fig.47)\r\n\rICN:18-008-3189 PK","Bur, clinical dental, finishing:  ISO No. 310 204 237 071 014, Steel, RA Std, Pear, Fine Cut, Dia 1,4 mm\n1 pack 6 pieces\n.i Gratia:  Komet (Fig.47)\n","pack"]
[null,"Burs","Bur, clinical dental, finishing:  ISO No. 310 204 237 071 016, Steel, RA Std, Pear, Fine Cut, Dia 1,6 mm \r\n1 pack 6 pieces\r\n.i Gratia:  Komet (Fig.47)\r\n\rICN: 18-970-7718 PK","Bur, clinical dental, finishing:  ISO No. 310 204 237 071 016, Steel, RA Std, Pear, Fine Cut, Dia 1,6 mm \n1 pack 6 pieces\n.i Gratia:  Komet (Fig.47)\n","pack"]
[null,"Burs","Bur, clinical dental, finishing:  ISO No. 310 204 237 071 023, Steel, RA Std, Pear, Fine Cut, Dia 2,3 mm\r\n1 pack 6 pieces\r\n.i Gratia:  Komet (Fig.47)\r\n\rICN: 18-970-7719 PK","Bur, clinical dental, finishing:  ISO No. 310 204 237 071 023, Steel, RA Std, Pear, Fine Cut, Dia 2,3 mm\n1 pack 6 pieces\n.i Gratia:  Komet (Fig.47)\n","pack"]
[null,"Burs","Bur, clinical dental, finishing:  ISO No. 310 204 243 071 010, Steel, RA Std, Flame (4,6 mm), Fine Cut, Dia 1,0 mm\r\n1 pack 6 pieces\r\n.i Gratia:  Komet (Fig.48)\r\n\rICN: 18-9707716 PK","Bur, clinical dental, finishing:  ISO No. 310 204 243 071 010, Steel, RA Std, Flame (4,6 mm), Fine Cut, Dia 1,0 mm\n1 pack 6 pieces\n.i Gratia:  Komet (Fig.48)\n\n","pack"]
[null,"Burs","Bur, clinical dental, finishing:  ISO No. 310 204 243 071 014, Steel, RA Std, Flame (5,1 mm), Fine Cut, Dia 1,4 mm\r\n1 pack 6 pieces\r\n.i Gratia:  Komet (Fig.48)\r\n\rICN: 18-970-2188 PK","Bur, clinical dental, finishing:  ISO No. 310 204 243 071 014, Steel, RA Std, Flame (5,1 mm), Fine Cut, Dia 1,4 mm\n1 pack 6 pieces\n.i Gratia:  Komet (Fig.48)\n\n","pack"]
[null,"Burs","Bur, clinical dental, finishing:  ISO No. 310 204 243 071 018, Steel, RA Std, Flame (5,7 mm), Fine Cut, Dia 1,8 mm\r\n1 pack 6 pieces\r\n.i Gratia:  Komet (Fig.48)\r\n\rICN: 18-970-7717 PK","Bur, clinical dental, finishing:  ISO No. 310 204 243 071 018, Steel, RA Std, Flame (5,7 mm), Fine Cut, Dia 1,8 mm\n1 pack 6 pieces\n.i Gratia:  Komet (Fig.48)\n","pack"]
[null,"Burs","Bur, clinical dental, finishing: ISO No. 310 204 243 071 023, Steel, RA Std, Flame (6,3 mm) Fine Cut, Dia 2,3 mm 1 pack 6 pieces Exempli Gratia: Komet (Fig.48)                                                                                                                        ICN: 18-008-3186 PK","Bur, clinical dental, finishing: ISO No. 310 204 243 071 023, Steel, RA Std, Flame (6,3 mm) Fine Cut, Dia 2,3 mm 1 pack 6 pieces Exempli Gratia: Komet (Fig.48)                                                                                                                       "]
[null,"Burs","Bur, clinical dental, finishing:  ISO No. 310 204 243 071 023, Steel, RA Std, Flame (6,3 mm) Fine Cut, Dia 2,3 mm\r\n1 pack 6 pieces\r\n.i Gratia:  Komet (Fig.48)\r\n\rICN: 18-008-3186 PK","Bur, clinical dental, finishing:  ISO No. 310 204 243 071 023, Steel, RA Std, Flame (6,3 mm) Fine Cut, Dia 2,3 mm\n1 pack 6 pieces\n.i Gratia:  Komet (Fig.48)\n","pack"]
[null,"Burs","Mandrel, lab, dental handpiece:  ISO No. 311 104 603 391 050, Steel RP, HP Std, Huey`s, Std, Dia 5,0 mm\r\nEach\r\n.i Gratia:  Komet (Fig.303)\r\n\rICN: 18-970-2454 PK","Mandrel, lab, dental handpiece:  ISO No. 311 104 603 391 050, Steel RP, HP Std, Huey`s, Std, Dia 5,0 mm\nEach\n.i Gratia:  Komet (Fig.303)\n","each"]
[null,"Burs","Mandrel, lab, dental handpiece:  ISO No. 311 104 604 391 090, Steel RP, HP Std, Huey`s, Reinforced, Dia 8,0 mm\r\nEach\r\n.i Gratia:  Komet (Fig.305.080)\r\n\rICN: 18-970-7844 EA","Mandrel, lab, dental handpiece:  ISO No. 311 104 604 391 090, Steel RP, HP Std, Huey`s, Reinforced, Dia 8,0 mm\nEach\n.i Gratia:  Komet (Fig.305.080)\n","each"]
[null,"Burs","Mandrel, lab, dental handpiece:  ISO No. 311 104 610 415, Steel RP, HP Std, Spindle with Shoulder Coarse Thread\nEach\n.i Gratia:  Komet (Fig.301 L)\nICN: 18-974-2270 EA","Mandrel, lab, dental handpiece:  ISO No. 311 104 610 415, Steel RP, HP Std, Spindle with Shoulder Coarse Thread\nEach\n.i Gratia:  Komet (Fig.301 L)\n","each"]
[null,"Burs","Mandrel, lab, dental handpiece:  ISO No. 311 104 615 421, Steel RP, HP Std, Moore`s \r\nEach \r\n.i Gratia:  Komet (Fig.327)\r\n\rICN: 18-970-2456 EA","Mandrel, lab, dental handpiece:  ISO No. 311 104 615 421, Steel RP, HP Std, Moore`s \nEach \n.i Gratia:  Komet (Fig.327)\n\n","each"]
[null,"Burs","Mandrel, clinical dental handpiece:  ISO No. 311 204 603 391 050, Steel RP, RA Std, Huey`s, Std, Dia 5,0 mm\r\nEach\r\n.i Gratia:  Komet (Fig.303)\r\n\rICN: 18-970-2453 EA","Mandrel, clinical dental handpiece:  ISO No. 311 204 603 391 050, Steel RP, RA Std, Huey`s, Std, Dia 5,0 mm\nEach\n.i Gratia:  Komet (Fig.303)\n","each"]
[null,"Burs","Mandrel, clinical dental handpiece:  ISO No. 311 204 615 421, Steel RP, RA Std, Moore`s\r\nEach\r\n.i Gratia:  Komet (Fig.327)\r\n\rICN: 18-970-2455 EA","Mandrel, clinical dental handpiece:  ISO No. 311 204 615 421, Steel RP, RA Std, Moore`s\nEach\n.i Gratia:  Komet (Fig.327)\n","each"]
[null,"Burs","Mandrel, clinical dental handpiece:  Steel, Stainless, RA Std, Pop-On, Low Profile\r\nEach\r\n.i Gratia:  3M - Pop-On\r\n\rICN: 18-974-0543 EA","Mandrel, clinical dental handpiece:  Steel, Stainless, RA Std, Pop-On, Low Profile\nEach\n.i Gratia:  3M - Pop-On\n","each"]
[null,"Burs","Bur, lab, dental, excavaTing:  ISO No. 500 104 001 001 006, Tungsten Carbide, HP Std, Round, Plain Cut, Dia 0,6mm\r\nEach \r\n.i Gratia:  Komet (Fig.H1)\r\n\rICN: 18-970-6855 EA","Bur, lab, dental, excavaTing:  ISO No. 500 104 001 001 006, Tungsten Carbide, HP Std, Round, Plain Cut, Dia 0,6mm\nEach \n.i Gratia:  Komet (Fig.H1)\n","each"]
[null,"Burs","Bur, lab, dental, excavaTing:  ISO No. 500 104 001 001 014, Tungsten Carbide, HP Std, Round, Plain Cut, Dia 1,4 mm\r\nEach\r\n.i Gratia:  Komet (Fig.H1)\r\n\rICN: 18-970-7703 EA","Bur, lab, dental, excavaTing:  ISO No. 500 104 001 001 014, Tungsten Carbide, HP Std, Round, Plain Cut, Dia 1,4 mm\nEach\n.i Gratia:  Komet (Fig.H1)\n","each"]
[null,"Burs","Bur, lab, dental, excavaTing:  ISO No. 500 104 001 001 027, Tungsten Carbide, HP Std, Round, Plain Cut, Dia 2,7 mm\r\nEach\r\n.i Gratia:  Komet (Fig.H1)\r\n\rICN: 18-970-7704 EA","Bur, lab, dental, excavaTing:  ISO No. 500 104 001 001 027, Tungsten Carbide, HP Std, Round, Plain Cut, Dia 2,7 mm\nEach\n.i Gratia:  Komet (Fig.H1)\n","each"]
[null,"Burs","Bur, dental, excavaTing:  ISO No. 500 104 010 001 018, Tungsten Carbide, HP Std, Inv Cone, Plain Cut, Dia 1,8 mm\r\nEach\r\n.i Gratia:  Komet (Fig.H2)\r\n\rICN: 18-970-7715 EA","Bur, dental, excavaTing:  ISO No. 500 104 010 001 018, Tungsten Carbide, HP Std, Inv Cone, Plain Cut, Dia 1,8 mm\nEach\n.i Gratia:  Komet (Fig.H2)\n","each"]
[null,"Burs","Bur, dental, excavaTing:  ISO No. 500 104 137 006 014, Tungsten Carbide, HP Std, Cylinder Round (4,4 mm), Plain Cut, Dia 1,4 mm\r\nEach\r\n.i Gratia:  Komet (Fig.H2IR)\r\n\rICN: 18-970-7706 EA","Bur, dental, excavaTing:  ISO No. 500 104 137 006 014, Tungsten Carbide, HP Std, Cylinder Round (4,4 mm), Plain Cut, Dia 1,4 mm\nEach\n.i Gratia:  Komet (Fig.H2IR)\n","each"]
[null,"Burs","Bur, dental, excavaTing:  ISO No. 500 104 168 007 012, Tungsten Carbide, HP Std, Tapered Flat (4,8 mm), Cross Cut, Dia 1,2 mm\r\nEach\r\n.i Gratia:  Komet (Fig.H33)\r\n\rICN: 18-970-3667 EA","Bur, dental, excavaTing:  ISO No. 500 104 168 007 012, Tungsten Carbide, HP Std, Tapered Flat (4,8 mm), Cross Cut, Dia 1,2 mm\nEach\n.i Gratia:  Komet (Fig.H33)\n","each"]
[null,"Burs","Bur, dental, excavaTing:  ISO No. 500 104 168 007 021, Tungsten Carbide, HP Std, Tapered Flat (4,8 mm), Cross Cut, Dia 2,1 mm\r\nEach\r\n.i Gratia:  Komet (Fig.H33)\r\n\rICN: 18-970-8745 EA","Bur, dental, excavaTing:  ISO No. 500 104 168 007 021, Tungsten Carbide, HP Std, Tapered Flat (4,8 mm), Cross Cut, Dia 2,1 mm\nEach\n.i Gratia:  Komet (Fig.H33)\n","each"]
[null,"Burs","Bur, dental, excavaTing:  ISO No. 500 204 001 001 008, Tungsten Carbide, RA Std, Round, Plain Cut, Dia 0,8 mm\r\nEach\r\n.i Gratia:  Komet (Fig.H1)\r\n\rICN: 18-970-5675 EA","Bur, dental, excavaTing:  ISO No. 500 204 001 001 008, Tungsten Carbide, RA Std, Round, Plain Cut, Dia 0,8 mm\nEach\n.i Gratia:  Komet (Fig.H1)\n","each"]
[null,"Burs","Bur, dental, excavaTing:  ISO No. 500 204 001 H1S 010, Tungsten Carbide, RA Std, Round, High-Efficiency Cut, Dia 1,0 mm\r\nEach\r\n.i Gratia:  Komet (Fig.H1S)\r\n\rICN: 18-970-7695 EA","Bur, dental, excavaTing:  ISO No. 500 204 001 H1S 010, Tungsten Carbide, RA Std, Round, High-Efficiency Cut, Dia 1,0 mm\nEach\n.i Gratia:  Komet (Fig.H1S)\n","each"]
[null,"Burs","Bur, dental, excavaTing:  ISO No. 500 204 001 H1S 014, Tungsten Carbide, RA Std, Round, High-Efficiency Cut, Dia 1,4 mm\r\nEach\r\n.i Gratia:  Komet (Fig.H1S)\r\n\rICN: 18-970-7696 EA","Bur, dental, excavaTing:  ISO No. 500 204 001 H1S 014, Tungsten Carbide, RA Std, Round, High-Efficiency Cut, Dia 1,4 mm\nEach\n.i Gratia:  Komet (Fig.H1S)\n","each"]
[null,"Burs","Bur, dental, excavaTing:  ISO No. 500 204 001 H1S 018, Tungsten Carbide, RA Std, Round, High-Efficiency Cut, Dia 1,8 mm\r\nEach\r\n.i Gratia:  Fig.H1S)\r\n\rICN: 18-970-7697 EA","Bur, dental, excavaTing:  ISO No. 500 204 001 H1S 018, Tungsten Carbide, RA Std, Round, High-Efficiency Cut, Dia 1,8 mm\nEach\n.i Gratia:  Fig.H1S)\n","each"]
[null,"Burs","Bur, dental, excavaTing:  ISO No. 500 204 001 H1S 023, Tungsten Carbide, RA Std, round, High-Efficiency Cut, Dia 2,3 mm\r\nEach\r\n.i Gratia:  Komet (Fig.H1S)\r\n\rICN: 18-970-7698 EA","Bur, dental, excavaTing:  ISO No. 500 204 001 H1S 023, Tungsten Carbide, RA Std, round, High-Efficiency Cut, Dia 2,3 mm\nEach\n.i Gratia:  Komet (Fig.H1S)\n","each"]
[null,"Burs","Bur, dental, excavaTing:  ISO No. 500 204 010 001 012, Tungsten Carbide, RA Std, Inv Cone, Plain Cut, Dia 1,2 mm\r\nEach\r\n.i Gratia:  Komet (Fig.H2)\r\n\rICN: 18-970-3662 EA","Bur, dental, excavaTing:  ISO No. 500 204 010 001 012, Tungsten Carbide, RA Std, Inv Cone, Plain Cut, Dia 1,2 mm\nEach\n.i Gratia:  Komet (Fig.H2)\n","each"]
[null,"Burs","Bur, dental, excavaTing:  ISO No. 500 204 010 001 018, Tungsten Carbide, RA Std, Inv Cone, Plain Cut, Dia 1,8 mm\r\nEach\r\n.i Gratia:  Komet (Fig.H2)\r\n\rICN: 18-970-4801 EA","Bur, dental, excavaTing:  ISO No. 500 204 010 001 018, Tungsten Carbide, RA Std, Inv Cone, Plain Cut, Dia 1,8 mm\nEach\n.i Gratia:  Komet (Fig.H2)\n","each"]
[null,"Burs","Bur, dental, excavaTing:  ISO No. 500 204 171 006 009, Tungsten Carbide, RA Std, Tapered Flat (5,2 mm), Plain Cut, Dia 0,9 mm\r\nEach\r\n.i Gratia:  Komet (Fig.H23L)\r\n\rICN: 18-970-7700 EA","Bur, dental, excavaTing:  ISO No. 500 204 171 006 009, Tungsten Carbide, RA Std, Tapered Flat (5,2 mm), Plain Cut, Dia 0,9 mm\nEach\n.i Gratia:  Komet (Fig.H23L)\n","each"]
[null,"Burs","Bur, dental, excavaTing:  ISO No. 500 204 137 006 010, Tungsten Carbide, RA Std, Cylinder Round (4,2 mm), Plain Cut, Dia 1,0 mm\r\nEach\r\n.i Gratia:  Komet (Fig.H21R)\r\n\rICN: 18-970-5664 EA","Bur, dental, excavaTing:  ISO No. 500 204 137 006 010, Tungsten Carbide, RA Std, Cylinder Round (4,2 mm), Plain Cut, Dia 1,0 mm\nEach\n.i Gratia:  Komet (Fig.H21R)\n","each"]
[null,"Burs","Bur, dental, excavaTing:  ISO No. 500 314 H1S 010, Tungsten Carbide, FG Std, Round, High-Efficiency Cut, Dia 1,0 mm\r\nEach\r\n.i Gratia:  Komet (Fig.H1S)\r\n\rICN: 18-970-4212 EA","Bur, dental, excavaTing:  ISO No. 500 314 H1S 010, Tungsten Carbide, FG Std, Round, High-Efficiency Cut, Dia 1,0 mm\nEach\n.i Gratia:  Komet (Fig.H1S)\n","each"]
[null,"Burs","Bur, dental, excavaTing:  ISO No. 500 314 001 H1S 014, Tungsten Carbide, FG Std, Found, High-Efficiency Cut Dia 1,4 mm\r\nEach\r\n.i Gratia:  Komet (Fig.H1S)\r\n\rICN: 18-970-4213 EA","Bur, dental, excavaTing:  ISO No. 500 314 001 H1S 014, Tungsten Carbide, FG Std, Found, High-Efficiency Cut Dia 1,4 mm\nEach\n.i Gratia:  Komet (Fig.H1S)\n","each"]
[null,"Burs","Bur, dental, excavaTing:  ISO No. 500 314 010 001 012, Tungsten Carbide, FG Std, Inv Cone, Plain Cut, Dia 1,2 mm\r\nEach\r\n.i Gratia:  Komet (Fig.H2)\r\n\rICN: 18-970-5670 EA","Bur, dental, excavaTing:  ISO No. 500 314 010 001 012, Tungsten Carbide, FG Std, Inv Cone, Plain Cut, Dia 1,2 mm\nEach\n.i Gratia:  Komet (Fig.H2)\n","each"]
[null,"Burs","Bur, dental, excavaTing:  ISO No. 500 314 107 006 014, tungsten Carbide, FG Std, Cyl Flat (4,4 mm), Plain Cut, Dia 1,4 mm\r\nEach\r\n.i Gratia:  Komet (Fig.H21)\r\n\rICN: 18-970-4220 EA","Bur, dental, excavaTing:  ISO No. 500 314 107 006 014, tungsten Carbide, FG Std, Cyl Flat (4,4 mm), Plain Cut, Dia 1,4 mm\nEach\n.i Gratia:  Komet (Fig.H21)\n\n","each"]
[null,"Burs","Bur, dental , excavaTing: ISO No.500 314 107 007 010, Tungsten Carbide, FG Std, Cyliner Round(4.2 mm), Cross Cut, Dia 1,4mm\r\nEach\r\n.i Gratia: Komet (Fig.H31)\r\n\rICN: 18-970-5665 EA","Bur, dental , excavaTing: ISO No.500 314 107 007 010, Tungsten Carbide, FG Std, Cyliner Round(4.2 mm), Cross Cut, Dia 1,4mm\nEach\n.i Gratia: Komet (Fig.H31)\n","each"]
[null,"Burs","Bur, dental, excavaTing:  ISO No. 500 314 137 006 010, Tungsten Carbide, FG Std, Cylinder round (4,2 mm), Plain Cut, Dia 1,0 mm\r\nEach\r\n.i Gratia:  Komet (Fig.H21R)\r\n\rICN: 18-970-7741 EA","Bur, dental, excavaTing:  ISO No. 500 314 137 006 010, Tungsten Carbide, FG Std, Cylinder round (4,2 mm), Plain Cut, Dia 1,0 mm\nEach\n.i Gratia:  Komet (Fig.H21R)\n\n","each"]
[null,"Burs","Bur, dental, excavaTing:  ISO No. 500 314 137 006 014, Tungsten Carbide, FG Std, Cylinder Round (4,4 mm), Plain Cut, Dia 1,4 mm\r\nEach\r\n.i Gratia:  Komet (Fig.H21R)\r\nICN: 18-970-5669 EA","Bur, dental, excavaTing:  ISO No. 500 314 137 006 014, Tungsten Carbide, FG Std, Cylinder Round (4,4 mm), Plain Cut, Dia 1,4 mm\nEach\n.i Gratia:  Komet (Fig.H21R)\n","each"]
[null,"Burs","Bur, dental, excavaTing:  ISO No. 500 314 168 006 021, Tungsten Carbide, FG Std, Tapered Flat (4,8 mm), Plain Cut, Dia 2,1 mm\r\nEach\r\n.i Gratia:  Komet (Fig.H23)\r\n\rICN: 18-970-7692 EA","Bur, dental, excavaTing:  ISO No. 500 314 168 006 021, Tungsten Carbide, FG Std, Tapered Flat (4,8 mm), Plain Cut, Dia 2,1 mm\nEach\n.i Gratia:  Komet (Fig.H23)\n","each"]
[null,"Burs","Bur, dental, excavaTing:  ISO No. 500 314 171 006 012, Tungsten Carbide, FG Std, Tapered Flat (6,0 mm), Plain Cut, Dia 1,2 mm\r\nEach\r\n.i Gratia:  Komet (Fig.H23L)\r\n\rICN: 18-970-7694 EA","Bur, dental, excavaTing:  ISO No. 500 314 171 006 012, Tungsten Carbide, FG Std, Tapered Flat (6,0 mm), Plain Cut, Dia 1,2 mm\nEach\n.i Gratia:  Komet (Fig.H23L)\n","each"]
[null,"Burs","Bur, dental, finishing:  ISO No. 500 314 534 072 009, Tungsten Carbide, FG Std, Torpedo (3,0 mm), Fine Cut, Dia 0,9 mm\r\nEach\r\n.i Gratia:  Komet (Fig.H248)\r\n\rICN: 18-970-7736 EA","Bur, dental, finishing:  ISO No. 500 314 534 072 009, Tungsten Carbide, FG Std, Torpedo (3,0 mm), Fine Cut, Dia 0,9 mm\nEach\n.i Gratia:  Komet (Fig.H248)\n","each"]
[null,"Burs","Bur, dental, finishing:  ISO No. 500 314 289 072 010, Tungsten Carbide, FG Std, Torpedo (8,0 mm), Fine Cut, Dia 1,0 mm\r\nEach\r\n.i Gratia:  Komet (Fig.H283)\r\n\rICN: 18-008-3217 EA","Bur, dental, finishing:  ISO No. 500 314 289 072 010, Tungsten Carbide, FG Std, Torpedo (8,0 mm), Fine Cut, Dia 1,0 mm\nEach\n.i Gratia:  Komet (Fig.H283)\n\n","each"]
[null,"Burs","Bur, dental surgery:  ISO No. 500 104 001 291 018, Tungsten Carbide, HP Std, Round, Bone Cutter, Dia 1,8 mm\r\nEach\r\n.i Gratia:  Komet (Fig.H141)\r\n\rICN: 18-970-7724 EA","Bur, dental surgery:  ISO No. 500 104 001 291 018, Tungsten Carbide, HP Std, Round, Bone Cutter, Dia 1,8 mm\nEach\n.i Gratia:  Komet (Fig.H141)\n","each"]
[null,"Burs","Bur, dental surgery:  ISO No. 500 104 291 023, Tungsten Carbide, HP Std, Round, Bone Cutter, Dia 2,3 mm\r\nEach\r\n.i Gratia:  Komet (Fig.H141)\r\n\rICN: 18-970-5364 EA","Bur, dental surgery:  ISO No. 500 104 291 023, Tungsten Carbide, HP Std, Round, Bone Cutter, Dia 2,3 mm\nEach\n.i Gratia:  Komet (Fig.H141)\n","each"]
[null,"Burs","Bur, dental surgery:  ISO No. 500 104 408 297 016, Tungsten Carbide, HP Std, Tapered (9,0 mm), Bone Cutter, Dia 1,6 mm\r\nEach \r\n.i Gratia:  Komet (Fig.H162)\r\n\rICN: 18-970-7725 EA","Bur, dental surgery:  ISO No. 500 104 408 297 016, Tungsten Carbide, HP Std, Tapered (9,0 mm), Bone Cutter, Dia 1,6 mm\nEach \n.i Gratia:  Komet (Fig.H162)\n","each"]
[null,"Burs","Bur, dental surgery:  ISO No. 500 104 409 297 021, Tungsten Carbide, HP Std, Tapered (10 mm), Bone Cutter, Dia 2,1 mm\r\nEach\r\n.i Gratia:  Komet (Fig.H166)\r\n\rICN: 18-970-5365 EA","Bur, dental surgery:  ISO No. 500 104 409 297 021, Tungsten Carbide, HP Std, Tapered (10 mm), Bone Cutter, Dia 2,1 mm\nEach\n.i Gratia:  Komet (Fig.H166)\n","each"]
[null,"Burs","Bur, dental surgery:ISO No. 500 205 001 291 018, Tungsten Carbide, RA Long, Round, Bone Cutter, Dia 1,8 mm\r\nEach\r\n.i Gratia:  Komet (Fig.H141)\r\n\rICN: 18-970-7722 EA","Bur, dental surgery:ISO No. 500 205 001 291 018, Tungsten Carbide, RA Long, Round, Bone Cutter, Dia 1,8 mm\nEach\n.i Gratia:  Komet (Fig.H141)\n","each"]
[null,"Burs","Bur, dental surgery:  ISO No. 500 205 001 291 023, Tungsten Carbide, RA Long, Round, Bone Cutter, Dia 2,3 mm\r\nEach\r\n.i Gratia:  Komet (Fig.H141)\r\n\rICN: 18-970-5672 EA","Bur, dental surgery:  ISO No. 500 205 001 291 023, Tungsten Carbide, RA Long, Round, Bone Cutter, Dia 2,3 mm\nEach\n.i Gratia:  Komet (Fig.H141)\n","each"]
[null,"Burs","Bur, dental surgery:  ISO No. 500 205 408 297 016, Tungsten Carbide, RA Long, Tapered (9,0 mm) Bone Cutter, Dia 1,6 mm\r\nEach\r\n.i Gratia:  Komet (Fig.H162)\r\n\rICN: 18-970-7723 EA","Bur, dental surgery:  ISO No. 500 205 408 297 016, Tungsten Carbide, RA Long, Tapered (9,0 mm) Bone Cutter, Dia 1,6 mm\nEach\n.i Gratia:  Komet (Fig.H162)\n\n","each"]
[null,"Burs","Bur, dental surgery:  ISO No. 500 205 409 297 021, Tungsten Carbide, RA Long, Tapered (10 mm), Bone Cutter, Dia 2,1 mm\r\nEach\r\n.i Gratia:  Komet (Fig.H166)\r\n\rICN: 18-970-5673 EA\r\n\r\n\r\n\r\n\r\n\r\n\r\n\r\n\r\n\r\n\r\n","Bur, dental surgery:  ISO No. 500 205 409 297 021, Tungsten Carbide, RA Long, Tapered (10 mm), Bone Cutter, Dia 2,1 mm\nEach\n.i Gratia:  Komet (Fig.H166)\n\n\n\n\n\n\n\n\n\n\n","each"]
[null,"Burs","Bur, dental, excavaTing:  Tungsten Carbide, FG Std, Cylinder Round, Transmetal for CutTing Metals, Dia 1,2 mm\r\nEach\r\n.i Gratia:  Maillefer\r\n\rICN: 18-970-7965 EA","Bur, dental, excavaTing:  Tungsten Carbide, FG Std, Cylinder Round, Transmetal for CutTing Metals, Dia 1,2 mm\nEach\n.i Gratia:  Maillefer\n\n","each"]
[null,"Burs","Bur, dental, excavaTing:  Tungsten Carbide, FG Std, Pear, Transmetal for CutTing Metals, Dia 1,0 mm\r\nEach\r\n.i Gratia:  Maillefer\r\n\rICN: 18-970-7966 EA","Bur, dental, excavaTing:  Tungsten Carbide, FG Std, Pear, Transmetal for CutTing Metals, Dia 1,0 mm\nEach\n.i Gratia:  Maillefer\n\n","each"]
[null,"Burs","Bur, denture trimming:  ISO No. 500 104 137 190 060, Tungsten Carbide, HP Std, Cylinder Round (12 mm), Staggered Toothing, Dia 6,0 mm\r\nEach\r\n.i Gratia:  Komet (Fig.H72E)\r\n\rICN: 18-970-7708 EA","Bur, denture trimming:  ISO No. 500 104 137 190 060, Tungsten Carbide, HP Std, Cylinder Round (12 mm), Staggered Toothing, Dia 6,0 mm\nEach\n.i Gratia:  Komet (Fig.H72E)\n","each"]
[null,"Burs","Bur, denture trimming:  ISO No. 500 104 194 190 050, Tungsten Carbide, HP Std, Tapered Round (13 mm), Staggered Toothing, Dia 5,0 mm\r\nEach\r\n.i Gratia:  Komet (Fig.H79E)\r\n\rICN: 18-970-7710 EA","Bur, denture trimming:  ISO No. 500 104 194 190 050, Tungsten Carbide, HP Std, Tapered Round (13 mm), Staggered Toothing, Dia 5,0 mm\nEach\n.i Gratia:  Komet (Fig.H79E)\n","each"]
[null,"Burs","Bur, denture trimming:  ISO No. 500 104 263 190 060, Tungsten Carbide, HP Std, Bud (11 mm), Staggered Toothing, Dia 6,0 mm\r\nEach\r\n.i Gratia:  Komet (Fig.H351E)\r\n\rICN: 18-970-7712 EA","Bur, denture trimming:  ISO No. 500 104 263 190 060, Tungsten Carbide, HP Std, Bud (11 mm), Staggered Toothing, Dia 6,0 mm\nEach\n.i Gratia:  Komet (Fig.H351E)\n","each"]
[null,"Burs","Bur, denture trimming:  ISO No. 500 104 274 190 060, Tungsten Carbide, HP Std, Grenade (14 mm), Staggered Toothing Dia 6,0 mm\r\nEach\r\n.i Gratia:  Komet (Fig.H251E)\r\n\rICN: 18-970-7714 EA","Bur, denture trimming:  ISO No. 500 104 274 190 060, Tungsten Carbide, HP Std, Grenade (14 mm), Staggered Toothing Dia 6,0 mm\nEach\n.i Gratia:  Komet (Fig.H251E)\n","each"]
[null,"Burs","Bur, denture trimming:  ISO No. 500 104 292 141 023, Tungsten Carbide, HP Std, Torpedo (15 mm), Diamond Toothing Fine, Dia 2,3 mm\r\nEach\r\n.i Gratia:  Komet (Fig.H295DF)\r\n\rICN: 18-974-2269 EA","Bur, denture trimming:  ISO No. 500 104 292 141 023, Tungsten Carbide, HP Std, Torpedo (15 mm), Diamond Toothing Fine, Dia 2,3 mm\nEach\n.i Gratia:  Komet (Fig.H295DF)\n","each"]
[null,"Burs","Bur, denture trimming:  ISO No. 500 104 292 190 023, Tungsten Carbide, HP Std, Torpedo (15 mm), Staggered Toothing, Dia 2,3 mm\r\nEach\r\n.i Gratia:  Komet (Fig.H295E)\r\n\rICN: 18-970-7709 EA","Bur, denture trimming:  ISO No. 500 104 292 190 023, Tungsten Carbide, HP Std, Torpedo (15 mm), Staggered Toothing, Dia 2,3 mm\nEach\n.i Gratia:  Komet (Fig.H295E)\n","each"]
[null,"Burs","Bur, dental, excavaTing:  ISO No. 500 104 547 211 070, Tungsten Carbide, HP Std, Pin-Hole Cutter (3,3 mm), Plain Cut, Dia 7,0 mm\r\nEach\r\n.i Gratia:  Komet (Fig.H98)\r\n\rICN: 18-094-9821 EA","Bur, dental, excavaTing:  ISO No. 500 104 547 211 070, Tungsten Carbide, HP Std, Pin-Hole Cutter (3,3 mm), Plain Cut, Dia 7,0 mm\nEach\n.i Gratia:  Komet (Fig.H98)\n","each"]
[null,"Burs","Bur, dental, excavaTing:  Diamond, FG Std, ST.11, Crown Cut TM\r\nEach\r\n.i Gratia:  Premier - Two Striper TM\r\n\rICN: 18-974-0628 EA","Bur, dental, excavaTing:  Diamond, FG Std, ST.11, Crown Cut TM\nEach\n.i Gratia:  Premier - Two Striper TM\n","each"]
[null,"Burs","Bur, dental, excavaTing:  Diamond, FG Std, ST.8, Crown Cut TM\r\nEach\r\n.i Gratia:  Premier - Two Striper TM\r\n\rICN: 18-974-0629 EA","Bur, dental, excavaTing:  Diamond, FG Std, ST.8, Crown Cut TM\nEach\n.i Gratia:  Premier - Two Striper TM\n","each"]
[null,"Burs","Bur, dental, excavaTing:  ISO No. 806 104 001 524 018, Diamond, HP Std, Round, Med Grit, Dia 1,8 mm\r\nEach\r\n.i Gratia:  Komet (Fig.801)\r\n\rICN: 18-970-7679 EA","Bur, dental, excavaTing:  ISO No. 806 104 001 524 018, Diamond, HP Std, Round, Med Grit, Dia 1,8 mm\nEach\n.i Gratia:  Komet (Fig.801)\n","each"]
[null,"Burs","Bur, dental, excavaTing:  ISO No. 806 104 001 524 023, Diamond, HP Std, Round, Med Grit, Dia 2,3 mm\r\nEach\r\n.i Gratia:  Komet (Fig.801)\r\n\rICN: 18-970-7680 EA","Bur, dental, excavaTing:  ISO No. 806 104 001 524 023, Diamond, HP Std, Round, Med Grit, Dia 2,3 mm\nEach\n.i Gratia:  Komet (Fig.801)\n","each"]
[null,"Burs","Bur, dental, excavaTing:  ISO No. 806 104 010 524 027, Diamond, HP Std, Inv Cone, Med Grit, Dia 2,7 mm\r\nEach\r\n.i Gratia:  Komet (Fig.805)\r\n\rICN: 18-970-5659 EA","Bur, dental, excavaTing:  ISO No. 806 104 010 524 027, Diamond, HP Std, Inv Cone, Med Grit, Dia 2,7 mm\nEach\n.i Gratia:  Komet (Fig.805)\n","each"]
[null,"Burs","Bur, dental, excavaTing:  ISO No. 806 104 172 524 040, Diamond, HP Std, Tapered Flat (9,0 mm), Med Grit, Dia 4,0 mm\r\nEach\r\n.i Gratia:  Komet (Fig.854)\r\n\rICN: 18-970-7690 EA","Bur, dental, excavaTing:  ISO No. 806 104 172 524 040, Diamond, HP Std, Tapered Flat (9,0 mm), Med Grit, Dia 4,0 mm\nEach\n.i Gratia:  Komet (Fig.854)\n","each"]
[null,"Burs","Bur, dental, excavaTing:  ISO No. 806 104 173 524 016, Diamond, HP Std, Tapered Flat (10,0 mm), Med Grit, Dia 1,6 mm\r\nEach\r\n.i Gratia:  Komet (Fig.848)\r\n\rICN: 18-970-7684 EA","Bur, dental, excavaTing:  ISO No. 806 104 173 524 016, Diamond, HP Std, Tapered Flat (10,0 mm), Med Grit, Dia 1,6 mm\nEach\n.i Gratia:  Komet (Fig.848)\n","each"]
[null,"Burs","Bur, dental, excavaTing:  ISO No. 806 104 198 524 033, Diamond, HP Std, Tapered Round (9,0 mm), Med Grit, Dia 3,3 mm\r\nEach\r\n.i Gratia:  Komet (Fig.854R)\r\n\rICN: 18-008-3163 EA","Bur, dental, excavaTing:  ISO No. 806 104 198 524 033, Diamond, HP Std, Tapered Round (9,0 mm), Med Grit, Dia 3,3 mm\nEach\n.i Gratia:  Komet (Fig.854R)\n","each"]
[null,"Burs","Bur, dental, excavaTing:  ISO No. 806 104 225 524 023, Diamond, HP Std, Inv Tapered (6,0 mm), Med Grit, Dia 2,3 mm\r\nEach\r\n.i Gratia:  (Fig.807)\r\n\rICN: 18-970-7681 EA","Bur, dental, excavaTing:  ISO No. 806 104 225 524 023, Diamond, HP Std, Inv Tapered (6,0 mm), Med Grit, Dia 2,3 mm\nEach\n.i Gratia:  (Fig.807)\n","each"]
[null,"Burs","Bur, dental, excavaTing:  ISO No. 806 104 249 524 018, Diamond, HP Std, Flame (8,0 mm), Med Grit, Dia 1,8 mm\r\nEach\r\n.i Gratia:  Komet (Fig.862)\r\n\rICN: 18-970-7686 EA","Bur, dental, excavaTing:  ISO No. 806 104 249 524 018, Diamond, HP Std, Flame (8,0 mm), Med Grit, Dia 1,8 mm\nEach\n.i Gratia:  Komet (Fig.862)\n","each"]
[null,"Burs","Bur, dental, excavaTing:  ISO No. 806 104 250 524 012, Diamond, HP Std, Flame (10 mm), Med Grit, Dia 1,2 mm\r\nEach\r\n.i Gratia:  Komet (Fig.863)\r\n\rICN: 18-970-7687 EA","Bur, dental, excavaTing:  ISO No. 806 104 250 524 012, Diamond, HP Std, Flame (10 mm), Med Grit, Dia 1,2 mm\nEach\n.i Gratia:  Komet (Fig.863)\n","each"]
[null,"Burs","Bur, dental, excavaTing:  ISO No. 806 104 257 524 023, Diamond, HP Std, Bud (5,0 mm), Med Grit, Dia 2,3 mm\r\nEach\r\n.i Gratia:  Komet (Fig.368)\r\n\rICN: 18-970-7682 EA","Bur, dental, excavaTing:  ISO No. 806 104 257 524 023, Diamond, HP Std, Bud (5,0 mm), Med Grit, Dia 2,3 mm\nEach\n.i Gratia:  Komet (Fig.368)\n","each"]
[null,"Burs","Bur, Dental, excavaTing: Iso 806 314 001 504 023, diamond HP Std, Round, Diam  023mm, Course  Each                           \n.i Gratia:  Edenta C801.314 023                                                                                                                                      ICN :","Bur, Dental, excavaTing: Iso 806 314 001 504 023, diamond HP Std, Round, Diam  023mm, Course  Each                           \n.i Gratia:  Edenta C801.314 023                                                                                                                                      "]
[null,"Burs","Bur, Dental, excavaTing: Iso 806 314 001 504 029, diamond HP Std, Round, Diam  029mm, Course  Each                           \n.i Gratia:  Edenta C801.314 029                                                                                                                                      ICN :","Bur, Dental, excavaTing: Iso 806 314 001 504 029, diamond HP Std, Round, Diam  029mm, Course  Each                           \n.i Gratia:  Edenta C801.314 029                                                                                                                                      "]
[null,"Burs","Bur, Dental, excavaTing: Iso 806 314 001 504 029, diamond HP Std, Round, Diam  029mm, Course  Each                           \n.i Gratia:  Edenta C801.314 029                                                                                                                                      ICN : ","Bur, Dental, excavaTing: Iso 806 314 001 504 029, diamond HP Std, Round, Diam  029mm, Course  Each                           \n.i Gratia:  Edenta C801.314 029                                                                                                                                      "]
[null,"Burs","Bur, dental, excavaTing:  ISO No. 806 314 198 544 015, Diamond, FG Std, Tapered Round (8,0 mm), Super-Coarse Grit, Dia 1,5 mm\r\nEach\r\n.i Gratia:  Big Bite Diamond\r\n\rICN: 18-095-4831 EA","Bur, dental, excavaTing:  ISO No. 806 314 198 544 015, Diamond, FG Std, Tapered Round (8,0 mm), Super-Coarse Grit, Dia 1,5 mm\nEach\n.i Gratia:  Big Bite Diamond\n","each"]
[null,"Burs","Bur, dental, excavaTing:  ISO No. 806 314 198 544 020, Diamond, FG Std, Tapered round (8,0 mm), Super-Coarse Grit, Dia 2,0 mm\r\nEach\r\n.i Gratia:  Big Bite Diamond\r\n\rICN: 18-095-4832 EA","Bur, dental, excavaTing:  ISO No. 806 314 198 544 020, Diamond, FG Std, Tapered round (8,0 mm), Super-Coarse Grit, Dia 2,0 mm\nEach\n.i Gratia:  Big Bite Diamond\n","each"]
[null,"Burs","Bur, dental, excavaTing:  ISO No. 806 314 198 544 025, Diamond, FG Std, Tapered Round (8.0 mm), Super-Coarse Grit, Dia 2,5 mm\r\nEach\r\n.i Gratia:  Big Bite Diamond\r\n\rICN: 18-095-4833 EA","Bur, dental, excavaTing:  ISO No. 806 314 198 544 025, Diamond, FG Std, Tapered Round (8.0 mm), Super-Coarse Grit, Dia 2,5 mm\nEach\n.i Gratia:  Big Bite Diamond\n","each"]
[null,"Burs","Bur, dental, excavaTing:  ISO No. 806 314 198 544 027, Diamond, FG Std, Tapered Round (8,0 mm), Super-Coarse Grit, Dia 2,7 mm\r\nEach\r\n.i Gratia:  Big Bite Diamond\r\n\rICN: 18-092-4834 EA","Bur, dental, excavaTing:  ISO No. 806 314 198 544 027, Diamond, FG Std, Tapered Round (8,0 mm), Super-Coarse Grit, Dia 2,7 mm\nEach\n.i Gratia:  Big Bite Diamond\n","each"]
[null,"Burs","Bur, dental, excavaTing:  ISO No. 806 314 001 524 009, Diamond, FG Std, Round, Med Grit, Dia 0,9 mm\r\nEach\r\n.i Gratia:  Komet (Fig.801)\r\n\rICN: 18-970-2122 EA","Bur, dental, excavaTing:  ISO No. 806 314 001 524 009, Diamond, FG Std, Round, Med Grit, Dia 0,9 mm\nEach\n.i Gratia:  Komet (Fig.801)\n","each"]
[null,"Burs","Bur, lab, dental, excavaTing: InLab System, MCX5, Grinder for glass and hybrid ceramics, Diamond, 0.6mm, 1.2mm, 1.4mm, 2.2mm         .i Gratia: Sirona InLab Diamond          Packaging: Each     ICN:18-182-2644         DOQ: EA\nRT296-11-083 to RT296-11-086 will be awarded as a series\n","Bur, lab, dental, excavaTing: InLab System, MCX5, Grinder for glass and hybrid ceramics, Diamond, 0.6mm, 1.2mm, 1.4mm, 2.2mm         \n.i Gratia: Sirona InLab Diamond          \nPackaging: Each \nItem RT296-11-083 to RT296-11-086 will be awarded as a series\n"]
[null,"Burs","Bur, lab, dental, excavaTing: InLab System, MCX5, Diamond-coated for zirconia, 0.5mm, 1.0mm, 2.5mm                       .i Gratia: Sirona InLab Bur Zr02 DC        Packaging: Each     ICN:18-182-2653         DOQ: EA","Bur, lab, dental, excavaTing: InLab System, MCX5, Diamond-coated for zirconia, 0.5mm, 1.0mm, 2.5mm     \n Packaging: Each                    \n.i Gratia: Sirona InLab Bur Zr02 DC         "]
[null,"Burs","Bur, lab, dental, excavaTing: InLab System, MCX5, for PMMA, wax, PEEK, 0.5mm, 1.0mm, 2.5mm                                .i Gratia: Sirona InLab Bur PMMA          Packaging: Each     ICN:18-182-2885         DOQ: EA","Bur, lab, dental, excavaTing: InLab System, MCX5, for PMMA, wax, PEEK, 0.5mm, 1.0mm, 2.5mm       \nPackaging: Each                            \n.i Gratia: Sirona InLab Bur PMMA           "]
[null,"Burs","Bur, lab, dental, excavaTing: InLab System, MCX5, for composite resin, 0.5mm, 1.0mm, 2.5mm                                     .i Gratia: Sirona InLab Bur Composite          Packaging: Each     ICN:18-182-2889         DOQ: EA","Bur, lab, dental, excavaTing: InLab System, MCX5, for composite resin, 0.5mm, 1.0mm, 2.5mm                                     \n.i Gratia: Sirona InLab Bur Composite          \nPackaging: Each   "]
[null,"Burs","Bur, dental, excavaTing:  ISO No. 806 314 001 524 012, Diamond, FG Std, Round, Med Grit, Dia 1,2 mm\nEach\n.i Gratia:  Komet (Fig.801)\nICN: 18-970-2123 EA\nRT296-11-087 to RT296-11-089","Bur, dental, excavaTing:  ISO No. 806 314 001 524 012, Diamond, FG Std, Round, Med Grit, Dia 1,2 mm\nEach\n.i Gratia:  Komet (Fig.801)\nItem RT296-11-087 to RT296-11-089 will be awarded as a series","each"]
[null,"Burs","Bur, dental, excavaTing:  ISO No. 806 314 010 524 010, Diamond, FG Std, Inv Cone, Med Grit, Dia 1,0 mm\r\nEach\r\n.i Gratia:  Komet (Fig.805)\r\n\rICN: 18-970-6915 EA","Bur, dental, excavaTing:  ISO No. 806 314 010 524 010, Diamond, FG Std, Inv Cone, Med Grit, Dia 1,0 mm\nEach\n.i Gratia:  Komet (Fig.805)\n","each"]
[null,"Burs","Bur, dental, excavaTing:  ISO No. 806 314 038 524 033, Diamond, FG Std, Double Cone (4,2 mm), Med Grit, Dia 3,3 mm\r\nEach\r\n.i Gratia:  Komet (Fig.811)\r\n\rICN: 18-970-7674 EA","Bur, dental, excavaTing:  ISO No. 806 314 038 524 033, Diamond, FG Std, Double Cone (4,2 mm), Med Grit, Dia 3,3 mm\nEach\n.i Gratia:  Komet (Fig.811)\n","each"]
[null,"Burs","Bur, Dental:   ISO 808 314 165 534 018, Diamond, FG Needle                                                                                 .i Gratia:  Edenta G858.314.018                                                                                                                                ICN To be determined","Bur, Dental:   ISO 808 314 165 534 018, Diamond, FG Needle                                                                                 .i Gratia:  Edenta G858.314.018                                                                                                                                ","each"]
[null,"Burs","Bur, dental, excavaTing:  ISO No. 806 314 068 524 040, Diamond, FG Std, Wheel Half-Circle Rim (1,0 mm), Dia 4,0 mm\r\nEach\r\n.i Gratia:  Komet (Fig.909)\r\n\rICN: 18-970-7758 EA","Bur, dental, excavaTing:  ISO No. 806 314 068 524 040, Diamond, FG Std, Wheel Half-Circle Rim (1,0 mm), Dia 4,0 mm\nEach\n.i Gratia:  Komet (Fig.909)\n","each"]
[null,"Burs","Bur, dental, excavaTing:  ISO No. 806 314 107 524 010, Diamond, FG Std, Cyl Flat (4,0 mm), Med Grit, Dia 1,0 mm\r\nEach\r\n.i Gratia:  Komet (Fig.835)\r\n\rICN: 18-970-6911 EA","Bur, dental, excavaTing:  ISO No. 806 314 107 524 010, Diamond, FG Std, Cyl Flat (4,0 mm), Med Grit, Dia 1,0 mm\nEach\n.i Gratia:  Komet (Fig.835)\n","each"]
[null,"Burs","Bur, Dental, ExcavaTing: ISO 806 314 001 534 018 diamond, course                                                                       .i Gratia:  Edenta G 801.314 018                                                                                                                                  ICN: ","Bur, Dental, ExcavaTing: ISO 806 314 001 534 018 diamond, course                                                                       .i Gratia:  Edenta G 801.314 018                                                                                                                                  ","each"]
[null,"Burs","Bur , Dental, Soft Tissue Trimmer:  ISO ….249.314.016 (Iso not available yet),  Porcelain FG                                    \n .i Gratia:  Edenta STT249.314                                                                                                                           ICN ","Bur , Dental, Soft Tissue Trimmer:  ISO ….249.314.016 (Iso not available yet),  Porcelain FG                                    \n .i Gratia:  Edenta STT249.314                                                                                                                           ","each"]
[null,"Burs","Bur , Dental, Soft Tissue Trimmer:  ISO ….2509.314.016 (Iso not available yet),  Porcelain FG                                     \n.i Gratia:  Edenta STT250.314                                                                                                                           ICN ","Bur , Dental, Soft Tissue Trimmer:  ISO ….2509.314.016 (Iso not available yet),  Porcelain FG                                     \n.i Gratia:  Edenta STT250.314                                                                                                                           ","each"]
[null,"Burs","Bur, dental, excavaTing:  ISO No. 806 314 110 524 014, Diamond, FG Std, Cyl Flat (6,0 mm), Med Grit, Dia 1,4 mm\r\nEach\r\n.i Gratia:  Komet (Fig.836)\r\n\rICN: 18-970-5325 EA","Bur, dental, excavaTing:  ISO No. 806 314 110 524 014, Diamond, FG Std, Cyl Flat (6,0 mm), Med Grit, Dia 1,4 mm\nEach\n.i Gratia:  Komet (Fig.836)\n","each"]
[null,"Burs","Bur, dental, excavaTing:  ISO No.806 314 137 524 012, Diamond, FG Std, Cylinder Round (4,0 mm), Med Grit, Dia 1,2 mm\r\nEach\r\n.i Gratia:  Komet (Fig.838)\r\n\rICN: 18-970-7072 EA","Bur, dental, excavaTing:  ISO No.806 314 137 524 012, Diamond, FG Std, Cylinder Round (4,0 mm), Med Grit, Dia 1,2 mm\nEach\n.i Gratia:  Komet (Fig.838)\n","each"]
[null,"Burs","Bur, dental, excavaTing:  ISO No. 806 314 141 524 014, Diamond, FG Std, Cylinder Round (8,0 mm), Med Grit, Dia 1,4 mm\r\nEach\r\n.i Gratia:  Komet (Fig.881)\r\n\rICN: 18-9707759 EA","Bur, dental, excavaTing:  ISO No. 806 314 141 524 014, Diamond, FG Std, Cylinder Round (8,0 mm), Med Grit, Dia 1,4 mm\nEach\n.i Gratia:  Komet (Fig.881)\n","each"]
[null,"Burs","Bur, dental, excavaTing:  ISO No. 806 314 150 524 012, Diamond, FG Std, Cyl End CutTing, Med Grit, Dia 1,2 mm\r\nEach\r\n.i Gratia:  Komet (Fig.839)\r\n\rICN: 18-970-3137 EA","Bur, dental, excavaTing:  ISO No. 806 314 150 524 012, Diamond, FG Std, Cyl End CutTing, Med Grit, Dia 1,2 mm\nEach\n.i Gratia:  Komet (Fig.839)\n","each"]
[null,"Burs","Bur, dental, excavaTing:  ISO No. 806 314 156 524 010, Diamond, FG Std, Cylinder with Rounded Edges (4,0 mm), Med grit, Dia 1,0 mm\r\nEach\r\n.i Gratia:  Komet (Fig.835 KR)\r\n\rICN: 18-008-3162 EA\r\n","Bur, dental, excavaTing:  ISO No. 806 314 156 524 010, Diamond, FG Std, Cylinder with Rounded Edges (4,0 mm), Med grit, Dia 1,0 mm\nEach\n.i Gratia:  Komet (Fig.835 KR)\n","each"]
[null,"Burs","Bur, dental, excavaTing;  ISO No. 806 314 157 524 014, Diamond, FG Std, Cylinder with Rounded Edges (6,0 mm), Med Grit, Dia 1,4 mm\r\nEach\r\n.i Gratia:  Komet (Fig.836KR)\r\n\rICN: 18-008-3166 EA","Bur, dental, excavaTing;  ISO No. 806 314 157 524 014, Diamond, FG Std, Cylinder with Rounded Edges (6,0 mm), Med Grit, Dia 1,4 mm\nEach\n.i Gratia:  Komet (Fig.836KR)\n","each"]
[null,"Burs","Bur, dental, excavaTing:  ISO No. 806 314 171 524 016, Diamond, FG Std, Tapered Flat (6,0 mm), Med Grit, Dia 1,6 mm\r\nEach\r\n.i Gratia:  Komet (Fig.846)\r\n\rICN: 18-970-2118 EA","Bur, dental, excavaTing:  ISO No. 806 314 171 524 016, Diamond, FG Std, Tapered Flat (6,0 mm), Med Grit, Dia 1,6 mm\nEach\n.i Gratia:  Komet (Fig.846)\n","each"]
[null,"Burs","Bur, dental, excavaTing:  ISO No. 806 314 198 524 018, Diamond, FG Std, Tapered round (8,0 mm), Med Grit, dial 1,8 mm\r\nEach\r\n.i Gratia:  Komet (Fig.856)\r\n\rICN: 18-970-7671 EA","Bur, dental, excavaTing:  ISO No. 806 314 198 524 018, Diamond, FG Std, Tapered round (8,0 mm), Med Grit, dial 1,8 mm\nEach\n.i Gratia:  Komet (Fig.856)\n","each"]
[null,"Burs","Bur denture trimming: Student Laboratory kit, consisTing of two acrylic polishers, three HP Standard tungsten carbide cutters and one HP Standard mandrel as follow:\nISO No.658 104 201 534 150, Grey Silicon-carbide, HP Std, Bud 18.0 mm, Medium Grit, Dia 15 mm (e.g. Edenta 0662HP)\nISO No.658 900 372 533 220, White Silicone-carbide, Unmounted, Disc (3,0 mm), Coarse Grit, Dia 22 mm (e.g. Edenta 0501UM)\nISO No.500 104 274 190 060, Tungsten Carbide, HP Std, Grenade (14 mm), Volcano Cut 10 Cross Cut Standard, Dia 6,0 mm (e.g. Edenta 7210.060HP)\nISO No.500 104 194 190 040, Tungsten Carbide, HP Std, Tapered (14 mm), Volcano Cut 10 Cross Cut Standard, Dia 4,0 mm (e.g. Edenta 5710.040HP\nISO No.500 104 001 175 031, Tungsten Carbide, HP Std, Round, Volcano Cut 70 Plain Cut Standard, Dia 3,1 mm (e.g. Edenta 7170.031HP)\nISO No.330 104 604 391 050, Stainless Steel, HP Std, Screw type Mandrel reinforced, Dia 5.0 mm (e.g. Edenta 4007HP)\n\n\n","Bur denture trimming: Student Laboratory kit, consisTing of two acrylic polishers, three HP Standard tungsten carbide cutters and one HP Standard mandrel as follow:\nISO No.658 104 201 534 150, Grey Silicon-carbide, HP Std, Bud 18.0 mm, Medium Grit, Dia 15 mm (e.g. Edenta 0662HP)\nISO No.658 900 372 533 220, White Silicone-carbide, Unmounted, Disc (3,0 mm), Coarse Grit, Dia 22 mm (e.g. Edenta 0501UM)\nISO No.500 104 274 190 060, Tungsten Carbide, HP Std, Grenade (14 mm), Volcano Cut 10 Cross Cut Standard, Dia 6,0 mm (e.g. Edenta 7210.060HP)\nISO No.500 104 194 190 040, Tungsten Carbide, HP Std, Tapered (14 mm), Volcano Cut 10 Cross Cut Standard, Dia 4,0 mm (e.g. Edenta 5710.040HP\nISO No.500 104 001 175 031, Tungsten Carbide, HP Std, Round, Volcano Cut 70 Plain Cut Standard, Dia 3,1 mm (e.g. Edenta 7170.031HP)\nISO No.330 104 604 391 050, Stainless Steel, HP Std, Screw type Mandrel reinforced, Dia 5.0 mm (e.g. Edenta 4007HP)\n\n\n","kit"]
[null,"Burs","Bur denture trimming: Student Laboratory kit, consisTing of one HP Standard mandrel, one diamond disc and two HP Standard tungsten carbide cutters as follow:\nISO No.330 104 604 391 050, Stainless Steel, HP Std, Screw type Mandrel reinforced, Dia 5.0 mm (e.g. Edenta 4007HP)\nISO No 806 104 335 524 220, Diamond, HP Std Mandrel mounted, both Sides Coated Perforated (0,3 mm), Std Grit, Dia 22 mm (e.g. Edenta 335.524.220HP)\nISO No.500 104 194 194 040, Tungsten Carbide, HP Std, Tapered (14 mm), Cut 26 Titanium toothing coarse, Dia 4,0 mm (e.g. Edenta 6926.040HP\nISO No.500 104 001 001 023, Tungsten Carbide, HP Std, Round, for contouring fissures, Dia 2.3 mm (e.g. Edenta C1.104.023)","Bur denture trimming: Student Laboratory kit, consisTing of one HP Standard mandrel, one diamond disc and two HP Standard tungsten carbide cutters as follow:\nISO No.330 104 604 391 050, Stainless Steel, HP Std, Screw type Mandrel reinforced, Dia 5.0 mm (e.g. Edenta 4007HP)\nISO No 806 104 335 524 220, Diamond, HP Std Mandrel mounted, both Sides Coated Perforated (0,3 mm), Std Grit, Dia 22 mm (e.g. Edenta 335.524.220HP)\nISO No.500 104 194 194 040, Tungsten Carbide, HP Std, Tapered (14 mm), Cut 26 Titanium toothing coarse, Dia 4,0 mm (e.g. Edenta 6926.040HP\nISO No.500 104 001 001 023, Tungsten Carbide, HP Std, Round, for contouring fissures, Dia 2.3 mm (e.g. Edenta C1.104.023)","kit"]
[null,"Burs","Bur, dental, excavaTing:  ISO No. 806 314 198 524 025, Diamond, FG Std, Tapered round (8,0 mm), Med Grit, Dia 2,5 mm\r\nEach\r\n.i Gratia:  Komet (Fig.856)\r\n\rICN: 18-970-7672 EA","Bur, dental, excavaTing:  ISO No. 806 314 198 524 025, Diamond, FG Std, Tapered round (8,0 mm), Med Grit, Dia 2,5 mm\nEach\n.i Gratia:  Komet (Fig.856)\n","each"]
[null,"Burs","Bur, dental, excavaTing:  ISO No. 806 314 199 524 012, Diamond, FG Std, Tapered Round (10,0 mm) Med Grit, Dia 1,2 mm\r\nEach\r\n.i Gratia:  Komet (Fig.850)\r\n\rICN: 18-970-7299 EA","Bur, dental, excavaTing:  ISO No. 806 314 199 524 012, Diamond, FG Std, Tapered Round (10,0 mm) Med Grit, Dia 1,2 mm\nEach\n.i Gratia:  Komet (Fig.850)\n\n","each"]
[null,"Burs","Bur, dental, excavaTing:  ISO No. 806 314 225 524 012, Diamond, FG Std, Inv Tapered (3,5 mm), Med Grit, Dia 1,2 mm\r\nEach\r\n.i Gratia:  Komet (Fig.807)\r\n\rICN: 18-970-7663 EA","Bur, dental, excavaTing:  ISO No. 806 314 225 524 012, Diamond, FG Std, Inv Tapered (3,5 mm), Med Grit, Dia 1,2 mm\nEach\n.i Gratia:  Komet (Fig.807)\n","each"]
[null,"Burs","Bur, dental, excavaTing:  ISO No. 806 314 233 524 009, Diamond, FG Std, Pear (2,7 mm), Med Grit, Dia 0,9 mm\r\nEach\r\n.i Gratia:  Komet (Fig.830)\r\n\rICN: 18-008-3170 EA","Bur, dental, excavaTing:  ISO No. 806 314 233 524 009, Diamond, FG Std, Pear (2,7 mm), Med Grit, Dia 0,9 mm\nEach\n.i Gratia:  Komet (Fig.830)\n","each"]
[null,"Burs","Bur, dental, excavaTing:  ISO No. 806 314 233 524 012, Diamond, FG Std, Pear (2,7 mm), Med Grit, Dia 1,2mm\r\nEach\r\n.i Gratia:  Komet (Fig.830)\r\n\rICN: 18-008-3172 EA","Bur, dental, excavaTing:  ISO No. 806 314 233 524 012, Diamond, FG Std, Pear (2,7 mm), Med Grit, Dia 1,2mm\nEach\n.i Gratia:  Komet (Fig.830)\n","each"]
[null,"Burs","Bur, dental, excavaTing:  ISO No. 806 314 234 524 014, Diamond, FG Std, Pear (4,0 mm), Med Grit, Dia 1,4 mm\r\nEach\r\n.i Gratia:  Komet (Fig.830L)\r\n\rICN: 18-008-3175 EA","Bur, dental, excavaTing:  ISO No. 806 314 234 524 014, Diamond, FG Std, Pear (4,0 mm), Med Grit, Dia 1,4 mm\nEach\n.i Gratia:  Komet (Fig.830L)\n","each"]
[null,"Burs","Bur, dental, excavaTing:  ISO No.8 06 314 257 524 023, Diamond, FG Std, Bud (5,0 mm), Med Grit, dia 2,3 mm\r\nEach\r\n.i Gratia:  Komet (Fig.368)\r\n\rICN: 18-970-7664 EA","Bur, dental, excavaTing:  ISO No.8 06 314 257 524 023, Diamond, FG Std, Bud (5,0 mm), Med Grit, dia 2,3 mm\nEach\n.i Gratia:  Komet (Fig.368)\n\n","each"]
[null,"Burs","Bur, dental, excavaTing:  ISO No. 806 314 288 524 012, Diamond, FG Std, Torpedo (6,0 mm), Med Grit, dia 1,2 mm\r\nEach\r\n.i Gratia:  Komet (Fig.877)\r\n\rICN: 18-970-7666 EA","Bur, dental, excavaTing:  ISO No. 806 314 288 524 012, Diamond, FG Std, Torpedo (6,0 mm), Med Grit, dia 1,2 mm\nEach\n.i Gratia:  Komet (Fig.877)\n","each"]
[null,"Burs","Bur, dental, excavaTing:  ISO No. 806 314 289 524 014, Diamond, FG Std, Torpedo (8,0 mm), Med Grit, Dia 1,4 mm\r\nEach\r\n.i Gratia:  Komet (Fig.878)\r\n\rICN: 18-970-7667 EA","Bur, dental, excavaTing:  ISO No. 806 314 289 524 014, Diamond, FG Std, Torpedo (8,0 mm), Med Grit, Dia 1,4 mm\nEach\n.i Gratia:  Komet (Fig.878)\n","each"]
[null,"Burs","Bur, dental, excavaTing;  ISO No. 806 314 535 524 009, Diamond, FG Std, Torpedo (3,0 mm), Med Grit, Dia 0,9 mm\r\nEach\r\n.i Gratia:  Komet (Fig.875)","Bur, dental, excavaTing;  ISO No. 806 314 535 524 009, Diamond, FG Std, Torpedo (3,0 mm), Med Grit, Dia 0,9 mm\r\nEach\r\n.i Gratia:  Komet (Fig.875)","each"]
[null,"Burs","Bur, dental, finishing:  ISO No. 806 314 165 504 014, Diamond, FG Std, Pointed (8,0 mm), S-Fine Grit, Dia 1,4 mm\r\nEach\r\n.i Gratia:  Komet (Fig.858EF)\r\n\rICN: 18-970-5333 EA","Bur, dental, finishing:  ISO No. 806 314 165 504 014, Diamond, FG Std, Pointed (8,0 mm), S-Fine Grit, Dia 1,4 mm\nEach\n.i Gratia:  Komet (Fig.858EF)\n","each"]
[null,"Burs","Bur, dental, finishing:  ISO No. 806 314 249 504 012, Diamond, FG Std, Flame (8,0 mm), S-Fine Grit, Dia 1,2 mm\r\nEach\r\n.i Gratia:  Komet (Fig.862EF)\r\n\rICN: 18-970-5332 EA","Bur, dental, finishing:  ISO No. 806 314 249 504 012, Diamond, FG Std, Flame (8,0 mm), S-Fine Grit, Dia 1,2 mm\nEach\n.i Gratia:  Komet (Fig.862EF)\n","each"]
[null,"Burs","Bur, dental, finishing:  ISO No. 806 314 257 504 023, Diamond, FG Std, Bud (5,0 mm), S-Fine Grit, Dia 2.3 mm\r\nEach\r\n.i Gratia:  Komet (Fig.368EF)\r\n\rICN: 18-970-7661 EA","Bur, dental, finishing:  ISO No. 806 314 257 504 023, Diamond, FG Std, Bud (5,0 mm), S-Fine Grit, Dia 2.3 mm\nEach\n.i Gratia:  Komet (Fig.368EF)\n","each"]
[null,"Burs","Disk, abrasive:  Flexible, ISO No. 806 900 346 524 220, Diamond, Unmounted, One Side Coated (0,2 mm), Med Grit, Dia 22 mm\r\nEach\r\n.i Gratia:  Komet (Fig.919)\r\n\rICN: 18-008-3520 EA","Disk, abrasive:  Flexible, ISO No. 806 900 346 524 220, Diamond, Unmounted, One Side Coated (0,2 mm), Med Grit, Dia 22 mm\nEach\n.i Gratia:  Komet (Fig.919)\n","each"]
[null,"Burs","Disk, abrasive:  Flexible, ISO No. 806 900 350 524 220, Diamond, Unmounted, Both Sides Coated Perforated (0,3 mm), Med Grit, Dia 22 mm\r\nEach \r\n.i Gratia:  Komet (Fig.918PB)\r\n\rICN: 18-008-3271 EA","Disk, abrasive:  Flexible, ISO No. 806 900 350 524 220, Diamond, Unmounted, Both Sides Coated Perforated (0,3 mm), Med Grit, Dia 22 mm\nEach \n.i Gratia:  Komet (Fig.918PB)\n\n","each"]
[null,"Burs","Disk, abrasive:  Hyperflex, ISO No. 806 900 355 514 220, Diamond, Unmounted, Both Sides 3,0 mm Periphery Coated (0,15 mm), Fine Grit, Dia 22 mm\r\nEach\r\n.i Gratia:  Komet (Fig.911H)\r\n\rICN: 18-038-0629 EA","Disk, abrasive:  Hyperflex, ISO No. 806 900 355 514 220, Diamond, Unmounted, Both Sides 3,0 mm Periphery Coated (0,15 mm), Fine Grit, Dia 22 mm\nEach\n.i Gratia:  Komet (Fig.911H)\n","each"]
[null,"Burs","Wheel, abrasive:  White, Aluminium Oxide, FG Std, Conical, Finishing, CN1 \r\n1 Pack 12 Pieces\r\n.i Gratia:  Shofu\r\n\rICN: 18-970-7920 EA","Wheel, abrasive:  White, Aluminium Oxide, FG Std, Conical, Finishing, CN1 \n1 Pack 12 Pieces\n.i Gratia:  Shofu\n\n","pack"]
[null,"Burs","Wheel, abrasive:  White, Aluminium Oxide, FG Std, Flame, Finishing, FL2\r\n1 Pack 12 Pieces\r\n.i Gratia:  Shofu\r\n\rICN: 18-970-7918 PK\r\n","Wheel, abrasive:  White, Aluminium Oxide, FG Std, Flame, Finishing, FL2\n1 Pack 12 Pieces\n.i Gratia:  Shofu\n\n\n","pack"]
[null,"Burs","Wheel, abrasive:  White, Aluminium Oxide, FG Std, Round, Finishing, RD1\r\n1 Pack 12 Pieces\r\n.i Gratia:  Shofu\r\n\rICN: 18-970-7919 PK","Wheel, abrasive:  White, Aluminium Oxide, FG Std, Round, Finishing, RD1\n1 Pack 12 Pieces\n.i Gratia:  Shofu\n\n","pack"]
[null,"Burs","Wheel, abrasive:  White, Aluminium Oxide, FG Std, Tapered Cone, Finishing, TC1 \r\n1 Pack 12 Pieces\r\n.i Gratia:  Shofu\r\n\rICN: 18-970-7921 PK","Wheel, abrasive:  White, Aluminium Oxide, FG Std, Tapered Cone, Finishing, TC1 \n1 Pack 12 Pieces\n.i Gratia:  Shofu\n","pack"]
[null,"Burs","Wheel, abrasive:  White, Aluminium Oxide, RA Std, Conical, Finishing, CN1\r\n1 Pack 12 Pieces\r\n.i Gratia:  Shofu\r\n\rICN: 18-970-7922 PK","Wheel, abrasive:  White, Aluminium Oxide, RA Std, Conical, Finishing, CN1\n1 Pack 12 Pieces\n.i Gratia:  Shofu\n","pack"]
[null,"Burs","Wheel, abrasive:  White, Aluminium Oxide, RA Std, Flame, Finishing, FL2\r\n1 Pack 12 Pieces\r\n.i Gratia:  Shofu\r\n\rICN: 18-970-2569 PK","Wheel, abrasive:  White, Aluminium Oxide, RA Std, Flame, Finishing, FL2\n1 Pack 12 Pieces\n.i Gratia:  Shofu\n\n","pack"]
[null,"Burs","Wheel, abrasive:  White, Aluminium Oxide, RA Std, Round, Finishing, RD1\r\n1 Pack 12 Pieces\r\n.i Gratia:  Shofu\r\n\rICN: 18-970-2570 PK","Wheel, abrasive:  White, Aluminium Oxide, RA Std, Round, Finishing, RD1\n1 Pack 12 Pieces\n.i Gratia:  Shofu\n","pack"]
[null,"Burs","Wheel, abrasive:  White, Aluminium Oxide, RA Std, Tapered Cone, Finishing, TC1\r\n1 Pack 12 Pieces\r\n.i Gratia:  Shofu\r\n\rICN: 18-970-7923 PK","Wheel, abrasive:  White, Aluminium Oxide, RA Std, Tapered Cone, Finishing, TC1\n1 Pack 12 Pieces\n.i Gratia:  Shofu\n","pack"]
[null,"Burs","Wheel, abrasive:  Green, ISO No. 655 104 041 130, Silicon-Carbide, HP Std, Wheel Square (1,5 mm), Fine Grit Med Hardness, Dia 13,0 mm\r\nEach\r\n.i Gratia:  Komet (Fig.703)\r\n\rICN: 18-970-4091 EA\r","Wheel, abrasive:  Green, ISO No. 655 104 041 130, Silicon-Carbide, HP Std, Wheel Square (1,5 mm), Fine Grit Med Hardness, Dia 13,0 mm\nEach\n.i Gratia:  Komet (Fig.703)\n","each"]
[null,"Burs","Wheel, abrasive:  Brown, ISO No. 635 104 027 522 070, High-grade Corundum, HP Std, Inv Wheel (4,0 mm), Med Grit Soft Hardness, Dia 7,0 mm\r\nEach\r\n.i Gratia:  Komet (Fig.735)","Wheel, abrasive:  Brown, ISO No. 635 104 027 522 070, High-grade Corundum, HP Std, Inv Wheel (4,0 mm), Med Grit Soft Hardness, Dia 7,0 mm\r\nEach\r\n.i Gratia:  Komet (Fig.735)","each"]
[null,"Burs","Wheel, abrasive:  Brown, ISO No. 635 104 107 522 050, High-grade Corundum, HP Std, Cyl Flat (12,0 mm), Med Grit Soft Hardness, Dia 5,0 mm\r\nEach\r\n.i Gratia:  Komet (Fig.732)\r\n\rICN: 18-008-3366 EA","Wheel, abrasive:  Brown, ISO No. 635 104 107 522 050, High-grade Corundum, HP Std, Cyl Flat (12,0 mm), Med Grit Soft Hardness, Dia 5,0 mm\nEach\n.i Gratia:  Komet (Fig.732)\n","each"]
[null,"Burs","Wheel, abrasive:  Brown, ISO No. 635 104 107 522 065, High-grade Corundum, HP Std, Cyl Flat (13 mm), Med Grit Soft Hardness, Dia 6,5 mm\r\nEach\r\n.i Gratia:  Komet (Fig.731)\r\n\rICN: 18-970-2578 EA","Wheel, abrasive:  Brown, ISO No. 635 104 107 522 065, High-grade Corundum, HP Std, Cyl Flat (13 mm), Med Grit Soft Hardness, Dia 6,5 mm\nEach\n.i Gratia:  Komet (Fig.731)\n","each"]
[null,"Burs","Wheel, abrasive:  Brown, ISO No. 635 104 168 522 035, High-grade Corundum, HP Std, Tapered Flat (10,5 mm), Med Grit Soft Hardness, Dia 3,5 mm\r\nEach\r\n.i Gratia:  Komet (Fig.733)\r\n\rICN: 18-970-2580 EA","Wheel, abrasive:  Brown, ISO No. 635 104 168 522 035, High-grade Corundum, HP Std, Tapered Flat (10,5 mm), Med Grit Soft Hardness, Dia 3,5 mm\nEach\n.i Gratia:  Komet (Fig.733)\n\n","each"]
[null,"Burs","Wheel, abrasive:  Brown, ISO No. 635 104 243 522 050, High-grade Corundum, HP Std, Flame (1- mm), Med Grit Soft Hardness, Dia 5,0 mm\r\nEach\r\n.i Gratia:  Komet (Fig.663)\r\n\rICN: 18-970-2584 EA","Wheel, abrasive:  Brown, ISO No. 635 104 243 522 050, High-grade Corundum, HP Std, Flame (1- mm), Med Grit Soft Hardness, Dia 5,0 mm\nEach\n.i Gratia:  Komet (Fig.663)\n","each"]
[null,"Burs","Disk, abrasive:  SeparaTing, brown, for ceramics, carborundum, unmounted, both sides coated (0,2 mm), Ultra-Fine Grit, Dia 22 mm\r\n1 box 50 pieces\r\nExempli Gratia:  Bego\r\n\rICN: 18-974-1576 BX","Disk, abrasive:  SeparaTing, brown, for ceramics, carborundum, unmounted, both sides coated (0,2 mm), Ultra-Fine Grit, Dia 22 mm\n1 box 50 pieces\nExempli Gratia:  Bego\n\n","box"]
[null,"Burs","Disk, abrasive: SeparaTing, brown, for ceramics, carborundum, unmounted, both sides coated (0,2 mm), Ultra-Fine Grit, Dia ISO 613 900 327 504 220   22 mm 1 box 100 pieces                                                                                                                                                                      Exempli Gratia: EDENTA                                                                                                                                                                                 ICN: 18-974-1576 BX","Disk, abrasive: SeparaTing, brown, for ceramics, carborundum, unmounted, both sides coated (0,2 mm), Ultra-Fine Grit, Dia ISO 613 900 327 504 220   22 mm 1 box 100 pieces                                                                                                                                                                      Exempli Gratia: EDENTA                                                                                                                                                                                 ","box"]
[null,"Burs","Disk, abrasive:  SeparaTing, brown, ISO No. 613 900 327 524 220, normal corundum, unmounted, both sides coated (0,7 mm), Med Grit Hard, Dia 22 mm\r\n1 Box 100 Pieces\r\n.i Gratia:  Komet (Fig.9504) \r\n\rICN: 18-970-7654 BX\r\n","Disk, abrasive:  SeparaTing, brown, ISO No. 613 900 327 524 220, normal corundum, unmounted, both sides coated (0,7 mm), Med Grit Hard, Dia 22 mm\n1 Box 100 Pieces\n.i Gratia:  Komet (Fig.9504) \n\n\n","box"]
[null,"Burs","Disk, abrasive: SeparaTing, brown, ISO No. 613 900 327 524 375 normal corundum, unmounted, both sides coated (0,7 mm), Med Grit Hard, Dia 22 mm 1 Box 100 Pieces                                                                                                                  Exempli Gratia: Komet (Fig.9504)                                                                                                                                                                       ICN: 18-970-7654 BX","Disk, abrasive: SeparaTing, brown, ISO No. 613 900 327 524 375 normal corundum, unmounted, both sides coated (0,7 mm), Med Grit Hard, Dia 22 mm 1 Box 100 Pieces                                                                                                                  Exempli Gratia: Komet (Fig.9504)                                                                                                                                                                       "]
[null,"Burs","Disk, abrasive:  SeparaTing, brown, ISO No. 613 900 371 524 370, normal corundum, unmounted, both sides coated (1,0 mm), Med Grit Hard, Dia 37 mm\r\n1 Box 100 Pieces\r\n.i Gratia:  Komet (Fig.9504)\r\n\rICN: 18-970-5936 BX","Disk, abrasive:  SeparaTing, brown, ISO No. 613 900 371 524 370, normal corundum, unmounted, both sides coated (1,0 mm), Med Grit Hard, Dia 37 mm\n1 Box 100 Pieces\n.i Gratia:  Komet (Fig.9504)\n\n","box"]
[null,"Burs","Disk, abrasive:  SeparaTing, brown, ISO No. 613 900 371 534 400, normal, corundum, unmounted, reinforced both sides coated (1,0 mm), Coarse Grit Hard, Dia 40 mm\r\n1 box 25 pieces\r\nKomet (Fig.9507)\r\n\rICN: 18-008-3227 BX","Disk, abrasive:  SeparaTing, brown, ISO No. 613 900 371 534 400, normal, corundum, unmounted, reinforced both sides coated (1,0 mm), Coarse Grit Hard, Dia 40 mm\n1 box 25 pieces\nKomet (Fig.9507)\n\n","box"]
[null,"Burs","Brush, bristle, dental handpiece:  Black artificial bristles, snap-on, flat, bristle dia 0,178 mm\r\n1 pack 12 pieces\r\n.i Gratia:  Ash - Flair TM\r\n\rICN: 18-008-3394 PK","Brush, bristle, dental handpiece:  Black artificial bristles, snap-on, flat, bristle dia 0,178 mm\n1 pack 12 pieces\n.i Gratia:  Ash - Flair TM\n\n","pack"]
[null,"Burs","Brush, bristle, dental handpiece:  Black artificial bristles, snap-on, tapered, bristle dia 0,178 mm\r\n1 pack 12 pieces\r\n.i Gratia:  Ash - Flair TM\r\n\rICN: 18-008-3395 PK","Brush, bristle, dental handpiece:  Black artificial bristles, snap-on, tapered, bristle dia 0,178 mm\n1 pack 12 pieces\n.i Gratia:  Ash - Flair TM\n\nICN: 18-008-3395 PK","pack"]
[null,"Burs","Cup, polishing, dental handpiece:  Prophylactic, Screw on Type, Webbed, Firm\r\n1 Pack 12 Pieces\r\n.i Gratia:  Ash - Flair TM\r\n\rICN: 18-970-2301 PK","Cup, polishing, dental handpiece:  Prophylactic, Screw on Type, Webbed, Firm\n1 Pack 12 Pieces\n.i Gratia:  Ash - Flair TM\n","pack"]
[null,"Burs","Cup, polishing, dental handpiece:  Prophylactic, Snap on Type, Webbed, Firm\r\n1 Pack 12 Pieces\r\n.i Gratia:  Ash - Flair TM\r\n\rICN: 18-970-9850 PK","Cup, polishing, dental handpiece:  Prophylactic, Snap on Type, Webbed, Firm\n1 Pack 12 Pieces\n.i Gratia:  Ash - Flair TM\n","pack"]
[null,"Burs","Cup, polishing, dental handpiece:  Prophylactic, White ISO No. 658 204 034 523 060, Silicon-Carbide, RA Std, Inv Cone (10 mm) Webbed, Med Grit Med Hardness, Dia 6,0 mm\r\n1 Pack 12 Pieces\r\n.i Gratia:  Ash\r\n\rICN: 18-970-7659 PK","Cup, polishing, dental handpiece:  Prophylactic, White ISO No. 658 204 034 523 060, Silicon-Carbide, RA Std, Inv Cone (10 mm) Webbed, Med Grit Med Hardness, Dia 6,0 mm\n1 Pack 12 Pieces\n.i Gratia:  Ash\n","pack"]
[null,"Burs","Brush, bristle, dental handpiece:  White Artificial Bristles, RA Std, Cup, M-Hard, Small (Dia 5-8 mm)\r\n1 Pack 6 Piece\r\n.i Gratia:  P.D. - Junior RA\r\n\rICN: 18-970-7012 PK","Brush, bristle, dental handpiece:  White Artificial Bristles, RA Std, Cup, M-Hard, Small (Dia 5-8 mm)\n1 Pack 6 Piece\n.i Gratia:  P.D. - Junior RA\n","pack"]
[null,"Burs","Brush, bristle, dental handpiece:  Black Artificial Bristles, HP Std, Wheel, X-Hard, Dia 19 mm\r\n1 Pack 12 Pieces\r\n.i Gratia:  Robinson\r\n\rICN: 18-970-2111 PK","Brush, bristle, dental handpiece:  Black Artificial Bristles, HP Std, Wheel, X-Hard, Dia 19 mm\n1 Pack 12 Pieces\n.i Gratia:  Robinson\n","pack"]
[null,"Burs","Brush, bristle, dental handpiece:  White Natural Bristles, HP Std, Wheel, Soft, Dia 19 mm\r\n1 Pack 12 Pieces\r\n.i Gratia:  Robinson\r\n\rICN: 18-970-7851 PK","Brush, bristle, dental handpiece:  White Natural Bristles, HP Std, Wheel, Soft, Dia 19 mm\n1 Pack 12 Pieces\n.i Gratia:  Robinson\n","pack"]
[null,"Burs","Polisher, dental:  Brown, ISO No. 658 104 292 513 045, Silicon-Carbide, HP Std, Torpedo (16 mm), Fine Grit Med Hardness, Dia 4,5 mm\r\n1 Pack 12 Pieces\r\n.i Gratia:  Komet (Fig.9610)\r\n\rICN: 18-970-7650 PK","Polisher, dental:  Brown, ISO No. 658 104 292 513 045, Silicon-Carbide, HP Std, Torpedo (16 mm), Fine Grit Med Hardness, Dia 4,5 mm\n1 Pack 12 Pieces\n.i Gratia:  Komet (Fig.9610)\n\n","pack"]
[null,"Burs","Polisher, dental:  Brown, ISO No. 658 104 303 513 150, Silicon-Carbide, Lenticular (2,5 mm), Fine Grit Med Hardness, Dia 15 mm\r\n1 Pack 12 Pieces\r\n.i Gratia:  Komet (Fig.9611)\r\n\rICN: 18-970-7652 PK","Polisher, dental:  Brown, ISO No. 658 104 303 513 150, Silicon-Carbide, Lenticular (2,5 mm), Fine Grit Med Hardness, Dia 15 mm\n1 Pack 12 Pieces\n.i Gratia:  Komet (Fig.9611)\n\n","pack"]
[null,"Burs","Polisher, dental:  Brown, ISO No. 658 104 372 513 150, Silicon-Carbide, HP Std, Disc (2,5 mm), Fine Grit Med Hardness, Dia 15 mm\r\n1 Pack 12 Pieces\r\n.i Gratia:  Komet (Fig.9612)\r\n\rICN: 18-970-7653 PK","Polisher, dental:  Brown, ISO No. 658 104 372 513 150, Silicon-Carbide, HP Std, Disc (2,5 mm), Fine Grit Med Hardness, Dia 15 mm\n1 Pack 12 Pieces\n.i Gratia:  Komet (Fig.9612)\n\n","pack"]
[null,"Burs","Polisher, dental:  Brownie, silicon-carbide, HP Std, floppy disc, high-efficiency\r\n1 pack 12 pieces\r\n.i Gratia:  Shofu\r\n\rICN: 18-970-7928 PK","Polisher, dental:  Brownie, silicon-carbide, HP Std, floppy disc, high-efficiency\n1 pack 12 pieces\n.i Gratia:  Shofu\n\n","pack"]
[null,"Burs","Polisher, dental:  Brownie, silicon-carbide, RA Std, Cup, high-efficiency\r\n1 pack 12 pieces\r\n.i Gratia:  Shofu\r\n\rICN: 18-970-7932 PK","Polisher, dental:  Brownie, silicon-carbide, RA Std, Cup, high-efficiency\n1 pack 12 pieces\n.i Gratia:  Shofu\n\n","pack"]
[null,"Burs","Polisher, dental:  Brownie, silicon-carbide, RA Std, Knife, high-efficiency, KN7\r\n1 pack 12 pieces\r\n.i Gratia:  Shofu\r\n\rICN: 18-970-7521 PK","Polisher, dental:  Brownie, silicon-carbide, RA Std, Knife, high-efficiency, KN7\n1 pack 12 pieces\n.i Gratia:  Shofu\n\n","pack"]
[null,"Burs","Polisher, dental:  Brownie, silicon-carbide, RA Std, mini-point, high-efficiency\r\n1 pack 12 pieces\r\n.i Gratia:  Shofu\r\n\rICN: 18-970-7933 PK","Polisher, dental:  Brownie, silicon-carbide, RA Std, mini-point, high-efficiency\n1 pack 12 pieces\n.i Gratia:  Shofu\n\n","pack"]
[null,"Burs","Polisher, dental:  Brownie, silicon-carbide, RA Std, pointed cone, high-efficiency, PC2\r\n1 pack 12 pieces\r\n.i Gratia:  Shofu\r\n\rICN: 18-970-7522 PK","Polisher, dental:  Brownie, silicon-carbide, RA Std, pointed cone, high-efficiency, PC2\n1 pack 12 pieces\n.i Gratia:  Shofu\n","pack"]
[null,"Burs","Polisher, dental:  Green, ISO No. 658 104 292 503 045, Silicon-Carbide, HP Std, Torpedo (16 mm), X-Fine Grit Med Hardness, Dia 4,5 mm\r\n1 pack 12 pieces\r\n.i Gratia:  Komet (Fig.9620)\r\n\rICN: 18-970-7651 PK","Polisher, dental:  Green, ISO No. 658 104 292 503 045, Silicon-Carbide, HP Std, Torpedo (16 mm), X-Fine Grit Med Hardness, Dia 4,5 mm\n1 pack 12 pieces\n.i Gratia:  Komet (Fig.9620)\n","pack"]
[null,"Burs","Polisher, dental:  Green, ISO No. 658 104 303 503 150, Silicon-Carbide, HP Std, Lenticular (2,5 mm), X-Fine Grit Med Hardness, Dia 15 mm\r\n1 pack 12 pieces\r\n.i Gratia:  Komet (Fig.9621)\r\n\rICN: 18-970-4092 PK\r","Polisher, dental:  Green, ISO No. 658 104 303 503 150, Silicon-Carbide, HP Std, Lenticular (2,5 mm), X-Fine Grit Med Hardness, Dia 15 mm\n1 pack 12 pieces\n.i Gratia:  Komet (Fig.9621)\n\n\n","pack"]
[null,"Burs","Polisher, dental:  Green, ISO No. 658 104 372 503 150, Silicon-Carbide, HP Std, Disc (2,5 mm), X-Fine Grit Med Hardness, Dia 15 mm\r\n1 pack 12 pieces\r\n.i Gratia:  Komet (Fig.9622)\r\n\rICN: 18-970-5897 PK","Polisher, dental:  Green, ISO No. 658 104 372 503 150, Silicon-Carbide, HP Std, Disc (2,5 mm), X-Fine Grit Med Hardness, Dia 15 mm\n1 pack 12 pieces\n.i Gratia:  Komet (Fig.9622)\n\n","pack"]
[null,"Burs","Polisher, dental:  Greenie, Silicon-Carbide, HP Std, Floppy Disc, High-Efficiency\r\n1 pack 12 pieces\r\n.i Gratia:  Shofu\r\n\rICN: 18-970-7929 PK","Polisher, dental:  Greenie, Silicon-Carbide, HP Std, Floppy Disc, High-Efficiency\n1 pack 12 pieces\n.i Gratia:  Shofu\n","pack"]
[null,"Burs","Polisher, dental:  Greenie, Silicon-Carbide, RA Std, Cup, High-Efficiency\r\n1 pack 12 pieces\r\n.i Gratia:  Shofu\r\n\rICN: 18-970-7931 PK","Polisher, dental:  Greenie, Silicon-Carbide, RA Std, Cup, High-Efficiency\n1 pack 12 pieces\n.i Gratia:  Shofu\n","pack"]
[null,"Burs","Polisher, dental:  Greenie, Silicon-Carbide, RA Std, Knife, High-Efficiency, KN7\r\n1 pack 12 pieces\r\n.i Gratia:  Shofu\r\n\rICN: 18-970-7520 PK","Polisher, dental:  Greenie, Silicon-Carbide, RA Std, Knife, High-Efficiency, KN7\n1 pack 12 pieces\n.i Gratia:  Shofu\n","pack"]
[null,"Burs","Polisher, dental:  Greenie, Silicon-Carbide, RA Std, Mini-Point, High-Efficiency\r\n1 pack 12 pieces\r\n.i Gratia:  Shofu\r\n\rICN: 18-970-7930 PK","Polisher, dental:  Greenie, Silicon-Carbide, RA Std, Mini-Point, High-Efficiency\n1 pack 12 pieces\n.i Gratia:  Shofu\n","pack"]
[null,"Burs","Polisher, dental:  Greenie, Silicon-Carbide, RA Std, Pointed Cone, High-Efficiency, PC2\r\n1 pack 12 pieces\r\n.i Gratia:  Shofu\r\n\rICN: 18-970-7519 PK","Polisher, dental:  Greenie, Silicon-Carbide, RA Std, Pointed Cone, High-Efficiency, PC2\n1 pack 12 pieces\n.i Gratia:  Shofu\n","pack"]
[null,"Burs","Bur, Dental Surgery: ISO No. 500 205 001 291 018, Tungsten Carbide, RA Long, Round, Bone Cutter, Dia 1,8 mm Each\nExempli Gratia: Komet (Fig.H141)\nICN: 18-970-7722 EA","Bur, Dental Surgery: ISO No. 500 205 001 291 018, Tungsten Carbide, RA Long, Round, Bone Cutter, Dia 1,8 mm Each\nExempli Gratia: Komet (Fig.H141)\n","each"]
[null,"Burs","Polisher, dental:  Supergreenie, Silicon-Carbide, RA Std, Cup, High-Efficiency\r\n1 pack 12 pieces\r\n.i Gratia:  Shofu\r\n\rICN: 18-970-9858 PK","Polisher, dental:  Supergreenie, Silicon-Carbide, RA Std, Cup, High-Efficiency\n1 pack 12 pieces\n.i Gratia:  Shofu\n","pack"]
[null,"Burs","Polisher, dental:  Supergreenie, Silicon-Carbide, RA Std, Mini-Point, High-Efficiency\r\n1 pack 12 pieces\r\n.i Gratia:  Shofu\r\n\rICN: 18-970-9857 PK","Polisher, dental:  Supergreenie, Silicon-Carbide, RA Std, Mini-Point, High-Efficiency\n1 pack 12 pieces\n.i Gratia:  Shofu\n\n","pack"]
[null,"Burs","Finishing and polishing kit:  Composite Restorations, Discs, Points, Cups, Mandrels and Gloss Kit - 20 Finishing Discs, 10 Finishing Cups, 10 Finishing Points, 25 Polishing Cups, 1 Metal Mandrel, 1 4g Syringe Prisma Gloss, 1 4g Syringe Prisma Gloss Extrafine\r\n.i Gratia:  Dentsply - Enhance TM\r\n\rICN: 18-015-7614 KT\r","Finishing and polishing kit:  Composite Restorations, Discs, Points, Cups, Mandrels and Gloss Kit - 20 Finishing Discs, 10 Finishing Cups, 10 Finishing Points, 25 Polishing Cups, 1 Metal Mandrel, 1 4g Syringe Prisma Gloss, 1 4g Syringe Prisma Gloss Extrafine\n.i Gratia:  Dentsply - Enhance TM\n","Kit"]
[null,"Burs","Polisher, dental: finishing cups\r\n1 Box, 40 Pieces\r\n.i Gratia:  Dentsply - Enhance TM\r\n\rICN: 18-015-7617 BX. Item RT296-11-170 to RT296-11-171 must be compatable with RT296-11-169","Polisher, dental: finishing cups\n1 Box, 40 Pieces\n.i Gratia:  Dentsply - Enhance TM\nItem RT296-11-170 to RT296-11-171 must be compatable with RT296-11-169","box"]
[null,"Burs","Polisher, dental: finishing discs\r\n1 Box, 40 Pieces\r\n.i Gratia:  Dentsply - Enhance TM\r\n\rICN: 18-015-7615  BX","Polisher, dental: finishing discs\n1 Box, 40 Pieces\n.i Gratia:  Dentsply - Enhance TM\n","box"]
[null,"Burs","Polisher, dental: finishing points\r\n1 Box, 40 Pieces\r\n.i Gratia:  Dentsply - Enhance TM\r\n\rICN: 18-015-7618 BX","Polisher, dental: finishing points\n1 Box, 40 Pieces\n.i Gratia:  Dentsply - Enhance TM\n","box"]
[null,"Burs","Polisher, dental: polishing cups\r\n1 Box, 100 Pieces\r\n.i Gratia:  Dentsply - Enhance TM\r\n\rICN: 18-015-7619 BX","Polisher, dental: polishing cups\n1 Box, 100 Pieces\n.i Gratia:  Dentsply - Enhance TM\n","box"]
[null,"Burs","Mandrel, dental handpiece: polishing system, Metal\r\n1 Pack, 3 Pieces\r\n.i Gratia:  Dentsply - Enhance TM\r\n\rICN: 18-015-7620 PK","Mandrel, dental handpiece: polishing system, Metal\n1 Pack, 3 Pieces\n.i Gratia:  Dentsply - Enhance TM\n","pack"]
[null,"Burs","Polishing, compound, dental: Prisma Gloss\r\n1 Syringe, 4g\r\n.i Gratia:  Dentsply - Prisma Gloss\r\n\rICN: 18-015-7621 SG\r\nItem RT296-11-175 and RT296-11-176 will be awarded as a series","Polishing, compound, dental: Prisma Gloss\n1 Syringe, 4g\n.i Gratia:  Dentsply - Prisma Gloss\nItem RT296-11-175 and RT296-11-176 will be awarded as a series","Syringe"]
[null,"Burs","Polishing compound, dental:  Prisma Gloss Extra Fine\r\n1 Syring, 4g\r\n.i Gratia:  Dentsply - Prisma Gloss\r\n\rICN: 18-015-7622 SG","Polishing compound, dental:  Prisma Gloss Extra Fine\n1 Syring, 4g\n.i Gratia:  Dentsply - Prisma Gloss\n","Syringe"]
[null,"Burs","Polisher, dental:  diamond, HP Std, Knife-edge (2 mm), Fine Grit, 26 mm Dia, L26D\r\n1 Box 100 Pieces\r\n.i Gratia:  Eve diapol L26D\r\n\rICN: 18-970-5704 BX","Polisher, dental:  diamond, HP Std, Knife-edge (2 mm), Fine Grit, 26 mm Dia, L26D\n1 Box 100 Pieces\n.i Gratia:  Eve diapol L26D\n","box"]
[null,"Burs","Bur, Denture Trimming: ISO No. 500 104 292 190 023, Tungsten Carbide, HP Std, Torpedo (15 mm), Staggered Toothing, Dia 2,3 mm\nEach\nExempli Gratia: Komet (Fig.H295E)\nICN: 18-970-7709 EA","Bur, Denture Trimming: ISO No. 500 104 292 190 023, Tungsten Carbide, HP Std, Torpedo (15 mm), Staggered Toothing, Dia 2,3 mm\nEach\nExempli Gratia: Komet (Fig.H295E)\n","each"]
[null,"Burs","Polisher, dental:  diamond, HP Std, Knife-edge (2 mm), Medium Grit, 26 mm Dia, L26Dmf\r\n1 Box 100 Pieces\r\n.i Gratia:  Eve Diapol L26DMF\r\n\rICN: 18-970-5700 BX","Polisher, dental:  diamond, HP Std, Knife-edge (2 mm), Medium Grit, 26 mm Dia, L26Dmf\n1 Box 100 Pieces\n.i Gratia:  Eve Diapol L26DMF\n","box"]
[null,"Burs","Mandrel, Dental Hand piece:  ISO No. 311 104 615 422 060, Steel RP, HP Std, Moore`s \nEach \nExempli Gratia:  Komet (Fig.327)\nICN: ","Mandrel, Dental Hand piece:  ISO No. 311 104 615 422 060, Steel RP, HP Std, Moore`s \nEach \nExempli Gratia:  Komet (Fig.327)\n","each"]
[null,"Burs","Polisher, dental:  diamond, HP Std, Knife-edge (2 mm), Coarse Grit, 26 mm Dia, L26Dg\r\n1 Box 100 Pieces\r\n.i Gratia:  Eve Diapol L26D\r\n\rICN: 18-970-5702 BX","Polisher, dental:  diamond, HP Std, Knife-edge (2 mm), Coarse Grit, 26 mm Dia, L26Dg\n1 Box 100 Pieces\n.i Gratia:  Eve Diapol L26D\n","box"]
[null,"Burs","Bur, Dental, ExcavaTing: Diamond, FG Std, ST.11, Crown Cut TM Each\nExempli Gratia: Premier - Two Striper TM\nICN: 18-974-0628 EA","Bur, Dental, ExcavaTing: Diamond, FG Std, ST.11, Crown Cut TM Each\nExempli Gratia: Premier - Two Striper TM\n","each"]
[null,"Burs","Polisher, dental:  Disc, Plastic Backed, Brass Centre to fit Mandrel ISO No.615 421.  (Moore`s), Coarse Grit, Dia 15 mm\r\n1 Box 100 Pieces\r\n.i Gratia:  3M - Sof-Lex\r\n\rICN: 18-970-5704 BX\r\nItem RT296-11-183 to RT296-11-186 will be awarded as a series","Polisher, dental:  Disc, Plastic Backed, Brass Centre to fit Mandrel ISO No.615 421.  (Moore`s), Coarse Grit, Dia 15 mm\n1 Box 100 Pieces\n.i Gratia:  3M - Sof-Lex\nItem RT296-11-183 to RT296-11-186 will be awarded as a series","box"]
[null,"Burs","Polisher, dental:  Disc, Plastic Backed, Brass Centre to fit Mandrel ISO No.615 421.  (Moore`s), Med Grit, Dia 15 mm\r\n1 Box 100 Pieces\r\n.i Gratia:  3M - Sof-Lex\r\n\rICN: 18-970-5700 BX","Polisher, dental:  Disc, Plastic Backed, Brass Centre to fit Mandrel ISO No.615 421.  (Moore`s), Med Grit, Dia 15 mm\n1 Box 100 Pieces\n.i Gratia:  3M - Sof-Lex\n","box"]
[null,"Burs","Polisher, dental:  Disc, Plastic Backed, Brass Centre to fit Mandrel ISO No.615 421.  (Moore`s), Fine Grit, Dia 15 mm\r\n1 Box 100 Pieces\r\n.i Gratia:  3M - Sof-Lex\r\n\rICN: 18-970-5702 BX","Polisher, dental:  Disc, Plastic Backed, Brass Centre to fit Mandrel ISO No.615 421.  (Moore`s), Fine Grit, Dia 15 mm\n1 Box 100 Pieces\n.i Gratia:  3M - Sof-Lex\n","box"]
[null,"Burs","Polisher, dental:  Disc, Plastic Backed, Brass Centre to fit Mandrel ISO No.615 421.  (Moore`s), S-Fine Grit, Dia 15 mm\r\n1 Box 100 Pieces\r\n.i Gratia:  3M - Sof-Lex\r\n\rICN: 18-970-5703 BX","Polisher, dental:  Disc, Plastic Backed, Brass Centre to fit Mandrel ISO No.615 421.  (Moore`s), S-Fine Grit, Dia 15 mm\n1 Box 100 Pieces\n.i Gratia:  3M - Sof-Lex\n","box"]
[null,"Burs","Polisher, dental:  Disc, Plastic Backed, Brass Centre to fit Pop-On Mandrel, Coarse Grit, Regular Thickness, Dia 12,7mm (1/2 inch)\r\n1 Box 85 Pieces\r\n.i Gratia:  3M - Sof-Lex Pop-On\r\n\rICN: 18-007-2810 BX\r\nItem RT 296-11-187 to RT296-11-194 will be awarded as a series","Polisher, dental:  Disc, Plastic Backed, Brass Centre to fit Pop-On Mandrel, Coarse Grit, Regular Thickness, Dia 12,7mm (1/2 inch)\n1 Box 85 Pieces\n.i Gratia:  3M - Sof-Lex Pop-On\nItem RT 296-11-187 to RT296-11-194 will be awarded as a series","box"]
[null,"Burs","Polisher, dental:  Disc, Plastic Backed, Brass Centre to fit Pop-On Mandrel, Medium Grit, Regular Thickness, Dia 12,7 mm (1/2 inch)\r\n1 Box 85 Pieces\r\n.i Gratia:  3M - Sof-Lex Pop-On\r\n\rICN: 18-007-2813 BX","Polisher, dental:  Disc, Plastic Backed, Brass Centre to fit Pop-On Mandrel, Medium Grit, Regular Thickness, Dia 12,7 mm (1/2 inch)\n1 Box 85 Pieces\n.i Gratia:  3M - Sof-Lex Pop-On\n","box"]
[null,"Burs","Polisher, dental:  Disc, Plastic Backed, Brass Centre to fit Pop-On Mandrel, Fine Grit, Regular Thickness, Dia 12,7 mm (1/2 inch)\r\n1 Box 85 Pieces\r\n.i Gratia:  3M - Sof-Lex Pop-On\r\n\rICN: 18-007-2814 BX","Polisher, dental:  Disc, Plastic Backed, Brass Centre to fit Pop-On Mandrel, Fine Grit, Regular Thickness, Dia 12,7 mm (1/2 inch)\n1 Box 85 Pieces\n.i Gratia:  3M - Sof-Lex Pop-On\n","box"]
[null,"Burs","Polisher, dental:  Disc, Plastic Backed, Brass Centre to fit Pop-on Mandrel, Superfine Grit,\r\nRegular Thickness, Dia 12,7 mm (1/2 inch)\r\n1 Box 85 Pieces\r\n\rICN: 18-007-2817 BX\r\n\r\n\r\n\r\n\r\n","Polisher, dental:  Disc, Plastic Backed, Brass Centre to fit Pop-on Mandrel, Superfine Grit,\nRegular Thickness, Dia 12,7 mm (1/2 inch)\n1 Box 85 Pieces\n\n\n\n\n","box"]
[null,"Burs","Polisher, dental:  Disc, Plastic Backed, Brass Centre to fit Pop-On Mandrel, Coarse Grit, Extra Thin Thickness, Dia 3/8 inch\r\n1 Box 85 Pieces\r\n.i Gratia:  3M - Sof-Lex Pop-On\r\n\rICN: 18-094-9828 BX","Polisher, dental:  Disc, Plastic Backed, Brass Centre to fit Pop-On Mandrel, Coarse Grit, Extra Thin Thickness, Dia 3/8 inch\n1 Box 85 Pieces\n.i Gratia:  3M - Sof-Lex Pop-On\n","box"]
[null,"Burs","Polisher, dental:  Disc, Plastic Backed, Brass Centre to fit Pop-on Mandrel, Medium Grit, Extra Thin Thickness, Dia 3/8 inch\r\n1 Box 85 Pieces\r\n.i Gratia:  3M - Sof-Lex Pop-On\r\n\rICN: 18-094-9856 BX","Polisher, dental:  Disc, Plastic Backed, Brass Centre to fit Pop-on Mandrel, Medium Grit, Extra Thin Thickness, Dia 3/8 inch\n1 Box 85 Pieces\n.i Gratia:  3M - Sof-Lex Pop-On\n","box"]
[null,"Burs","Polisher, dental:  Disc, Plastic Backed, Brass Centre to fit Pop-on Mandrel, Fine Grit, Extra Thin Thickness, Dia 3/8 inch\r\n1 Box 85 Pieces\r\n.i Gratia:  3M - Sof-Lex Pop-On\r\n\rICN: 18-094-9833 BX","Polisher, dental:  Disc, Plastic Backed, Brass Centre to fit Pop-on Mandrel, Fine Grit, Extra Thin Thickness, Dia 3/8 inch\n1 Box 85 Pieces\n.i Gratia:  3M - Sof-Lex Pop-On\n","box"]
[null,"Burs","Polisher, dental:  Disc, Plastic Backed, Brass Centre to fit Pop-on Mandrel, Superfine Grit, Extra Thin Thickness, Dia 3/8 inch\r\n1 Box 85 Pieces\r\n.i Gratia:  3M - Sof-Lex Pop-On\r\n\rICN: 18-175-0640 BX","Polisher, dental:  Disc, Plastic Backed, Brass Centre to fit Pop-on Mandrel, Superfine Grit, Extra Thin Thickness, Dia 3/8 inch\n1 Box 85 Pieces\n.i Gratia:  3M - Sof-Lex Pop-On\n","box"]
[null,"Burs","Polisher, dental:  Blue, ISO No. 658 900 114 522 064, Silicon-Carbide, Unmounted, Cyl Flat (23,8 mm) Med Grit Soft Hardness, Dia 6,4 mm\r\n1 Pack 100 Pieces\r\n.i Gratia:  Dedeco No.4593\r\n\rICN: 18-038-3911 PK","Polisher, dental:  Blue, ISO No. 658 900 114 522 064, Silicon-Carbide, Unmounted, Cyl Flat (23,8 mm) Med Grit Soft Hardness, Dia 6,4 mm\n1 Pack 100 Pieces\n.i Gratia:  Dedeco No.4593\n","pack"]
[null,"Burs","Polisher, dental:  Blue, ISO No. 658 900 372 522 220, Silicon-Carbice, Unmounted, Disc (3,0 mm), Med Grit Soft Hardness, Dia 22 mm\r\n1 Pack 100 Pieces\r\n.i Gratia:  Komet (Fig.9572)\r\n\rICN: 1818-970-2605 BX","Polisher, dental:  Blue, ISO No. 658 900 372 522 220, Silicon-Carbice, Unmounted, Disc (3,0 mm), Med Grit Soft Hardness, Dia 22 mm\n1 Pack 100 Pieces\n.i Gratia:  Komet (Fig.9572)\n","pack"]
[null,"Burs","Polisher, dental:  white, ISO No.658 900 303 523 220, silicon-carbide, unmounted, lenticular (3,5 mm), med grit, med hardness, dia 22 mm\r\n1 Pack 100 Pieces\r\n.i Gratia:  Komet (Fig.9627)\r\n\rICN: 18-970-7649 PK","Polisher, dental:  white, ISO No.658 900 303 523 220, silicon-carbide, unmounted, lenticular (3,5 mm), med grit, med hardness, dia 22 mm\n1 Pack 100 Pieces\n.i Gratia:  Komet (Fig.9627)\n\n","pack"]
[null,"Burs","Polisher, dental:  White, ISO No. 658 900 372 523 220, Silicon-Carbide, Unmounted, Disc (3,0 mm), Med Grit Hardness, Dia 22 mm\r\n1 Pack 100 Pieces\r\n.i Gratia:  Komet (Fig.9554)\r\n\rICN: 18-970-5924 PK","Polisher, dental:  White, ISO No. 658 900 372 523 220, Silicon-Carbide, Unmounted, Disc (3,0 mm), Med Grit Hardness, Dia 22 mm\n1 Pack 100 Pieces\n.i Gratia:  Komet (Fig.9554)\n","pack"]
[null,"Burs","Polisher, dental:  Prepolisher for Permanent Soft Silicone Based Linings, Unmounted, Wheel Shape \r\n1 Pack 12 Pieces;  1 Mandrel\r\n.i Gratia:  Molloplast - Pre-Polisher 03153\r\n\rICN: 18-970-7590 PK","Polisher, dental:  Prepolisher for Permanent Soft Silicone Based Linings, Unmounted, Wheel Shape \n1 Pack 12 Pieces;  1 Mandrel\n.i Gratia:  Molloplast - Pre-Polisher 03153\n","pack"]
[null,"Burs","Polisher, dental:  Dark-brown, ISO No. 618 900 114 534 070, Normal Corundum, Unmounted, Cyl Flat (21 mm), Coarse Grit Hard Hardness, Dia 7,0 mm\r\n1 Box 100 Pieces\r\n.i Gratia:  Komet (Fig.9551)\r\n\rICN: 18-970-5922 BX","Polisher, dental:  Dark-brown, ISO No. 618 900 114 534 070, Normal Corundum, Unmounted, Cyl Flat (21 mm), Coarse Grit Hard Hardness, Dia 7,0 mm\n1 Box 100 Pieces\n.i Gratia:  Komet (Fig.9551)\n","box"]
[null,"Burs","Polisher, dental:  Dark-brown, ISO No. 618 900 372 534 220, Normal Corundum, Unmounted, Disc (3,0 mm), Coarse Grit Hard, Dia 22 mm\r\n1 Box 100 Pieces\r\n.i Gratia:  Komet (Fig.9550)\r\n\rICN: 18-970-5921 BX","Polisher, dental:  Dark-brown, ISO No. 618 900 372 534 220, Normal Corundum, Unmounted, Disc (3,0 mm), Coarse Grit Hard, Dia 22 mm\r\n1 Box 100 Pieces\r\n.i Gratia:  Komet (Fig.9550)\r\n\rICN: 18-970-5921 BX","box"]
[null,"Burs","Polisher, dental:  White, ISO No. 658 900 372 525 220, Silicon-Carbide, Unmounted, Disc (2,0 mm), Med Grit X-Hard Hardness, Dia 22 mm\r\n1 Box 100 Pieces\r\n.i Gratia:  Komet (Fig.9598)\r\n\rICN: 18-970-7802 BX","Polisher, dental:  White, ISO No. 658 900 372 525 220, Silicon-Carbide, Unmounted, Disc (2,0 mm), Med Grit X-Hard Hardness, Dia 22 mm\r\n1 Box 100 Pieces\r\n.i Gratia:  Komet (Fig.9598)\r\n\rICN: 18-970-7802 BX","box"]
[null,"Burs","Polisher, dental:  Diamond Polisher, Unmounted, Knife-edged, Coarse Grit, 15 x 2,5 mm\r\n1 Pack 6 Pieces\r\n.i Gratia:  EVE Diapol L15DG\r\n\rICN: 18-974-7591 PK","Polisher, dental:  Diamond Polisher, Unmounted, Knife-edged, Coarse Grit, 15 x 2,5 mm\r\n1 Pack 6 Pieces\r\n.i Gratia:  EVE Diapol L15DG\r\n\rICN: 18-974-7591 PK","pack"]
[null,"Burs","Polisher, dental:  black, silicon-carbide, HP Std, Bud, med grit, no. 0662\r\n1 Pack 6 Pieces\r\n.i Gratia:  Edenta\r\n\rICN: 18-970-7803 PK","Polisher, dental:  black, silicon-carbide, HP Std, Bud, med grit, no. 0662\r\n1 Pack 6 Pieces\r\n.i Gratia:  Edenta\r\n\rICN: 18-970-7803 PK","pack"]
[null,"Burs","Polisher, dental:  black, silicon-carbide, HP Std, Grenade, med grit, no. 0664 \r\n1 Pack 6 Pieces\r\n.i Gratia:  Edenta\r\n\rICN: 18-970-7804 PK","Polisher, dental:  black, silicon-carbide, HP Std, Grenade, med grit, no. 0664 \r\n1 Pack 6 Pieces\r\n.i Gratia:  Edenta\r\n\rICN: 18-970-7804 PK","pack"]
[null,"Burs","Polisher, dental: Diamand Polisher, Soft Rubber Wheel Red \r\nEach\r\n.i Gratia:  Tanaka\r\n\rICN:RT-296-0155 EA","Polisher, dental: Diamand Polisher, Soft Rubber Wheel Red \r\nEach\r\n.i Gratia:  Tanaka\r\n\rICN:RT-296-0155 EA","each"]
[null,"Burs","Polisher, dental: Diamond Polisher, Soft Rubber Wheel Red Each                                                                                              Exempli Gratia: 44 Tanaka                                                                                                                                                                              ICN:RT-296-0155 EA","Polisher, dental: Diamond Polisher, Soft Rubber Wheel Red Each                                                                                              Exempli Gratia: 44 Tanaka                                                                                                                                                                              ICN:RT-296-0155 EA","each"]
[null,"Burs","Polisher, dental: Diamand Polisher, Soft Rubber Wheel Blue \r\nEach\r\n.i Gratia:  Tanaka\r\n\rICN:RT-296-0156 EA","Polisher, dental: Diamand Polisher, Soft Rubber Wheel Blue \r\nEach\r\n.i Gratia:  Tanaka\r\n\rICN:RT-296-0156 EA","each"]
[null,"Burs","Polisher, dental: Diamand Polisher, Soft Rubber Wheel Yellow \r\nEach\r\n.i Gratia:  Tanaka\r\n\rICN:","Polisher, dental: Diamand Polisher, Soft Rubber Wheel Yellow \r\nEach\r\n.i Gratia:  Tanaka\r\n\rICN:","each"]
[null,"Burs","Bur dental, cavity access set, 2 carbite round burs (ISO 010 and 014), 1 diamond round bur (ISO 016), 1 transmetal bur, 1 diamond conical bur, 1 X-Gates bur\r\n\rItem RT296-11-189ME to RT296-11-190ME will be awarded as a series.\r\n\r.i Gratia: Dentsply Cavity Access Set (A 0305-100)","Bur dental, cavity access set, 2 carbite round burs (ISO 010 and 014), 1 diamond round bur (ISO 016), 1 transmetal bur, 1 diamond conical bur, 1 X-Gates bur\r\n\rItem RT296-11-189ME to RT296-11-190ME will be awarded as a series.\r\n\r.i Gratia: Dentsply Cavity Access Set (A 0305-100)","set"]
[null,"Burs","Bur dental, cavity access refill pack, 2 carbide round burs (ISO 010 and 014), 1 diamond round bur (ISO 016), 1 transdermal bur, 1 diamond conical bur, 1 X-Gates bur\r\n\r.i Gratia:  Dentsply Cavity Access Set (A305-100)","Bur dental, cavity access refill pack, 2 carbide round burs (ISO 010 and 014), 1 diamond round bur (ISO 016), 1 transdermal bur, 1 diamond conical bur, 1 X-Gates bur\r\n\r.i Gratia:  Dentsply Cavity Access Set (A305-100)","set"]
[null,"Burs","Bur dental excavaTing, student operative kit consisTing of bur block/s with a minimum of 16 friction grip instruments and 4 right angle instruments, complete with the following instruments.\nISO no. 806 314 233 524 012, diamond, FG Std, pear (2.7mm), med grit, dia 1.2mm (eg, Komet fig 830)\nISO no. 806 314 234 524 014, diamond, FG Std, pear (4.0mm), med grit, dia 1.4mm (eg Komet fig. 830L)\nISO no. 806 314 001 524 007, diamond, FG Std, round, med grit, dia 0.7mm (e.g Komet fig. 801)\nISO no. 806 314 001 524 012, diamond, FG Std, round, med grit, dia 1.2mm (e.g Komet fig 801)\nISO no. 806 314 001 524 016, diamond, FG Std, round, med grit, dia 1.6mm (e.g Komet fig. 801)\nISO no. 806 314 198 524 016, diamond, FG round end taper med grid dia 1.6mm (e.g Komet fig.)\nISO no. 806 314 165 504 014, diamond, FG Std, pointed (8.0mm), S-Fine grit, dia 1.4mm (e.g Komet fig. 858EF)\nISO no. 806 314 257 524 023, diamond, FG Std, bud (5.0mm), med grit, dia 2.3mm (e.g Komet fig. 368)\nISO no. 806 314 257 504 023, diamond, FG Std, bud (5.0mm), S-Fine grit, dia 2.3mm (e.g Komet fig. 368EF)\nISO no. 806 814 249 514 012, diamond, HP Std, Flame (8.0mm), fine grit, dia 1.2mm (e.g Komet fig. 8862)\nISO no. 806 814 249 504 012, diamond, HP Std, Flame (8.0mm), extra fine grit, dia 1.2mm (e.g Komet fig. 88EF)\nISO no. 500 204 001 001 021, tungsten carbide, HP Std, round, plain cut, dia 2.1 mm (e.g Komet fig. H1)\n***\nISO no. 500 204 001 001 014, tungsten carbide, HP Std, round, plain cut, dia 1.4mm (e.g Komet fig. H1)","Bur dental excavaTing, student operative kit consisTing of bur block/s with a minimum of 16 friction grip instruments and 4 right angle instruments, complete with the following instruments.\nISO no. 806 314 233 524 012, diamond, FG Std, pear (2.7mm), med grit, dia 1.2mm (eg, Komet fig 830)\nISO no. 806 314 234 524 014, diamond, FG Std, pear (4.0mm), med grit, dia 1.4mm (eg Komet fig. 830L)\nISO no. 806 314 001 524 007, diamond, FG Std, round, med grit, dia 0.7mm (e.g Komet fig. 801)\nISO no. 806 314 001 524 012, diamond, FG Std, round, med grit, dia 1.2mm (e.g Komet fig 801)\nISO no. 806 314 001 524 016, diamond, FG Std, round, med grit, dia 1.6mm (e.g Komet fig. 801)\nISO no. 806 314 198 524 016, diamond, FG round end taper med grid dia 1.6mm (e.g Komet fig.)\nISO no. 806 314 165 504 014, diamond, FG Std, pointed (8.0mm), S-Fine grit, dia 1.4mm (e.g Komet fig. 858EF)\nISO no. 806 314 257 524 023, diamond, FG Std, bud (5.0mm), med grit, dia 2.3mm (e.g Komet fig. 368)\nISO no. 806 314 257 504 023, diamond, FG Std, bud (5.0mm), S-Fine grit, dia 2.3mm (e.g Komet fig. 368EF)\nISO no. 806 814 249 514 012, diamond, HP Std, Flame (8.0mm), fine grit, dia 1.2mm (e.g Komet fig. 8862)\nISO no. 806 814 249 504 012, diamond, HP Std, Flame (8.0mm), extra fine grit, dia 1.2mm (e.g Komet fig. 88EF)\nISO no. 500 204 001 001 021, tungsten carbide, HP Std, round, plain cut, dia 2.1 mm (e.g Komet fig. H1)\n***\nISO no. 500 204 001 001 014, tungsten carbide, HP Std, round, plain cut, dia 1.4mm (e.g Komet fig. H1)","set"]
[null,"Burs","Bur dental excavaTing, student Crown and bridge  kit consisTing of bur block/s , complete with the following instruments.                                                                                                                                                                                                                                                                                                                                                                                                                              I.  ISO no. 806 314 111 524 010 diamond, FG Flat end cylinder, standard grit (EG Edenta 837 314  010)                                                \n2. ISO no. 806 314 111 524 014 diamond, FG  Flat end cylinder, standard grit (EG Edenta 837 314  014)                                                            \n3. ISO no. 806 314 111 524 016 diamond, FG  Flat end cylinder, standard grit (EG Edenta 837 314  016)                                      \n4. ISO no. 806 314 112 524 012 diamond, FG  Flat end cylinder, standard grit (EG Edenta 837 L314 012)                                                 \n5. ISO no. AX836 314 112 524 012 diamond, Flat. FG  Rapid Grinder (EG Edenta AX836.314.012)                                                  \n6.  ISO no. 806 314 167 524 010 diamond,  FG  , needle (EG: Edenta859.314.010)                                                                           \n7.  ISO no. 806 314 565 524 009 diamond, FG Beveled end cylinder (EG; Edenta 875.314.009)                                                      \n8.  ISO no. 806 314 289 534 012 diamond, FG Cylindrical torpedo Course grid  ( EG: Edenta G878.314.012)                                                      \n9.  ISO no. 806 314 141 524 014 diamond, FG Round End Cylinder, standard grid ( EG: Edenta 881.314.014)                     \n10.ISO no. 806 314 539 524 012 diamond, FG Beveled Cylinder. Standard grid (EG: Edenta 885.314.012)                          \n11.ISO no. 806 314 277 524 023 diamond FG Egg shape/Football standard grid (EG. Edenta 379.314.023)                        \n12.ISO no. 806 314 277 504 023 diamond FG Egg shape/Football course grid (EG. Edenta F379.314.023)                            \n13.ISO no. W806 314 173 534 018 diamond,FG Flat end taper course grid (EG: Edenta G848.314.018)                                      \n14.ISO no. 500 314 137 008 012  Tungsten carbide, FG Cylinder Round (EG: Edenta H31RPC314.012)                               \n15.ISO no. 500 204 186 006 014 Tungsten Carbide, RA Tapered fissure (EG: Edenta C23.204.014)                                    \n16.ISO no. 500 314 172 072 016  Tungsten Carbide . Flat End finisher (EG: EdentaTC375.314.016)                                            \n17.ISO no. 500 314 289 072 012  Tungsten Carbide, Parallel Bevel, FG  (EG: Edenta TC83.314012).                                             \n18.ISO no. 500 314 290 072 014 Tungsten Carbite,FG,  Modified Round End Cylinder (EG; Edenta: TC297.314.014)           \n19.ISO no. V806 314 299 524 014 Diamond, Torpedo Tapered, FG (EG : Edenta V881.304.014)                                         \n20.ISO no  500 314 138 019 012  Tungsten Carbide,   Crown separator, FG (EG Edenta C34.314 )                                             \n21.ISO no. 500 315 139 019 012 Tungsten Carbide, Crown Separator  Long , FGL (EG: Edenta C4AKL315)                                 \n22.ISO no. 806 314 141 524 014  Diamond, FG. Round end cylinder (EG: Edenta 881.314)                                                \n23.ISO no   806 314 166 524 012 Diamond FG , Needle (EG:  Edenta:859.314)                                                                    \n24.ISO no. 806 314 535 524 009  Diamond; FG, Beveled end Cylinder (EG: Edenta 857.314)                                                                                                                                                                                                                                                                                                                                                                      l                                                                                                                                                                                    ","Bur dental excavaTing, student Crown and bridge  kit consisTing of bur block/s , complete with the following instruments.                                                                                                                                                                                                                                                                                                                                                                                                                              I.  ISO no. 806 314 111 524 010 diamond, FG Flat end cylinder, standard grit (EG Edenta 837 314  010)                                                \n2. ISO no. 806 314 111 524 014 diamond, FG  Flat end cylinder, standard grit (EG Edenta 837 314  014)                                                            \n3. ISO no. 806 314 111 524 016 diamond, FG  Flat end cylinder, standard grit (EG Edenta 837 314  016)                                      \n4. ISO no. 806 314 112 524 012 diamond, FG  Flat end cylinder, standard grit (EG Edenta 837 L314 012)                                                 \n5. ISO no. AX836 314 112 524 012 diamond, Flat. FG  Rapid Grinder (EG Edenta AX836.314.012)                                                  \n6.  ISO no. 806 314 167 524 010 diamond,  FG  , needle (EG: Edenta859.314.010)                                                                           \n7.  ISO no. 806 314 565 524 009 diamond, FG Beveled end cylinder (EG; Edenta 875.314.009)                                                      \n8.  ISO no. 806 314 289 534 012 diamond, FG Cylindrical torpedo Course grid  ( EG: Edenta G878.314.012)                                                      \n9.  ISO no. 806 314 141 524 014 diamond, FG Round End Cylinder, standard grid ( EG: Edenta 881.314.014)                     \n10.ISO no. 806 314 539 524 012 diamond, FG Beveled Cylinder. Standard grid (EG: Edenta 885.314.012)                          \n11.ISO no. 806 314 277 524 023 diamond FG Egg shape/Football standard grid (EG. Edenta 379.314.023)                        \n12.ISO no. 806 314 277 504 023 diamond FG Egg shape/Football course grid (EG. Edenta F379.314.023)                            \n13.ISO no. W806 314 173 534 018 diamond,FG Flat end taper course grid (EG: Edenta G848.314.018)                                      \n14.ISO no. 500 314 137 008 012  Tungsten carbide, FG Cylinder Round (EG: Edenta H31RPC314.012)                               \n15.ISO no. 500 204 186 006 014 Tungsten Carbide, RA Tapered fissure (EG: Edenta C23.204.014)                                    \n16.ISO no. 500 314 172 072 016  Tungsten Carbide . Flat End finisher (EG: EdentaTC375.314.016)                                            \n17.ISO no. 500 314 289 072 012  Tungsten Carbide, Parallel Bevel, FG  (EG: Edenta TC83.314012).                                             \n18.ISO no. 500 314 290 072 014 Tungsten Carbite,FG,  Modified Round End Cylinder (EG; Edenta: TC297.314.014)           \n19.ISO no. V806 314 299 524 014 Diamond, Torpedo Tapered, FG (EG : Edenta V881.304.014)                                         \n20.ISO no  500 314 138 019 012  Tungsten Carbide,   Crown separator, FG (EG Edenta C34.314 )                                             \n21.ISO no. 500 315 139 019 012 Tungsten Carbide, Crown Separator  Long , FGL (EG: Edenta C4AKL315)                                 \n22.ISO no. 806 314 141 524 014  Diamond, FG. Round end cylinder (EG: Edenta 881.314)                                                \n23.ISO no   806 314 166 524 012 Diamond FG , Needle (EG:  Edenta:859.314)                                                                    \n24.ISO no. 806 314 535 524 009  Diamond; FG, Beveled end Cylinder (EG: Edenta 857.314)         "]
[null,"Burs","Sinus Lift Kit: Dental kit consisTing of 8 Hand instruments with Washtray with lid.                                                                                \n.i gratia :  \"Dr Kirsch kit: Helmud Zepf (24.995.00).                                                                                                                                                                                                                                                                                                                                                                                                                                                                                                                                                                                                                                                                                                                         Hand Instruments should be\":                                                                                                                                                                                                                             \n1. Sinus lift instrument: Dental  Universal raspatory, exchangable inserts (24.747.03)                                                                         \n2. Sinus lift instrument: Dental  Kirsh,Sinus 1 elevator 25°, Titanium Handle (41.868.01)                                                                                                                            3. Sinus lift instrument: Dental  Kirsh,Sinus 2 elevator 60°, Titanium Handle (41.868.02)                                                            \n3. Sinus lift instrument: Dental  Kirsh,Sinus 3 elevator 90°, Titanium Handle (41.868.03)                                                                  \n 4. Sinus lift instrument: Dental  Kirsh,Sinus 4 elevator 120°, Titanium Handle (41.868.04)                                                              \n  5. Sinus lift instrument: Dental  Kirsh,Sinus 5 elevator 90/90/60°, Titanium Handle (41.868.05)                                                           \n6. Sinus lift instrument: Dental  Kirsh,Sinus 6 elevator 90/90°, Titanium Handle (41.868.06)                                                              \n7. Sinus lift instrument: Dental  Kirsh,Sinus 7 spoon plugger;Dia 4.7mm Titanium Handle (41.868.07)                                            \n8. Sinus lift instrument: Dental  Kirsh,Sinus 8 convex plugger;Dia 45mm,plan-plugger dia 2.6mm Titanium Handle (41.868.087) ","Sinus Lift Kit: Dental kit consisTing of 8 Hand instruments with Washtray with lid.                                                                                \n.i gratia :  \"Dr Kirsch kit: Helmud Zepf (24.995.00).                                                                                                                                                                                                                                                                                                                                                                                                                                                                                                                                                                                                                                                                                                                         Hand Instruments should be\":                                                                                                                                                                                                                             \n1. Sinus lift instrument: Dental  Universal raspatory, exchangable inserts (24.747.03)                                                                         \n2. Sinus lift instrument: Dental  Kirsh,Sinus 1 elevator 25°, Titanium Handle (41.868.01)                                                                                                                            3. Sinus lift instrument: Dental  Kirsh,Sinus 2 elevator 60°, Titanium Handle (41.868.02)                                                            \n3. Sinus lift instrument: Dental  Kirsh,Sinus 3 elevator 90°, Titanium Handle (41.868.03)                                                                  \n 4. Sinus lift instrument: Dental  Kirsh,Sinus 4 elevator 120°, Titanium Handle (41.868.04)                                                              \n  5. Sinus lift instrument: Dental  Kirsh,Sinus 5 elevator 90/90/60°, Titanium Handle (41.868.05)                                                           \n6. Sinus lift instrument: Dental  Kirsh,Sinus 6 elevator 90/90°, Titanium Handle (41.868.06)                                                              \n7. Sinus lift instrument: Dental  Kirsh,Sinus 7 spoon plugger;Dia 4.7mm Titanium Handle (41.868.07)                                            \n8. Sinus lift instrument: Dental  Kirsh,Sinus 8 convex plugger;Dia 45mm,plan-plugger dia 2.6mm Titanium Handle (41.868.087) ","Kit"]
[null,"Burs","Bur denture trimming  excavaTing : ISO500 104 001 090 050 Tungsten Carbite, HP Std Round (Eg Komet H71E.104.050)\r","Bur denture trimming  excavaTing : ISO500 104 001 090 050 Tungsten Carbite, HP Std Round (Eg Komet H71E.104.050)\r","each"]
[null,"Burs","Bur  denture trimming :ISO no. 500 204 001 001 018, tungsten carbide, HP Std, round, plain cut, dia 1.8mm (e.g Komet fig. H1)","Bur  denture trimming :ISO no. 500 204 001 001 018, tungsten carbide, HP Std, round, plain cut, dia 1.8mm (e.g Komet fig. H1)","each"]
[null,"Burs","Bur  denture trimming : ISO 500 123 116 190 015 Tungsten Carbite, HP Std Round (Eg Komet H364E.123.015)\r","Bur  denture trimming : ISO 500 123 116 190 015 Tungsten Carbite, HP Std Round (Eg Komet H364E.123.015)\r","each"]
[null,"Burs","Bur  denture trimming :ISO no. 500 204 137 006 010, tungsten carbide,HP Std, cylinder round (4.2mm), plain cut, dia 1.0mm (e.g Komet fig. H21R)","Bur  denture trimming :ISO no. 500 204 137 006 010, tungsten carbide,HP Std, cylinder round (4.2mm), plain cut, dia 1.0mm (e.g Komet fig. H21R)","each"]
[null,"Burs","Bur  denture trimming : ISO 500 104 468 211 023 Tungsten Carbite, HP Std  (Eg Komet H219.104.023)\n","Bur  denture trimming : ISO 500 104 468 211 023 Tungsten Carbite, HP Std  (Eg Komet H219.104.023)\n","each"]
[null,"Burs","Bur  denture trimming :ISO no. 310 204 001 071 021, steel, HP Std, round, fine cut, dia 2.1mm (e.g Komet fig. 41)","Bur  denture trimming :ISO no. 310 204 001 071 021, steel, HP Std, round, fine cut, dia 2.1mm (e.g Komet fig. 41)","each"]
[null,"Burs","Bur  denture trimming : ISO 500 104 184 140 016 Tungsten Carbite, HP Std  (Eg Komet H136EF.104.023)\r","Bur  denture trimming : ISO 500 104 184 140 016 Tungsten Carbite, HP Std  (Eg Komet H136EF.104.023)\r","each"]
[null,"Burs","Bur  denture trimming :ISO no. 310 204 237 071 021, steel, HP Std, pear, fine cut, dia 2.1mm (e.g Komet fig. 48)","Bur  denture trimming :ISO no. 310 204 237 071 021, steel, HP Std, pear, fine cut, dia 2.1mm (e.g Komet fig. 48)","each"]
[null,"Burs","Bur  denture trimming : ISO 500 104 194 216 023 Tungsten Carbite, HP Std  (Eg Komet H 261 GFSQ.060)\r","Bur  denture trimming : ISO 500 104 194 216 023 Tungsten Carbite, HP Std  (Eg Komet H 261 GFSQ.060)\r","each"]
[null,"Burs","Polisher, dental composite, ISO 685 204 243 524 030, white universal polisher for all resin based materials (e.g edenta 0532RA)","Polisher, dental composite, ISO 685 204 243 524 030, white universal polisher for all resin based materials (e.g edenta 0532RA)","each"]
[null,"Burs","Bur  denture trimming : ISO  500 204 194 190 031Tungsten Carbite with Titanium Nitrade CoaTing, HP Std  (Eg Dedeco 8355)\r","Bur  denture trimming : ISO  500 204 194 190 031Tungsten Carbite with Titanium Nitrade CoaTing, HP Std  (Eg Dedeco 8355)\r","each"]
[null,"Burs","Bur  denture trimming : ISO  500 104 194 216 040 Tungsten Carbite with Titanium Nitrade CoaTing for mouthguard and soft reline material, HP Std  (Eg Dedeco 8327)\r","Bur  denture trimming : ISO  500 104 194 216 040 Tungsten Carbite with Titanium Nitrade CoaTing for mouthguard and soft reline material, HP Std  (Eg Dedeco 8327)\r","each"]
[null,"Burs","Bur  denture trimming : ISO  500 104 274 221 060 Tungsten Carbite with Titanium Nitrade CoaTing for work on acrylic and stone cutTing, HP Std  (Eg Dedeco 8377)\r","Bur  denture trimming : ISO  500 104 274 221 060 Tungsten Carbite with Titanium Nitrade CoaTing for work on acrylic and stone cutTing, HP Std  (Eg Dedeco 8377)\r","each"]
[null,"Burs","Bur  denture trimming : ISO  500 104 274 190 060 Tungsten Carbite with Titanium Nitrade CoaTing for rapid metal,acrylic and stone cutTing, HP Std  (Eg Dedeco 8359)\r","Bur  denture trimming : ISO  500 104 274 190 060 Tungsten Carbite with Titanium Nitrade CoaTing for rapid metal,acrylic and stone cutTing, HP Std  (Eg Dedeco 8359)\r","each"]
[null,"Burs","Bur  denture trimming : ISO  500 104 263 140 060 Tungsten Carbite with Titanium Nitrade CoaTing for Fine metal,acrylic and stone cutTing, HP Std  (Eg Dedeco 8322)\r","Bur  denture trimming : ISO  500 104 263 140 060 Tungsten Carbite with Titanium Nitrade CoaTing for Fine metal,acrylic and stone cutTing, HP Std  (Eg Dedeco 8322)\r","each"]
[null,"Burs","Bur  denture trimming : ISO  500 104 164 140 013 Tungsten Carbite with Titanium Nitrade CoaTing for Fine metal,acrylic and stone cutTing, HP Std  (Eg Dedeco 8318)\r","Bur  denture trimming : ISO  500 104 164 140 013 Tungsten Carbite with Titanium Nitrade CoaTing for Fine metal,acrylic and stone cutTing, HP Std  (Eg Dedeco 8318)\r","each"]
[null,"Burs","Bur  vacuum formed trimmer  : ISO  500 104 468 211 023 Tungsten Carbite with Titanium Nitrade CoaTing f, HP Std  (Eg Dedeco 8378)\r","Bur  vacuum formed trimmer  : ISO  500 104 468 211 023 Tungsten Carbite with Titanium Nitrade CoaTing f, HP Std  (Eg Dedeco 8378)\r","each"]
[null,"Burs","Bur  vacuum formed trimmer  : ISO  500 104 468  133 023 Tungsten Carbite with Titanium Nitrade CoaTing f, HP Std  (Eg Dedeco 8379)\r","Bur  vacuum formed trimmer  : ISO  500 104 468  133 023 Tungsten Carbite with Titanium Nitrade CoaTing f, HP Std  (Eg Dedeco 8379)\r","each"]
[null,"Burs","Bur   trimming : ISO  500 104 194 141 023 Tungsten Carbite with Titanium Nitrade CoaTing for texturising porcelain, metal substructure and temp, HP Std  (Eg Dedeco 8335)\r","Bur   trimming : ISO  500 104 194 141 023 Tungsten Carbite with Titanium Nitrade CoaTing for texturising porcelain, metal substructure and temp, HP Std  (Eg Dedeco 8335)\r","each"]
[null,"Burs","Bur   trimming : ISO  500 104 263 194 060 Tungsten Carbite with Titanium Nitrade CoaTing for work n plaste and acrylicsom, HP Std  (Eg Dedeco8369)\r","Bur   trimming : ISO  500 104 263 194 060 Tungsten Carbite with Titanium Nitrade CoaTing for work n plaste and acrylicsom, HP Std  (Eg Dedeco8369)\r","each"]
[null,"Burs","Bur dental  excavaTing , Diamond with Sintered Bond, HP Round ISO 807 104 001 524  018 -Lab (EG Komet 7801)\r","Bur dental  excavaTing , Diamond with Sintered Bond, HP Round ISO 807 104 001 524  018 -Lab (EG Komet 7801)\r","each"]
[null,"Burs","Bur dental  excavaTing; Diamond with Sintered Bond, HP Inverted Cone  ISO 807  104 524 029  -Lab (EG Komet 7805\r","Bur dental  excavaTing; Diamond with Sintered Bond, HP Inverted Cone  ISO 807  104 524 029  -Lab (EG Komet 7805\r","each"]
[null,"Burs","Bur dental  excavaTing; Diamond with Sintered Bond, HP Inverted Cone  ISO 807  104 534 029  -Lab (EG Komet 76805\r","Bur dental  excavaTing; Diamond with Sintered Bond, HP Inverted Cone  ISO 807  104 534 029  -Lab (EG Komet 76805\r","each"]
[null,"Burs","Bur dental  excavaTing; Diamond with Sintered Bond, HP Inverted Cone  ISO 807  104 030 524 029  -Lab (EG Komet 7928\r","Bur dental  excavaTing; Diamond with Sintered Bond, HP Inverted Cone  ISO 807  104 030 524 029  -Lab (EG Komet 7928\r","each"]
[null,"Burs","Bur dental  excavaTing; Diamond with Sintered Bond, HP lenticular  ISO 807  104 304 534 029  -Lab (EG Komet 76825\r","Bur dental  excavaTing; Diamond with Sintered Bond, HP lenticular  ISO 807  104 304 534 029  -Lab (EG Komet 76825\r","each"]
[null,"Burs","Bur dental  excavaTing; Diamond with Sintered Bond, HP lenticular  ISO 807  104 304 534 040  -Lab (EG Komet 76825.040\r","Bur dental  excavaTing; Diamond with Sintered Bond, HP lenticular  ISO 807  104 304 534 040  -Lab (EG Komet 76825.040\r","each"]
[null,"Burs","Bur dental  excavaTing; Diamond with Sintered Bond, HP Cylinder Round  ISO 807  104 141 534 029  -Lab (EG Komet 76811.029\r","Bur dental  excavaTing; Diamond with Sintered Bond, HP Cylinder Round  ISO 807  104 141 534 029  -Lab (EG Komet 76811.029\r","each"]
[null,"Burs","Bur dental  excavaTing; Diamond with Sintered Bond, HP Taper pointed  ISO 807  104 166 534 029  -Lab (EG Komet 76859.029\r","Bur dental  excavaTing; Diamond with Sintered Bond, HP Taper pointed  ISO 807  104 166 534 029  -Lab (EG Komet 76859.029\r","each"]
[null,"Burs","Bur dental  excavaTing; Diamond with Sintered Bond, HP Flat end taper  ISO 807  104 174 524 029  -Lab (EG Komet 7848.029\r","Bur dental  excavaTing; Diamond with Sintered Bond, HP Flat end taper  ISO 807  104 174 524 029  -Lab (EG Komet 7848.029\r","each"]
[null,"Burs","Bur dental  excavaTing; Diamond with Sintered Bond, HP Round end taper  ISO 807  104 198 524 023  -Lab (EG Komet 7856.023\r","Bur dental  excavaTing; Diamond with Sintered Bond, HP Round end taper  ISO 807  104 198 524 023  -Lab (EG Komet 7856.023\r","each"]
[null,"Burs","Bur dental  excavaTing , Diamond with Sintered Bond, HP Round end taper  ISO 807  104 198 524 029  -Lab (EG Komet 7856.029\r","Bur dental  excavaTing , Diamond with Sintered Bond, HP Round end taper  ISO 807  104 198 524 029  -Lab (EG Komet 7856.029\r","each"]
[null,"Burs","Bur dental  excavaTing , Diamond with Sintered Bond, HP Round end taper  ISO 807  104 198 524 033  -Lab (EG Komet 7856.033\r","Bur dental  excavaTing , Diamond with Sintered Bond, HP Round end taper  ISO 807  104 198 524 033  -Lab (EG Komet 7856.033\r","each"]
[null,"Burs","Bur Dental  ExcavaTing , Diamond with Sintered Bond, HP Neeler ISO 807  104 200 524 080  -Lab (EG Komet 7852.050\r","Bur Dental  ExcavaTing , Diamond with Sintered Bond, HP Neeler ISO 807  104 200 524 080  -Lab (EG Komet 7852.050\r","each"]
[null,"Burs","Bur Dental  ExcavaTing , Diamond with Sintered Bond, HP Flame  ISO 807  104 243 524 029  -Lab (EG Komet 7862.029\r","Bur Dental  ExcavaTing , Diamond with Sintered Bond, HP Flame  ISO 807  104 243 524 029  -Lab (EG Komet 7862.029\r","each"]
[null,"Burs","Bur dental  excavaTing , Diamond with Sintered Bond, HP Round End Taper  ISO 807  104 263 524 050  -Lab (EG Komet 7351.050\r","Bur dental  excavaTing , Diamond with Sintered Bond, HP Round End Taper  ISO 807  104 263 524 050  -Lab (EG Komet 7351.050\r","each"]
[null,"Burs","Bur dental  excavaTing , Diamond with Sintered Bond, HP Grenade  ISO 807  104 274 534 060  -Lab (EG Komet 76251-060\r","Bur dental  excavaTing , Diamond with Sintered Bond, HP Grenade  ISO 807  104 274 534 060  -Lab (EG Komet 76251-060\r","each"]
[null,"Burs","Bur dental  excavaTing , Diamond with Sintered Bond, HP Round End Taper  ISO 807  104 167 524 035  -Lab (EG Dedco 2556)\r","Bur dental  excavaTing , Diamond with Sintered Bond, HP Round End Taper  ISO 807  104 167 524 035  -Lab (EG Dedco 2556)\r","each"]
[null,"Burs","Disk separaTing , diamond sintered , ISO 807 104 041 524 080 Lab (Eg Komet fig 7818.080)\r","Disk separaTing , diamond sintered , ISO 807 104 041 524 080 Lab (Eg Komet fig 7818.080)\r","each"]
[null,"Burs","Disk separaTing , diamond sintered , ISO 807 104 327 524 200 Lab (Eg Komet fig 7941.200\r","Disk separaTing , diamond sintered , ISO 807 104 327 524 200 Lab (Eg Komet fig 7941.200\r","each"]
[null,"Burs","Disk separaTing , diamond sintered , ISO 807 104 327 534 200 Lab (Eg Komet fig 7941.200\r","Disk separaTing , diamond sintered , ISO 807 104 327 534 200 Lab (Eg Komet fig 7941.200\r","each"]
[null,"Burs","Polisher dental lab, hi glaze dental polishing kit for ceramics containing 3 pieces,  EG Dedco Hi Glaze 1180 kit)\r","Polisher dental lab, hi glaze dental polishing kit for ceramics containing 3 pieces,  EG Dedco Hi Glaze 1180 kit)\r","Kit"]
[null,"Burs","Polisher dental lab, Silcone Rubber Polishers extra fine  EG Dedco 7253/4\r","Polisher dental lab, Silcone Rubber Polishers extra fine  EG Dedco 7253/4\r","each"]
[null,"Burs","Polisher dental lab, diamond sandin cap  with 1 Dia dome mandrel 12.7mm  and 1 fine 12.7mm goldie diamond Cap (.i Gratia Dedeco 2544)\r","Polisher dental lab, diamond sandin cap  with 1 Dia dome mandrel 12.7mm  and 1 fine 12.7mm goldie diamond Cap (.i Gratia Dedeco 2544)\r","each"]
[null,"Burs","Polisher dental lab, diamond sandin cap 3 fine 12.7mm goldie diamond Caps (.i Gratia Dedeco 2544) Polishers extra fine  EG Dedco 2547\r","Polisher dental lab, diamond sandin cap 3 fine 12.7mm goldie diamond Caps (.i Gratia Dedeco 2544) Polishers extra fine  EG Dedco 2547\r","each"]
[null,"Burs","Bur dental prosthodontic kit consisTing of bur block complete consisTing of the following Burs :\n1. Diamond FG Round ended straight fissure  1,2 mm dia ISO 806 314 141  5364 014 (eg Hoico 141G-014)\n2. Diamond FG Round ended Straight fisure  1,4 mm dai ISO 806 314 534 140  014 (Eg Horico 140G-014)\n3. Diamond FG Chamfer 1,2mm dia ISO 806 314 289 534 012 (eg Horico 289G-012)\n4. Diamond FG  Chamfer 1,4 mm dia ISO 806 314 289 534 014 (eg. Horico 289G-014) \n5. Diamond FG Chamfer short shank 1,2mm dia ISO 806 313 289 534 012 (eg Horico s289G-012)\n6.  Diamond FG Tapered Fissure ISO 806 314 198 534 014 (eg Horico 198G-014) \n7. Diamond FG Flame coarse ISO 806 314 273 514 010 (eg.  Horico 273C-010)\n8. Diamond FG Rugby ball fine ISO 806 314 277 574 023 (Eg Horico 277C-023)\n9. Diamond FG Rugby ball. Coarse ISO 806 314 277 534 023 (eg. Horico 277G-023)\n10.Tungstan Carbite FG  end cutTing 1,2mm ISO 500 314 150 001 012 (eg Komet H207-021) \n11. Tungsten Carbite FG Finishing bur ch\namfer 1,2 mm ISO 500 314 289 072 012 (eg Horico 283-012)\n12. Tungsten Carbite FG finishing bur straight 1,2mm dia ISO 500 314 158 072 012 (eg HoricoC297-012)\n13. Tungsten Carbite FG finishing bur tapered fissure 1,2mm dia ISO 500 314 194 006 012 (eg Horico C23R -012)\n14. Tungsten Carbite FG finishing bur staight 1,2mm dia ISO 500 314 150 001 012 (eg Horico C21R-012) \n15. Tungsten Carbite  FG finishing bur round 1,8 mm daia ISO 500 314 001 003 012 (eg. Horic C1s-018)  \n16. Tungsten Carbite FC metal cutTing bur 1.2 dia  ISO 500 314 139 008 (eg Horico C36R -012)\n17. Polisher Brownie FG  for smoothing gold amalgam and composite OSO 653 314 243 513 030 (eg EveB2FG)\n18. Polisher Greenie FG High lustre polishing on gold , amalgam and composite ISO 500 314 289 072 012) (eg EVE G2FG)\n19:  Polisher Diamond RA polishing porcelain and metal without paste (ISO803 204 030 514 060) (eg EVE W16D)\n20. Polisher  RA Reducing and smoothing porcelain (ISO 803 204 234 514 040) (EG  EVE W16Dmf)\n21. Polisher Diamond RA pre-polishing and smoothing porcelain and metal (ISO 803 204 243 524 040) (Eg E\nVAW16Dmf)\n22. Polisher RA Fine finish on Porcelain (ISO 803 204 243 532 040) (Eg EVA21Dmg)\n23. Polisher RA diamond for reducing and trimming of porcelain and metal (ISO 803 204 243 534 040) (egEVE W16Dg)\n24.  Polisher RA diamond for reducing and trimming porcelain and metals (ISO 803 204 243 534 040) (eg EVEW21Dg)\n25. Trimmer HP with diamond reducing porcelain (ISO 805 104 042 534 150) (Eg EvE Dyp-15)\n26.  Mandrel RA for abrasive disc  (ISO 330 204 406 391 050) (eg EvE ET -983)\n27. Polisher, dental RA Cotton mop ,polishing paste carrier (ISO 050 204 373 000 220 0 (EG. Komet 9628)","Bur dental prosthodontic kit consisTing of bur block complete consisTing of the following Burs :\n1. Diamond FG Round ended straight fissure  1,2 mm dia ISO 806 314 141  5364 014 (eg Hoico 141G-014)\n2. Diamond FG Round ended Straight fisure  1,4 mm dai ISO 806 314 534 140  014 (Eg Horico 140G-014)\n3. Diamond FG Chamfer 1,2mm dia ISO 806 314 289 534 012 (eg Horico 289G-012)\n4. Diamond FG  Chamfer 1,4 mm dia ISO 806 314 289 534 014 (eg. Horico 289G-014) \n5. Diamond FG Chamfer short shank 1,2mm dia ISO 806 313 289 534 012 (eg Horico s289G-012)\n6.  Diamond FG Tapered Fissure ISO 806 314 198 534 014 (eg Horico 198G-014) \n7. Diamond FG Flame coarse ISO 806 314 273 514 010 (eg.  Horico 273C-010)\n8. Diamond FG Rugby ball fine ISO 806 314 277 574 023 (Eg Horico 277C-023)\n9. Diamond FG Rugby ball. Coarse ISO 806 314 277 534 023 (eg. Horico 277G-023)\n10.Tungstan Carbite FG  end cutTing 1,2mm ISO 500 314 150 001 012 (eg Komet H207-021) \n11. Tungsten Carbite FG Finishing bur ch\namfer 1,2 mm ISO 500 314 289 072 012 (eg Horico 283-012)\n12. Tungsten Carbite FG finishing bur straight 1,2mm dia ISO 500 314 158 072 012 (eg HoricoC297-012)\n13. Tungsten Carbite FG finishing bur tapered fissure 1,2mm dia ISO 500 314 194 006 012 (eg Horico C23R -012)\n14. Tungsten Carbite FG finishing bur staight 1,2mm dia ISO 500 314 150 001 012 (eg Horico C21R-012) \n15. Tungsten Carbite  FG finishing bur round 1,8 mm daia ISO 500 314 001 003 012 (eg. Horic C1s-018)  \n16. Tungsten Carbite FC metal cutTing bur 1.2 dia  ISO 500 314 139 008 (eg Horico C36R -012)\n17. Polisher Brownie FG  for smoothing gold amalgam and composite OSO 653 314 243 513 030 (eg EveB2FG)\n18. Polisher Greenie FG High lustre polishing on gold , amalgam and composite ISO 500 314 289 072 012) (eg EVE G2FG)\n19:  Polisher Diamond RA polishing porcelain and metal without paste (ISO803 204 030 514 060) (eg EVE W16D)\n20. Polisher  RA Reducing and smoothing porcelain (ISO 803 204 234 514 040) (EG  EVE W16Dmf)\n21. Polisher Diamond RA pre-polishing and smoothing porcelain and metal (ISO 803 204 243 524 040) (Eg E\nVAW16Dmf)\n22. Polisher RA Fine finish on Porcelain (ISO 803 204 243 532 040) (Eg EVA21Dmg)\n23. Polisher RA diamond for reducing and trimming of porcelain and metal (ISO 803 204 243 534 040) (egEVE W16Dg)\n24.  Polisher RA diamond for reducing and trimming porcelain and metals (ISO 803 204 243 534 040) (eg EVEW21Dg)\n25. Trimmer HP with diamond reducing porcelain (ISO 805 104 042 534 150) (Eg EvE Dyp-15)\n26.  Mandrel RA for abrasive disc  (ISO 330 204 406 391 050) (eg EvE ET -983)\n27. Polisher, dental RA Cotton mop ,polishing paste carrier (ISO 050 204 373 000 220 0 (EG. Komet 9628)","Kit"]
[null,"Burs","Paediatric & restorative student kit consisTing of the following items:\n1 . FG Straight Fissure ISO 500 314 107 006 010  .i Gratia:  Horico C 21 314 012\n2.  FG Straight Fissure ISO 500 314 107 006 014 .i Gratia:  Horico C 21 314 014\n3.  RA Straight Fissure ISO 500 204 107 006 010 .i Gratia:  Horico C 21 204 012\n4.  RA Straight Fissure ISO 500 204 107 006 014 .i Gratia:  Horico C 21 204 014\n5.  RA Straight Fissure round tip T/C ISO 500 314 137 006 010 .i Gratia:  Horico C 21R 204 012 \n6.  RA Straight Fissure round tip T/C ISO 500 314 137 006 012 .i Gratia:  Komet H21R\n7.  FG Straight Fissure round tip Diamond - fine ISO 806 314 158 514 010 .i Gratia:  Horico FG156G010\n8.  FG Straight Fissure round tip Diamond - medium ISO 806 314 158 524 014; .i Gratia:  Horico FG156G014\n9.  RA Inverted cone  T/C ISO 500 204 010 001 012 .i Gratia:  Horico C 2 204 012\n10. RA Round    T/C ISO 500 204 001 001 012 .i Gratia:  Horico C 1 204 012\n11. RA Round    T/C ISO 500 204 001 001 016 .i Gratia:  Horico C 1 204 016\n12. RA  Round high cutTing  T/C ISO 500 204 001 003 016 .i Gratia:  Horico C1S 204 016\n13. FG Round    T/C ISO 500 314 001 001 012 .i Gratia:  Horico C 1 314 012\n14. FG Round    T/C ISO 500 314 001 001 016 .i Gratia:  Horico C 1 314 016\n15. FG Truncated conical  Diamond - medium  ISO 806 314 168 524 010 .i Gratia:  Horico FG 170 010\n16. FG Bud    Diamond - fine ISO 806 314 277 514 016 .i Gratia:  Horico FG277F016\n17. FG conical, slender, pointed Diamond - fine ISO 806 314 165 514 014 .i Gratia:  Horico FG165F014\n18.RA Snap-on mandrel ISO .i Gratia:  ISO 311 204 615 421 Komet327 \n19.RA Inverted cone hollow polisher Medium ISO 652 204 030 513 060 .i Gratia:  Horico 1 BV5W\n20. RA Flame polisher   Medium ISO 652 204 297 513 030 .i Gratia:  Horico 1 BV2K\n21. RA Inverted cone hollow polisher  Fine ISO 652 204 030 503 090 .i Gratia:  Horico 1 GH5W\n22. RA Flame polisher    Fine ISO 652 204 030 503 030 .i Gratia Horico1 GH2K\n23 RA Arkansas round   Extra fine 030 ISO 635 204 001 523 601\n24. RA  Arkansas slender bud  Extra fine 025 ISO 635 204 257 505 025\n25. RA Round polishing bur   ISO 500 204 001 001  012 .i Gratia Horico C1 012  \n26.  RA Round polishing bur   T/C ISO SO 500 204 001 001  016 .i Gratia Horico C1  016  \n27. RA Flame shaped   T/C ISO  310 204 243 071 014 .i Gratia Komet Fig48)\n28 RA Junior cup brush ISO\n29 RA Rubber cup ISO\n30. FG Fissurotomy bur  ISO 500 314 194 006 012 .i Gratia:  Horico C 23R 314 012\n31.FG Fissurotomy bur  ISO    ISO 500 314 194 006 0162 .i Gratia:  Horico C 23R 314 016\n32. FG Diamond Egg shaped fine ISO 806 314 277 514 018 .i Gratia:  Horrico 277U -018 \n33. FG Diamond Egg shaped  extra fine ISO 806 314 277 504 023 .i Gratia:  Horrico 277U -023\n34. FG Diamond cylindrical end pointed fine ISO 806 314 249514 010 .i Gratia Horrico 249 C-010\n35. FG Diamond cylindrical end pointed extra fine ISO 806 314 249 504 010 .i Gratia Horrico 249F -010\n36. Bur stand (autoclavable) and label .i Gratia Komet Fig A 701 S","Paediatric & restorative student kit consisTing of the following items:\n1 . FG Straight Fissure ISO 500 314 107 006 010  .i Gratia:  Horico C 21 314 012\n2.  FG Straight Fissure ISO 500 314 107 006 014 .i Gratia:  Horico C 21 314 014\n3.  RA Straight Fissure ISO 500 204 107 006 010 .i Gratia:  Horico C 21 204 012\n4.  RA Straight Fissure ISO 500 204 107 006 014 .i Gratia:  Horico C 21 204 014\n5.  RA Straight Fissure round tip T/C ISO 500 314 137 006 010 .i Gratia:  Horico C 21R 204 012 \n6.  RA Straight Fissure round tip T/C ISO 500 314 137 006 012 .i Gratia:  Komet H21R\n7.  FG Straight Fissure round tip Diamond - fine ISO 806 314 158 514 010 .i Gratia:  Horico FG156G010\n8.  FG Straight Fissure round tip Diamond - medium ISO 806 314 158 524 014; .i Gratia:  Horico FG156G014\n9.  RA Inverted cone  T/C ISO 500 204 010 001 012 .i Gratia:  Horico C 2 204 012\n10. RA Round    T/C ISO 500 204 001 001 012 .i Gratia:  Horico C 1 204 012\n11. RA Round    T/C ISO 500 204 001 001 016 .i Gratia:  Horico C 1 204 016\n12. RA  Round high cutTing  T/C ISO 500 204 001 003 016 .i Gratia:  Horico C1S 204 016\n13. FG Round    T/C ISO 500 314 001 001 012 .i Gratia:  Horico C 1 314 012\n14. FG Round    T/C ISO 500 314 001 001 016 .i Gratia:  Horico C 1 314 016\n15. FG Truncated conical  Diamond - medium  ISO 806 314 168 524 010 .i Gratia:  Horico FG 170 010\n16. FG Bud    Diamond - fine ISO 806 314 277 514 016 .i Gratia:  Horico FG277F016\n17. FG conical, slender, pointed Diamond - fine ISO 806 314 165 514 014 .i Gratia:  Horico FG165F014\n18.RA Snap-on mandrel ISO .i Gratia:  ISO 311 204 615 421 Komet327 \n19.RA Inverted cone hollow polisher Medium ISO 652 204 030 513 060 .i Gratia:  Horico 1 BV5W\n20. RA Flame polisher   Medium ISO 652 204 297 513 030 .i Gratia:  Horico 1 BV2K\n21. RA Inverted cone hollow polisher  Fine ISO 652 204 030 503 090 .i Gratia:  Horico 1 GH5W\n22. RA Flame polisher    Fine ISO 652 204 030 503 030 .i Gratia Horico1 GH2K\n23 RA Arkansas round   Extra fine 030 ISO 635 204 001 523 601\n24. RA  Arkansas slender bud  Extra fine 025 ISO 635 204 257 505 025\n25. RA Round polishing bur   ISO 500 204 001 001  012 .i Gratia Horico C1 012  \n26.  RA Round polishing bur   T/C ISO SO 500 204 001 001  016 .i Gratia Horico C1  016  \n27. RA Flame shaped   T/C ISO  310 204 243 071 014 .i Gratia Komet Fig48)\n28 RA Junior cup brush ISO\n29 RA Rubber cup ISO\n30. FG Fissurotomy bur  ISO 500 314 194 006 012 .i Gratia:  Horico C 23R 314 012\n31.FG Fissurotomy bur  ISO    ISO 500 314 194 006 0162 .i Gratia:  Horico C 23R 314 016\n32. FG Diamond Egg shaped fine ISO 806 314 277 514 018 .i Gratia:  Horrico 277U -018 \n33. FG Diamond Egg shaped  extra fine ISO 806 314 277 504 023 .i Gratia:  Horrico 277U -023\n34. FG Diamond cylindrical end pointed fine ISO 806 314 249514 010 .i Gratia Horrico 249 C-010\n35. FG Diamond cylindrical end pointed extra fine ISO 806 314 249 504 010 .i Gratia Horrico 249F -010\n36. Bur stand (autoclavable) and label .i Gratia Komet Fig A 701 S\n","Kit"]
[null,"Burs","Bur dental excavaTing, diamond, FG,Round  Finishing, course size 006 ISO 0806 314 001 1534 009 \r","Bur dental excavaTing, diamond, FG,Round  Finishing, course size 006 ISO 0806 314 001 1534 009 \r","each"]
[null,"Burs","Bur dental excavaTing, diamond, FG, Round  Finishing, course size 0012 ISO 0806 314 001 1534 0012 .i Gratia Kommet fig  6801 \r","Bur dental excavaTing, diamond, FG, Round  Finishing, course size 0012 ISO 0806 314 001 1534 0012 .i Gratia Kommet fig  6801 \r","each"]
[null,"Burs","Bur dental excavaTing, diamond, FG,Pear shape , Normal Size 007  ISO 830 314 233 524 007 .i Gratia Kommet fig  830\r","Bur dental excavaTing, diamond, FG,Pear shape , Normal Size 007  ISO 830 314 233 524 007 .i Gratia Kommet fig  830\r","each"]
[null,"Burs","Bur dental excavaTing, diamond, FG, Pear shape , Normal Size 012  ISO 830 314 233 524 012 .i Gratia Kommet fig  830\r","Bur dental excavaTing, diamond, FG, Pear shape , Normal Size 012  ISO 830 314 233 524 012 .i Gratia Kommet fig  830\r","each"]
[null,"Burs","Bur dental excavaTing, Diamond, FG,  short parallele Edshoulder , Rounded edge shape , Normal Size 010  ISO 806 314 157 524 010 .i Gratia Kommet fig  836KR\r","Bur dental excavaTing, Diamond, FG,  short parallele Edshoulder , Rounded edge shape , Normal Size 010  ISO 806 314 157 524 010 .i Gratia Kommet fig  836KR\r","each"]
[null,"Burs","Bur dental excavaTing, Diamond, FG,  short parallele Edshoulder , Rounded edge shape , Normal Size 012  ISO 806 314 157 524 012 .i Gratia Kommet fig  836KR\r","Bur dental excavaTing, Diamond, FG,  short parallele Edshoulder , Rounded edge shape , Normal Size 012  ISO 806 314 157 524 012 .i Gratia Kommet fig  836KR\r","each"]
[null,"Burs","Bur dental excavaTing, diamond, FG, Cylinder with Beveled tip  shape , Normal Size 012  ISO 806 314 130 524 012 .i Gratia Kommet fig  885","Bur dental excavaTing, diamond, FG, Cylinder with Beveled tip  shape , Normal Size 012  ISO 806 314 130 524 012 .i Gratia Kommet fig  885","each"]
[null,"Burs","Bur dental excavaTing, diamond, FG, Pointed finishing Burr Normal;  Size 010  ISO 806 314 166 524 010 .i Gratia Kommet fig  0106\r","Bur dental excavaTing, diamond, FG, Pointed finishing Burr Normal;  Size 010  ISO 806 314 166 524 010 .i Gratia Kommet fig  0106\r","each"]
[null,"Burs","Bur dental excavaTing, diamond, FG, Bud, occlusal/lingular reduction Normal;  Size 016  ISO 806 314 257 524 010 .i Gratia Kommet fig  368","Bur dental excavaTing, diamond, FG, Bud, occlusal/lingular reduction Normal;  Size 016  ISO 806 314 257 524 010 .i Gratia Kommet fig  368","each"]
[null,"Burs","Bur dental excavaTing, diamond, FG, Egg/football occlusal,lingual resuction course Normal;  Size 018i  ISO 806 314 277 534  018 .i Gratia Kommet fig  S 6379368\r","Bur dental excavaTing, diamond, FG, Egg/football occlusal,lingual resuction course Normal;  Size 018i  ISO 806 314 277 534  018 .i Gratia Kommet fig  S 6379368\r","each"]
[null,"Burs","Bur, dental surgery,ISO 500 205 001 291 010, Tungsten Carbide, HP Std round Bone Cutter size 010 .i gratia Komet fig H141.205\r","Bur, dental surgery,ISO 500 205 001 291 010, Tungsten Carbide, HP Std round Bone Cutter size 010 .i gratia Komet fig H141.205\r","each"]
[null,"Burs","Bur, dental surgery , ISO 500 104 001 1291 010, Bone cutter round ZrN coated size 10 . .i Gratia:  Komet fig H141Z)\r","Bur, dental surgery , ISO 500 104 001 1291 010, Bone cutter round ZrN coated size 10 . .i Gratia:  Komet fig H141Z)\r","each"]
[null,"Burs","Bur, dental surgery , ISO 500 104 001 1291 014, Bone cutter round ZrN coated size 14 . .i Gratia:  Komet fig H141Z)\r","Bur, dental surgery , ISO 500 104 001 1291 014, Bone cutter round ZrN coated size 14 . .i Gratia:  Komet fig H141Z)\r","each"]
[null,"Burs","Bur, dental surgery , ISO 500 104 001 1291 018, Bone cutter round ZrN coated size 18 . .i Gratia:  Komet fig H141Z)\r","Bur, dental surgery , ISO 500 104 001 1291 018, Bone cutter round ZrN coated size 18 . .i Gratia:  Komet fig H141Z)\r","each"]
[null,"Burs","Bur, dental surgery,ISO 500 206 001 291 023, Tungsten Carbide, HP Std round Bone Cutter size 010 .i gratia Komet fig H141.206\r","Bur, dental surgery,ISO 500 206 001 291 023, Tungsten Carbide, HP Std round Bone Cutter size 010 .i gratia Komet fig H141.206\r","each"]
[null,"Burs","Bur, dental surgery,ISO 500 206 001 291 025, Tungsten Carbide, HP Std round Bone Cutter size 010 .i gratia Komet fig H141.206\r","Bur, dental surgery,ISO 500 206 001 291 025, Tungsten Carbide, HP Std round Bone Cutter size 010 .i gratia Komet fig H141.206\r","each"]
[null,"Burs","Bur, dental surgery,ISO 500 205 001 291 035, Tungsten Carbide, HP Std round Bone Cutter size 035 .i gratia Komet fig H141A.205)\r","Bur, dental surgery,ISO 500 205 001 291 035, Tungsten Carbide, HP Std round Bone Cutter size 035 .i gratia Komet fig H141A.205)\r","each"]
[null,"Burs","Bur, dental surgery,ISO 500 314 415 296 010 Tungsten Carbide, RA Bone Cutter for leaf implants size 035 .i gratia Komet fig H254.314)\r","Bur, dental surgery,ISO 500 314 415 296 010 Tungsten Carbide, RA Bone Cutter for leaf implants size 035 .i gratia Komet fig H254.314)\r","each"]
[null,"Burs","Bur, dental surgery,Tungsten Carbide, RA Bone Cutter for  size 014 .i gratia Komet fig H162SL.204) \r","Bur, dental surgery,Tungsten Carbide, RA Bone Cutter for  size 014 .i gratia Komet fig H162SL.204) \r","each"]
[null,"Burs","Bur, dental surgery,Tungsten Carbide, RA Bone Cutter for  size 014 .i gratia Komet fig H162SL.104) \r","Bur, dental surgery,Tungsten Carbide, RA Bone Cutter for  size 014 .i gratia Komet fig H162SL.104) \r","each"]
[null,"Burs","Bur, dental surgery,ISO 500 104 210 295 016, Tungsten Carbide, FG Bone Cutter  size 016 .i gratia Komet fig H267.104)\r\n","Bur, dental surgery,ISO 500 104 210 295 016, Tungsten Carbide, FG Bone Cutter  size 016 .i gratia Komet fig H267.104)\r\n","each"]
[null,"Burs","Bur, dental surgery,ISO 316 150 001 012, Tungsten Carbide,  FGXL  Bone Cutter  End cutTing for bone reduction duringCrown extention size 012 .i gratia Komet fig H207D.316)\r","Bur, dental surgery,ISO 316 150 001 012, Tungsten Carbide,  FGXL  Bone Cutter  End cutTing for bone reduction duringCrown extention size 012 .i gratia Komet fig H207D.316)\r","each"]
[null,"Burs","Bur, dental surgery,Diamond , HP Bone Cutter diamond round size 018 .i gratia Komet fig 242.104. . 018 \r","Bur, dental surgery,Diamond , HP Bone Cutter diamond round size 018 .i gratia Komet fig 242.104. . 018 \r","each"]
[null,"Burs","Bur, dental surgery,Diamond , RA Bone Cutter diamond round size 023 .i gratia Komet fig 242.104...023 ","Bur, dental surgery,Diamond , RA Bone Cutter diamond round size 023 .i gratia Komet fig 242.104...023 ","each"]
[null,"Burs","Bur, dental surgery, diamond , RA Bone Cutter diamond  for apisectomy and root separation 012 .i gratia Komet fig 242.314..   \n","Bur, dental surgery, diamond , RA Bone Cutter diamond  for apisectomy and root separation 012 .i gratia Komet fig 242.314..   \n","each"]
[null,"Burs","Bur, dental surgery, stainless steel, HP Trepan Bur for explantation size 032 .i gratia Komet fig 227A.204\r","Bur, dental surgery, stainless steel, HP Trepan Bur for explantation size 032 .i gratia Komet fig 227A.204\r","each"]
[null,"Burs","Bur, dental surgery ,stainless steel, HP Trepan Bur for explantation size 040 .i gratia Komet fig 227A.204\r","Bur, dental surgery ,stainless steel, HP Trepan Bur for explantation size 040 .i gratia Komet fig 227A.204\r","each"]
[null,"Burs","Bur, dental surgery, stainless steel, HP Trepan Bur for explantation size 050 .i gratia Komet fig 227A.204\r","Bur, dental surgery, stainless steel, HP Trepan Bur for explantation size 050 .i gratia Komet fig 227A.204\r","each"]
[null,"Burs","Bur, dental surgery, stainless steel, HP Trepan Bur for explantation size 060 .i gratia Komet fig 227A.204\r","Bur, dental surgery, stainless steel, HP Trepan Bur for explantation size 060 .i gratia Komet fig 227A.204\r","each"]
[null,"Burs","Bur, dental surgery, stainless steel, RA Centering Bur,  Bur for Centering for creaTing guide groove size 060 .i gratia Komet fig 2TRC.205.   ...050  \r","Bur, dental surgery, stainless steel, RA Centering Bur,  Bur for Centering for creaTing guide groove size 060 .i gratia Komet fig 2TRC.205.   ...050  \r","each"]
[null,"Burs","Bur, dental surgery, stainless steel, HP Bone chip extractor  Bur for extracTing bone chips 060 .i gratia Komet fig 9126.204.. .. 050 \r","Bur, dental surgery, stainless steel, HP Bone chip extractor  Bur for extracTing bone chips 060 .i gratia Komet fig 9126.204.. .. 050 \r","each"]
[null,"Burs","Bur, dental surgery, ceramic, HP Universal pilot drill size 20 .i gratia Komet fig K210L 16.204.020 \r","Bur, dental surgery, ceramic, HP Universal pilot drill size 20 .i gratia Komet fig K210L 16.204.020 \r","each"]
[null,"Burs","Bur, dental surgery, Ceramic, HP Univerasl pilot drill size 20 .i gratia Komet fig K210L 16.204.020\r","Bur, dental surgery, Ceramic, HP Univerasl pilot drill size 20 .i gratia Komet fig K210L 16.204.020\r","each"]
[null,"Burs","Bur, dental laboratory ,ISO 500 104 001 190 050, Tungsten Carbide, HP for Acrylics, plaster and metal size 050 .i gratia Komet fig H71E.104\r","Bur, dental laboratory ,ISO 500 104 001 190 050, Tungsten Carbide, HP for Acrylics, plaster and metal size 050 .i gratia Komet fig H71E.104\r","each"]
[null,"Burs","Bur, dental laboratory ,ISO 500 104 277 190 040 Tungsten Carbide, HP for Acrylics, plaster and metal Size 040 .i gratia Komet fig H73E.104\r","Bur, dental laboratory ,ISO 500 104 277 190 040 Tungsten Carbide, HP for Acrylics, plaster and metal Size 040 .i gratia Komet fig H73E.104\r","each"]
[null,"Burs","Bur, dental laboratory ,ISO 500 104 257 190 060 Tungsten Carbide, HP for Acrylics, plaster and metal Size 060 .i gratia Komet fig H78E.104\r","Bur, dental laboratory ,ISO 500 104 257 190 060 Tungsten Carbide, HP for Acrylics, plaster and metal Size 060 .i gratia Komet fig H78E.104\r","each"]
[null,"Burs","Bur, dental laboratory ,ISO 500 104 194 190 060 Tungsten Carbide, HP for Acrylics, plaster and metal size 060 .i gratia Komet fig H78E.104\r","Bur, dental laboratory ,ISO 500 104 194 190 060 Tungsten Carbide, HP for Acrylics, plaster and metal size 060 .i gratia Komet fig H78E.104\r","each"]
[null,"Burs","Bur, dental laboratory ,ISO 310 104 107 002 023 Tungsten Carbide, HP for Acrylics, plaster and metal size 23 .i gratia Komet fig H36.104\r","Bur, dental laboratory ,ISO 310 104 107 002 023 Tungsten Carbide, HP for Acrylics, plaster and metal size 23 .i gratia Komet fig H36.104\r","each"]
[null,"Burs","Bur, dental laboratory ,ISO 310 104 417 364  023 Tungsten Carbide, HP Twist drill size 23 .i gratia Komet fig 203.104\r","Bur, dental laboratory ,ISO 310 104 417 364  023 Tungsten Carbide, HP Twist drill size 23 .i gratia Komet fig 203.104\r","each"]
[null,"Burs","Bur, dental laboratory ,ISO 806 104 250 524 025  Diamond, HP Tflame Long size 23 .i gratia Komet fig 863.104\r","Bur, dental laboratory ,ISO 806 104 250 524 025  Diamond, HP Tflame Long size 23 .i gratia Komet fig 863.104\r","each"]
[null,"Burs","Bur, lab, dental, excavaTing: InLab System, MCX5, Grinder for glass and hybrid ceramics, Diamond, 0.6mm, 1.2mm, 1.4mm, 2.2mm         \n.i Gratia: Sirona InLab Diamond          \nPackaging: Each    \nICN:18-182-2644         \nDOQ: EA\nItem RT296-11-302 to RT296-11-305 will be awarded as a series\n","Bur, lab, dental, excavaTing: InLab System, MCX5, Grinder for glass and hybrid ceramics, Diamond, 0.6mm, 1.2mm, 1.4mm, 2.2mm         \n.i Gratia: Sirona InLab Diamond          \nPackaging: Each          \nItem RT296-11-302 to RT296-11-305 will be awarded as a series\n","each"]
[null,"Burs","Bur, lab, dental, excavaTing: InLab System, MCX5, Diamond-coated for zirconia, 0.5mm, 1.0mm, 2.5mm                       \n.i Gratia: Sirona InLab Bur Zr02 DC        \nPackaging: Each     \nICN:18-182-2653         \nDOQ: EA","Bur, lab, dental, excavaTing: InLab System, MCX5, Diamond-coated for zirconia, 0.5mm, 1.0mm, 2.5mm                       \n.i Gratia: Sirona InLab Bur Zr02 DC        \nPackaging: Each     \n     \n","each"]
[null,"Burs","Bur, lab, dental, excavaTing: InLab System, MCX5, for PMMA, wax, PEEK, 0.5mm, 1.0mm, 2.5mm                              \n.i Gratia: Sirona InLab Bur PMMA          \nPackaging: Each    \nICN:18-182-2885         \nDOQ: EA","Bur, lab, dental, excavaTing: InLab System, MCX5, for PMMA, wax, PEEK, 0.5mm, 1.0mm, 2.5mm                              \n.i Gratia: Sirona InLab Bur PMMA          \nPackaging: Each    \n","each"]
[null,"Burs","Bur, lab, dental, excavaTing: InLab System, MCX5, for composite resin, 0.5mm, 1.0mm, 2.5mm        \n.i Gratia: Sirona InLab Bur Composite          \nPackaging: Each    \nICN:18-182-2889         \nDOQ: EA","Bur, lab, dental, excavaTing: InLab System, MCX5, for composite resin, 0.5mm, 1.0mm, 2.5mm        \n.i Gratia: Sirona InLab Bur Composite          \nPackaging: Each    \n","each"]
[null,"Burs","Disk separaTing, for metal and ceramic crowns, carbon reinforced and flexible, heatless cutTing disks for cutTing of sprues on all ceramic crowns .i Gratia Dynex separaTing disk 0,5mm x 40 mm (57-0540) 1 pack with 20 pieces\r","Disk separating, for metal and ceramic crowns, carbon reinforced and flexible, heatless cutTing disks for cutTing of sprues on all ceramic crowns .i Gratia Dynex separaTing disk 0,5mm x 40 mm (57-0540) 1 pack with 20 pieces\n","each"]
[null,"Burs","Disk separaTing, for metal and ceramic crowns, carbon reinforced and flexible, heatless cutTing disks for cutTing of sprues on all ceramic crowns .i Gratia Dynex separaTing disk 01mm x 40 mm (57-1040) 1 pack with 20 pieces\r","Disk separating, for metal and ceramic crowns, carbon reinforced and flexible, heatless cutTing disks for cutTing of sprues on all ceramic crowns .i Gratia Dynex separaTing disk 01mm x 40 mm (57-1040) 1 pack with 20 pieces\n","each"]
[null,"Burs","Disk separaTing, for metal and ceramic crowns, carbon reinforced and flexible, heatless cutTing disks for cutTing of sprues on all ceramic crowns .i Gratia Dynex separaTing disk 0.3mm x 40 mm (57-0322) 1 pack with 20 pieces\r","Disk separating, for metal and ceramic crowns, carbon reinforced and flexible, heatless cutTing disks for cutTing of sprues on all ceramic crowns .i Gratia Dynex separaTing disk 0.3mm x 40 mm (57-0322) 1 pack with 20 pieces\n","pack"]
[null,"orthodontic components","Screw, expansion, dental: Piston Spring Kit, Reamer and Screwdriver with Consumable Screws, Nuts and Sleeves\nKit\n.i Gratia:  Dentaurum 609500\nICN: 18-974-1546 KT\nItem RT296-12-001 to RT296-12-013 will be awarded as a series\n","Screw, expansion, dental: Piston Spring Kit, Reamer and Screwdriver with Consumable Screws, Nuts and Sleeves\nKit\n.i Gratia:  Dentaurum 609500\nItem RT296-12-001 to RT296-12-013 will be awarded as a series\n","Kit"]
[null,"orthodontic components","Screw, expansion, dental: Piston Spring System, Piston Spring, Length 4 mm, \n1 Pack 5 Pieces\n.i Gratia:  Dentaurum 609-004\nICN:18-974-1547 PK","Screw, expansion, dental: Piston Spring System, Piston Spring, Length 4 mm, \n1 Pack 5 Pieces\n.i Gratia:  Dentaurum 609-004\n","pack"]
[null,"orthodontic components","Screw, expansion, dental: Piston Spring System, Piston Spring, Length 6 mm\r\n1 Pack 5 Pieces\r\n.i Gratia:  Dentaurum 609-006\r\n\rICN: 18-974-1548 PK","Screw, expansion, dental: Piston Spring System, Piston Spring, Length 6 mm\n1 Pack 5 Pieces\n.i Gratia:  Dentaurum 609-006\n","pack"]
[null,"orthodontic components","Screw, expansion, dental: Piston Spring System, Piston Spring, Length 8 mm\r\n1 Pack 5 Pieces\r\n.i Gratia:  Dentaurum 609-008\r\n\rICN: 18-974-1549 PK","Screw, expansion, dental: Piston Spring System, Piston Spring, Length 8 mm\n1 Pack 5 Pieces\n.i Gratia:  Dentaurum 609-008\n","pack"]
[null,"orthodontic components","Screw, expansion, dental: Piston Spring System, Positioning, Length 12 mm\r\n1 Pack 5 Pieces\r\n.i Gratia:  , Dentaurum 609-100\r\n\rICN: 18-974-1543 PK","Screw, expansion, dental: Piston Spring System, Positioning, Length 12 mm\n1 Pack 5 Pieces\n.i Gratia:  , Dentaurum 609-100\n","pack"]
[null,"orthodontic components","Screw, expansion, dental: Piston Spring System, Serrated Housing Nuts, Length 3 mm, \r\n1 Pack 10 Pieces\r\n.i Gratia:  Dentaurum 609-200\r\n\rICN:18-974-1544 PK","Screw, expansion, dental: Piston Spring System, Serrated Housing Nuts, Length 3 mm, \n1 Pack 10 Pieces\n.i Gratia:  Dentaurum 609-200\n","pack"]
[null,"orthodontic components","Screw, expansion, dental: Fan-Type, Expansion of 7 mm, Size 12 mm Length\r\nEach\r\n.i Gratia:   Dentaurum No.606 600\r\n\rICN:18-974-1545 EA","Screw, expansion, dental: Fan-Type, Expansion of 7 mm, Size 12 mm Length\nEach\n.i Gratia:   Dentaurum No.606 600\n","each"]
[null,"orthodontic components","Screw, expansion, dental: Sectional, Mini, Individual Tooth, Expansion 3 mm, Size 9,5 x 4,7 x 2,6 mm, \r\nEach\r\n.i Gratia:  Dentaurum No.600-502-3\r\n\rICN:18-970-6851 EA","Screw, expansion, dental: Sectional, Mini, Individual Tooth, Expansion 3 mm, Size 9,5 x 4,7 x 2,6 mm, \nEach\n.i Gratia:  Dentaurum No.600-502-3\n","each"]
[null,"orthodontic components","Screw, expansion, dental: Skeleton, Distal, Maxillary and Mandible, Expansion 7 mm, Size 14 x 7 x 3,2 mm\r\nEach\r\n.i Gratia:   Dentaurum No.600-301-3\r\n\rICN: 18-970-6848 EA","Screw, expansion, dental: Skeleton, Distal, Maxillary and Mandible, Expansion 7 mm, Size 14 x 7 x 3,2 mm\nEach\n.i Gratia:   Dentaurum No.600-301-3\n","each"]
[null,"orthodontic components","Screw, expansion, dental: Skeleton, Lateral, Maxillary, Expansion 7 mm, Size 14 x 10 x 3,2 mm\r\nEach\r\n.i Gratia:  Dentaurum No. 600-303-3\r\n\rICN: 18-970-6846 EA","Screw, expansion, dental: Skeleton, Lateral, Maxillary, Expansion 7 mm, Size 14 x 10 x 3,2 mm\nEach\n.i Gratia:  Dentaurum No. 600-303-3\n\n","each"]
[null,"orthodontic components","Screw, expansion, dental: Three Dimensional (Bertoni), Size 17 x 4 mm, \r\nEach\r\n.i Gratia: Dentaurum No.602 605\r\n\rICN: 18-019-2697 EA","Screw, expansion, dental: Three Dimensional (Bertoni), Size 17 x 4 mm, \nEach\n.i Gratia: Dentaurum No.602 605\n\n","each"]
[null,"orthodontic components","Screw, expansion, dental: Sectional, Distal, Mandible, Traction 3 mm, Size 14 x 4,7 x 2,5 mm,\r\nEach\r\n.i Gratia:  Dentaurum No.602 710\r\n\rICN: 18-014-2327 EA","Screw, expansion, dental: Sectional, Distal, Mandible, Traction 3 mm, Size 14 x 4,7 x 2,5 mm,\r\nEach\r\n.i Gratia:  Dentaurum No.602 710\r\n\rICN: 18-014-2327 EA","each"]
[null,"orthodontic components","Screw, Expansion, Dental: Sectional, Mid Palatal, Expansion 11 mm, Size 16 mm, \r\nEach\r\n.i Gratia:  Dentaurum No.602 813 (Hyrax)\r\n\rICN: 18-038-1311 EA","Screw, Expansion, Dental: Sectional, Mid Palatal, Expansion 11 mm, Size 16 mm, \r\nEach\r\n.i Gratia:  Dentaurum No.602 813 (Hyrax)\r\n\rICN: 18-038-1311 EA","each"]
[null,"orthodontic components","New item","TMA wire for Pendulum appliances, in a tube, Titon Moly 14\" straight length. 50x tubes","Tubes of 50"]
[null,"orthodontic components","New item","Universal Silver Solder: in rolls, without flux, Cadmium free, working temperature 700degrees celcius. 50 rolls","Rolls of 50"]
[null,"orthodontic components","New item","Three Dimensional Screw - Bertoni: combination transversal and protrusion screw for Y plates. Maximun expansion of 4mm per segment 4x1/4 turn=0.35. 50x units","50 units"]
[null,"orthodontic components","New item","Hyrax Special Expansion Screw with straight retention legs with safety key. Mini-7x 100 units.  Screw 9.4mm, maximun expansion 7mm, 4x1/4 turn=0.8mm. Solder free.","100 units"]
[null,"orthodontic components","New item","Hyrax Special Expansion Screw with straight retention legs with safety key. Mini -12x 100 units.  Screw 9.4mm, maximun expansion 12mm,   4x1/4 turn=0.8mm. Solder free.","100 units"]
[null,"orthodontic components","New item","Hyrax Special Expansion Screw with straight retention legs with safety key. Medium 100x units. Solder free.","100 units"]
[null,"orthodontic components","New item","Hyrax Special Expansion Screw with straight retention legs with safety key. Maxi -12x100 units.  Solder free.","100 units"]
[null,"orthodontic components","Bar, lingual, dental: Curved, Stainless Steel, Long, 80 mm\r\nEach\r\n.i Gratia:  Dentaurum 311-308-3\r\n\rICN; 18-970-2089 EA","Bar, lingual, dental: Curved, Stainless Steel, Long, 80 mm\nEach\n.i Gratia:  Dentaurum 311-308-3\n\n","each"]
[null,"orthodontic components","Bar, lingual, dental: Curved, Stainless Steel, Medium, 70 mm\r\nEach\r\n.i Gratia:  Dentaurum 311-307-3\r\n\rICN: 18-970-2090 EA","Bar, lingual, dental: Curved, Stainless Steel, Medium, 70 mm\nEach\n.i Gratia:  Dentaurum 311-307-3\n\n","each"]
[null,"orthodontic components","Bar, lingual, dental: Curved, Stainless Steel, Short, 60 mm\r\nEach\r\n.i Gratia:  Dentaurum 311-306-3\r\n\rICN: 18-970-2091 EA","Bar, lingual, dental: Curved, Stainless Steel, Short, 60 mm\nEach\n.i Gratia:  Dentaurum 311-306-3\n\n","each"]
[null,"orthodontic components","Clasp, retainer, dental: Pre-formed, S/Steel, \"J\" Clasp, Dia 0,8 mm\r\n1 Pack 10 Pieces\r\n.i Gratia:  Dentaurum\r\n\rICN: 18-970-7969 PK","Clasp, retainer, dental: Pre-formed, S/Steel, \"J\" Clasp, Dia 0,8 mm\n1 Pack 10 Pieces\n.i Gratia:  Dentaurum\n\n","pack"]
[null,"orthodontic components","Clasp, retainer, dental: Pre-formed, S/Steel, Ball, Dia 0,6 mm\r\n1 Pack 100 Pieces\r\n.i Gratia:  Dentaurum\r\n\rICN: 18-970-7002 PK","Clasp, retainer, dental: Pre-formed, S/Steel, Ball, Dia 0,6 mm\n1 Pack 100 Pieces\n.i Gratia:  Dentaurum\n","pack"]
[null,"orthodontic components","Clasp, retainer, dental: Pre-formed, S/Steel, Ball, Dia 0.8 mm\r\n1 Pack 100 Pieces\r\n.i Gratia:  Dentaurum\r\n\rICN: 18-970-7796 PK","Clasp, retainer, dental: Pre-formed, S/Steel, Ball, Dia 0.8 mm\n1 Pack 100 Pieces\n.i Gratia:  Dentaurum\n\n","pack"]
[null,"orthodontic components","New item","The Myobrace system The Myobrace for Kids (K series) is a three stage\nmyofunctional orthodontic system for the growing child to assist in the No commention of detrimental breathing and oral habits (tongue, lips and swallowing) to allow No comment jaw growth and naturally straight teeth, often without the need for braces.","Each"]
[null,"prosthodontic components","Wire, fabric: Dental, Mesh, Gold Plated, Fine, 100 x 100 mm, Sheets\r\nEach\r\n.i Gratia:  Dentaurum\r\n\rICN: 18-970-5350 EA","Wire, fabric: Dental, Mesh, Gold Plated, Fine, 100 x 100 mm, Sheets\nEach\n.i Gratia:  Dentaurum\n\n","each"]
[null,"prosthodontic components","Wire, fabric: Dental, Mesh, Grid Strengthener, Stainless Steel, 0.4 mm Thick, Maxillary Arch Shape\r\n1 Pack 10 Pieces\r\n.i Gratia:  Dentaurum\r\n\rICN: RT-296-0163 PK","Wire, fabric: Dental, Mesh, Grid Strengthener, Stainless Steel, 0.4 mm Thick, Maxillary Arch Shape\n1 Pack 10 Pieces\n.i Gratia:  Dentaurum\n\n","pack"]
[null,"prosthodontic components","Clasp, retainer, dental: Pre-formed, S/Steel, Ball, Dia 0,7 mm\r\n1 Pack 100 Pieces\r\n.i Gratia:  Dentaurum\r","Clasp, retainer, dental: Pre-formed, S/Steel, Ball, Dia 0,7 mm\n1 Pack 100 Pieces\n.i Gratia:  Dentaurum\n","pack"]
[null,"Laboratory material- crown and bridge","Die Spacer, Dental: Varnish, Paint on Liquid Set, Blue and Grey\r\nSet - 1 Bottle Blue Die Spacer 1/2 oz, 1 Bottle Grey Die Spacer 1/2 oz, 1 Bottle die Prep SetTing Retardent 2 oz\r\n.i Gratia:  Belle De St. Claire - Classic Die Spacer\r\n\rICN: 18-026-9699 SE","Die Spacer, Dental: Varnish, Paint on Liquid Set, Blue and Grey\nSet - 1 Bottle Blue Die Spacer 1/2 oz, 1 Bottle Grey Die Spacer 1/2 oz, 1 Bottle die Prep SetTing Retardent 2 oz\n.i Gratia:  Belle De St. Claire - Classic Die Spacer\n","set"]
[null,"Laboratory material- crown and bridge","Drill, tooth die pin: pindex system, \r\nEach\r\n.i Gratia:  Whaledent PX 119\r\n\rICN: 18-970-9368 EA","Drill, tooth die pin: pindex system, \nEach\n.i Gratia:  Whaledent PX 119\n","each"]
[null,"Laboratory material- crown and bridge","Pin, tooth die pin: Dowel, Brass, medium\r\n1 Pack 1000 Pieces\r\n.i Gratia:  Dentaurum\r\n\rICN: 18-970-5763 PK","Pin, tooth die pin: Dowel, Brass, medium\n1 Pack 1000 Pieces\n.i Gratia:  Dentaurum\n","pack"]
[null,"Laboratory material- crown and bridge","Pin, tooth die pin: Pindex System, Dual with Sleeves\r\n1 Pack 100 Pieces\r\n.i Gratia:  Renfert\r\n\rICN: 18-974-1574 PK","Pin, tooth die pin: Pindex System, Dual with Sleeves\n1 Pack 100 Pieces\n.i Gratia:  Renfert\n","pack"]
[null,"Laboratory material- crown and bridge","Pin, tooth die pin: Long with White Sleeves\r\n1 Pack 100 Pieces\r\n.i Gratia:  Whaledent  Pindex System\r\n\rICN: 18-970-7959 PK","Pin, tooth die pin: Long with White Sleeves\n1 Pack 100 Pieces\n.i Gratia:  Whaledent  Pindex System\n\n","pack"]
[null,"Laboratory material- crown and bridge","Pin, tooth die pin:  Short with Grey Sleeves\r\n1 Pack 100 Pieces\r\n.i Gratia:  Whaledent  Pindex System\r\n\rICN: 18-970-7960 PK","Pin, tooth die pin:  Short with Grey Sleeves\n1 Pack 100 Pieces\n.i Gratia:  Whaledent  Pindex System\n\n","pack"]
[null,"Laboratory material- crown and bridge","Brush, Fiber, Rotary Wheel: Artificial Bristles, Brush Chuck MounTing with Plastic Hub, Wheel Shape, 2 Rows of Stiff Black Bristles, X-Hard, 10 mm Long, Dia 65 mm \r\nEach\r\n.i Gratia:  Renfert\r\n\rICN: 18-970-2112 EA","Brush, Fiber, Rotary Wheel: Artificial Bristles, Brush Chuck MounTing with Plastic Hub, Wheel Shape, 2 Rows of Stiff Black Bristles, X-Hard, 10 mm Long, Dia 65 mm \nEach\n.i Gratia:  Renfert\n","each"]
[null,"Laboratory material- crown and bridge","Brush, Fiber, Rotary Wheel: Artificial Bristles, Brush Chuck MounTing with Plastic Hub, Wheel Shape, 3 Rows of Stiff Black Bristles with Calico Insert, Dia 80 mm\r\nEach\r\n.i Gratia:  Renfert\r\n\rICN; 18-970-3713 EA","Brush, Fiber, Rotary Wheel: Artificial Bristles, Brush Chuck MounTing with Plastic Hub, Wheel Shape, 3 Rows of Stiff Black Bristles with Calico Insert, Dia 80 mm\nEach\n.i Gratia:  Renfert\n\n","each"]
[null,"Laboratory material- crown and bridge","Brush, Fiber, Rotary Wheel: Artificial Bristles, Brush Chuck MounTing with Plastic Insert Metal Hub, Wheel Shape, 1 Row of Stiff Black Bristles, Dia 48 mm\r\nEach\r\n.i Gratia:  Renfert\r\n\rICN: 18-970-2113 EA","Brush, Fiber, Rotary Wheel: Artificial Bristles, Brush Chuck MounTing with Plastic Insert Metal Hub, Wheel Shape, 1 Row of Stiff Black Bristles, Dia 48 mm\nEach\n.i Gratia:  Renfert\n\n","each"]
[null,"Laboratory material- crown and bridge","Cone, felt, dental grinding and polishing machine: Lathe Chuck MounTing, Small, Dia 18 mm\r\nEach\r\n.i Gratia:  Ash 67\r\n\rICN: 18-970-2293 EA","Cone, felt, dental grinding and polishing machine: Lathe Chuck MounTing, Small, Dia 18 mm\nEach\n.i Gratia:  Ash 67\n","each"]
[null,"Laboratory material- crown and bridge","Cone, felt, dental grinding and polishing machine: Lathe Chuck MounTing, Large, Dia 25 mm\r\nEach\r\n.i Gratia:  Ash 65\r\n\rICN: 18-970-2292 EA","Cone, felt, dental grinding and polishing machine: Lathe Chuck MounTing, Large, Dia 25 mm\nEach\n.i Gratia:  Ash 65\n","each"]
[null,"Laboratory material- crown and bridge","Wheel, buffing: Linnen, ISO No.010 900 372 002 210, unmounted, Disc, 30 Ply, Dia 21 mm\r\nEach\r\n.i Gratia:  Stoddard\r\n\rICN: 18-970-6939 EA","Wheel, buffing: Linnen, ISO No.010 900 372 002 210, unmounted, Disc, 30 Ply, Dia 21 mm\nEach\n.i Gratia:  Stoddard\n","each"]
[null,"Laboratory material- crown and bridge","Wheel, buffing: Linnen, Lathe Chuck MounTing, 42 ply, Dia 100 mm\r\nEach\r\n.i Gratia:  Buffalo\r\n\rICN: 18-970-2609 EA","Wheel, buffing: Linnen, Lathe Chuck MounTing, 42 ply, Dia 100 mm\nEach\n.i Gratia:  Buffalo\n","each"]
[null,"Laboratory material- crown and bridge","Wheel, abrasive: White, High-Grade Corundum, Lathe Chuck MounTing with Metal Centre, Square Edge, Coarse Grit, Dia 76 x 10 mm\r\nEach\r\n.i Gratia:  Jota\r\n\rICN:18-9705907 EA","Wheel, abrasive: White, High-Grade Corundum, Lathe Chuck MounTing with Metal Centre, Square Edge, Coarse Grit, Dia 76 x 10 mm\nEach\n.i Gratia:  Jota\n","each"]
[null,"Laboratory material- crown and bridge","Wheel, Buffing: Wool, Lathe Chuck MounTing with Plastic Hub, Dia 100 mm\r\nEach\r\n.i Gratia: Stoddard\r\n\rICN: 18-970-2610 EA","Wheel, Buffing: Wool, Lathe Chuck MounTing with Plastic Hub, Dia 100 mm\nEach\n.i Gratia: Stoddard\n","each"]
[null,"Laboratory material- crown and bridge","Plastic sprue, dental: Burnout CasTing, Wax Coated Sticks, Length 165 mm, Dia 2,5 mm\r\n1 Pack 40 Pieces\r\n.i Gratia:  Bego\r\n\rICN: 18-007-0168 PK\r","Plastic sprue, dental: Burnout CasTing, Wax Coated Sticks, Length 165 mm, Dia 2,5 mm\n1 Pack 40 Pieces\n.i Gratia:  Bego\n","pack"]
[null,"Laboratory material- crown and bridge","Plastic sprue, dental: Burnout CasTing, with Reservoir, Tip Dia 1,5 mm\r\n1 Box 1000 Pieces\r\n.i Gratia:  Duradent\r\n\rICN:18-970-7643 PK","Plastic sprue, dental: Burnout CasTing, with Reservoir, Tip Dia 1,5 mm\n1 Box 1000 Pieces\n.i Gratia:  Duradent\n\n","box"]
[null,"Laboratory material- crown and bridge","Plastic sprue, dental: Burnout CasTing, with Reservoir, Tip Dia 2,5 mm\r\n1 Box 1000 Pieces\r\n.i Gratia:  Duradent\r\n\rICN: 18-970-7644 BX","Plastic sprue, dental: Burnout CasTing, with Reservoir, Tip Dia 2,5 mm\n1 Box 1000 Pieces\n.i Gratia:  Duradent\n","box"]
[null,"Wax","Wax, sprue, dental: Wire Sprues, Dia 2 mm, Cobalt-Chrome Partial Denture Technique\r\n1 Reel 250 g\r\n.i Gratia:  Renfert - 676-2020\r\n\rICN: 18-094-9860 RE\r","Wax, sprue, dental: Wire Sprues, Dia 2 mm, Cobalt-Chrome Partial Denture Technique\n1 Reel 250 g\n.i Gratia:  Renfert - 676-2020\n","Reel"]
[null,"Wax","Wax, sprue, dental: Wire Sprues, Dia 2,5 mm, Cobalt-Chrome Partial Denture Technique\r\n1 Reel 250 g\r\n.i Gratia:  Dentaurum\r\n\rICN: 18-007-9503 RE","Wax, sprue, dental: Wire Sprues, Dia 2,5 mm, Cobalt-Chrome Partial Denture Technique\n1 Reel 250 g\n.i Gratia:  Dentaurum\n","Reel"]
[null,"Wax","Wax, Sprue, Dental: Wire Sprues, Dia 3 mm, Cobalt-Chrome Partial Denture Technique\r\n1 Reel 250 g\r\n.i Gratia:  Dentaurum\r\n\rICN: 18-970-5883 RE","Wax, Sprue, Dental: Wire Sprues, Dia 3 mm, Cobalt-Chrome Partial Denture Technique\n1 Reel 250 g\n.i Gratia:  Dentaurum\n","Reel"]
[null,"Wax","Wax, Sprue, Dental: Wire Sprues, Dia 4 mm, Cobalt-Chrome Partial Denture Technique\r\n1 Reel 250 g\r\n.i Gratia:  Dentaurum\r\n\rICN: 18-970-5884 RE","Wax, Sprue, Dental: Wire Sprues, Dia 4 mm, Cobalt-Chrome Partial Denture Technique\n1 Reel 250 g\n.i Gratia:  Dentaurum\n","Reel"]
[null,"Laboratory finishing and polishing material","Wheel: dental laboratory; polishing, for use with soft materials like gum guard material .i Gratia Dreve Ultra TrimLight (D-43763) Pack with 80 wheels\r","Wheel: dental laboratory; polishing, for use with soft materials like gum guard material .i Gratia Dreve Ultra TrimLight (D-43763) Pack with 80 wheels\r","pack"]
[null,"Laboratory finishing and polishing material","Wheel: dental laboratory; polishing, for use with soft materials like gum guard material .i Gratia Dreve Ultra TrimHeavy (D-43761) Pack with 80 wheels\r","Wheel: dental laboratory; polishing, for use with soft materials like gum guard material .i Gratia Dreve Ultra TrimHeavy (D-43761) Pack with 80 wheels\r","pack"]
[null,"Laboratory finishing and polishing material","Wheel: dental laboratory; polishing, for use with soft materials like gum guard material .i Gratia Dreve Ultra TrimMedium(D-43762) Pack with 80 wheels\r","Wheel: dental laboratory; polishing, for use with soft materials like gum guard material .i Gratia Dreve Ultra TrimMedium(D-43762) Pack with 80 wheels\r","pack"]
[null,"Acrylic resin ","Acrylic resin liquid, dental: denture base, clear, conventional poly-methacrylate cadmium free, heat curing\n1 Bottle 500 ml\n.i Gratia:  Dentimex - Vertex HC\n\nICN: 18-970-7792 BT\nItem RT 296-14-001Me to RT296-14-002ME  will be awarded as a series.","Acrylic resin liquid, dental: denture base, clear, conventional poly-methacrylate cadmium free, heat curing\n1 Bottle 500 ml\n.i Gratia:  Dentimex - Vertex HC\nItem RT296-14-001Me to RT296-14-002  will be awarded as a series.","bottle"]
[null,"Acrylic resin ","Resin, acrylic, dental: denture base, clear, conventional poly-methacrylate cadmium free, heat curing, powder\r\n1 can 1000 g\r\n.i Gratia:  Dentimex - Vertex HC\r\n\rICN: 18-970-5790 CN","Resin, acrylic, dental: denture base, clear, conventional poly-methacrylate cadmium free, heat curing, powder\n1 can 1000 g\n.i Gratia:  Dentimex - Vertex HC\n\n","Can"]
[null,"Acrylic resin ","Acrylic resin liquid, dental: denture base, veined, pink, cadmium-free, methyl-methacrylate, heat curing, comply with ISO 1567\n1 Bottle 1000 ml\n.i Gratia:  Dentimex - Vertex RS\nItem RT 296-14-003ME to RT296-14-004 will be awarded as a series","Acrylic resin liquid, dental: denture base, veined, pink, cadmium-free, methyl-methacrylate, heat curing, comply with ISO 1567\n1 Bottle 1000 ml\n.i Gratia:  Dentimex - Vertex RS\nItem RT 296-14-003ME to RT296-14-004 will be awarded as a series","bottle"]
[null,"Acrylic resin ","Resin, acrylic, dental: denture base, veined, pink, cadmium-free, methyl-methacrylate, heat curing powder, comply with ISO 1567\r\n1 Container 4000 g\r\n.i Gratia:  Dentimex - Vertex RS\r\n\rICN: 18-970-5786 CN\r","Resin, acrylic, dental: denture base, veined, pink, cadmium-free, methyl-methacrylate, heat curing powder, comply with ISO 1567\n1 Container 4000 g\n.i Gratia:  Dentimex - Vertex RS\n\n\n","container"]
[null,"Acrylic resin ","Resin, acrylic, dental: orthodontic, powder and liquid set cadmium free, clear and pink, cold curing set - 1 litre pink liquid, 1 litre clear liquid, 1 kg clear powder\r\n.i Gratia:  Dentaurum - Orthocryl. RT296-14-005 and RT296-14-006 will be awarded as a series\r\n\rICN: 18-970-5792 SE","Resin, acrylic, dental: orthodontic, powder and liquid set cadmium free, clear and pink, cold curing set - 1 litre pink liquid, 1 litre clear liquid, 1 kg clear powder\n.i Gratia:  Dentaurum - Orthocryl.\n Item RT296-14-005 and RT296-14-006 will be awarded as a series\n\n","set"]
[null,"Acrylic resin ","Acrylic Resin Liquid, Dental: Orthodontic, Clear, Conventional Poly-Methacrylate;  Self Curing\r\n1 Bottle 500 ml\r\n.i Gratia:  Dentaurum\r\n\rICN: 18-094-8968 BT","Acrylic Resin Liquid, Dental: Orthodontic, Clear, Conventional Poly-Methacrylate;  Self Curing\n1 Bottle 500 ml\n.i Gratia:  Dentaurum","bottle"]
[null,"Acrylic resin ","Acrylic resin liquid, dental: Denture Base, Pink, Cadmium-free, Methacrylate, Cold Curing\r\n1 Bottle 1000 ml\r\n.i Gratia:  Dentimex - Vertex SC\r\n\rICN: 18-970-5788 BT. Item RT296-14-007ME and RT296-14-008ME will be awarded as a series","Acrylic resin liquid, dental: Denture Base, Pink, Cadmium-free, Methacrylate, Cold Curing\n1 Bottle 1000 ml\n.i Gratia:  Dentimex - Vertex SC\n Item RT296-14-007 and RT296-14-008 will be awarded as a series","bottle"]
[null,"Acrylic resin ","Resin, acrylic, dental: Denture Base, Veined Pink, Cadmium-free, Methyl-Methacrylate, Cold Curing Powder\r\n1 Container 1000 g\r\n.i Gratia:  Dentimex - Vertex SC\r\n\rICN: 18-970-2504 CN\r","Resin, acrylic, dental: Denture Base, Veined Pink, Cadmium-free, Methyl-Methacrylate, Cold Curing Powder\r\n1 Container 1000 g\r\n.i Gratia:  Dentimex - Vertex SC\r\n\rICN: 18-970-2504 CN\r","container"]
[null,"Acrylic resin ","Resin, acrylic, dental: Denture Base, Veined, High Impact, Heat Curing, Powder and Liquid Set\r\nSet - 454 g Powder, 240 ml Liquid\r\n.i Gratia:  Langs\r\n\rICN: 18-970-5382 SE","Resin, acrylic, dental: Denture Base, Veined, High Impact, Heat Curing, Powder and Liquid Set\nSet - 454 g Powder, 240 ml Liquid\n.i Gratia:  Langs\n","set"]
[null,"Acrylic resin ","Resin, acrylic, dental: Precision-Cast Dentures, Methyl-Methacrylate Based, Tertiary Amine-Free Catalyst System, Cold Curing\r\n1 Bottle 500 g\r\n.i Gratia:  Kulzer - Palapress TM\r\n\rICN: 18-038-2520 BT. Item RT296-14-010 and RT296-14-011 will be awarded as a series","Resin, acrylic, dental: Precision-Cast Dentures, Methyl-Methacrylate Based, Tertiary Amine-Free Catalyst System, Cold Curing\n1 Bottle 500 g\n.i Gratia:  Kulzer - Palapress TM\nItem RT296-14-010 and RT296-14-011 will be awarded as a series","bottle"]
[null,"Acrylic resin ","Acrylic resin liquid, dental: Precision-Cast Dentures, Methyl-Methacrylate Based, Tertiary Amine-Free Catalyst System, Cold Curing\r\n1 Bottle 500 ml\r\n.i Gratia:  Kulzer - Palapress TM\r\n\rICN: 18-036-9356 BT","Acrylic resin liquid, dental: Precision-Cast Dentures, Methyl-Methacrylate Based, Tertiary Amine-Free Catalyst System, Cold Curing\n1 Bottle 500 ml\n.i Gratia:  Kulzer - Palapress TM\n\n","bottle"]
[null,"Acrylic resin ","Powder, acrylic pouring, pouring denture acrylic for mixing with acrylic liquid for construction of dentures, 1 x 4kg bucket Note: RT296-14-012 and RT296-14-013 will be awarded as a series .i Gratia, Castdon pouring acrylic powder (D-3876)","Powder, acrylic pouring, pouring denture acrylic for mixing with acrylic liquid for construction of dentures, 1 x 4kg bucket Note: RT296-14-012 and RT296-14-013 will be awarded as a series .i Gratia, Castdon pouring acrylic powder (D-3876)","4kg bucket"]
[null,"Acrylic resin ","Liquid, acrylic, for mixing with acrylix powder in the construction of dentures 1 x 1 litre bottle .i Gratia: Castdon Pouring Acrylic Liquid (D 3867)","Liquid, acrylic, for mixing with acrylix powder in the construction of dentures 1 x 1 litre bottle .i Gratia: Castdon Pouring Acrylic Liquid (D 3867)","1 Litre"]
[null,"Acrylic resin ","Acrylic resin liquid, dental:  Special Trays, Cold Curing\n1 Bottle 250 ml\nRT296-14-014 and RT296-14-015 will be awarded \n.i Gratia:  GC - Ostron\n\nICN: 18-970-5383 BT. ","Acrylic resin liquid, dental:  Special Trays, Cold Curing\n1 Bottle 250 ml\nRT296-14-014 and RT296-14-015 will be awarded \n.i Gratia:  GC - Ostron\n","bottle"]
[null,"Acrylic resin ","Resin, acrylic, dental:  Special Trays, Powder, Cold Curing\r\n1 Container 1kg\r\n.i Gratia:  GC - Ostron\r\n\rICN: 18-970-7004 CN","Resin, acrylic, dental:  Special Trays, Powder, Cold Curing\n1 Container 1kg\n.i Gratia:  GC - Ostron\n\n","container"]
[null,"Liner","Reliner kit, denture:  Soft, Silicone Based with Adhesive\r\nSet - 45 g Material, 15 ml Adhesive\r\n.i Gratia:  Molloplast-B TM\r\n\rICN: 18-970-5789 SE","Reliner kit, denture:  Soft, Silicone Based with Adhesive\nSet - 45 g Material, 15 ml Adhesive\n.i Gratia:  Molloplast-B TM\n\n","set"]
[null,"Acrylic resin ","Denture material lab; For use with Vertex system:  Polyamide, microcrystalline, Cartridges in assorted shades 25 mm  EA, .i Gratia:  Vertex Termosens cartridge large (THERL)\n Item RT296-14-017 and RT296-14-018 will be awarded \n","Denture material lab; For use with Vertex system:  Polyamide, microcrystalline, Cartridges in assorted shades 25 mm  EA, .i Gratia:  Vertex Termosens cartridge large (THERL)\n Item RT296-14-017 and RT296-14-018 will be awarded \n","each"]
[null,"Acrylic resin ","Denture material lab; For use with Vertex system:  Monomer based Methyl Methacrylate (CH2=C9CH3)C00CH3 1 bottle of 5 litres, .i  Gratia Vertex Castavaria Liquid (CCL05) \r","Denture material lab; For use with Vertex system:  Monomer based Methyl Methacrylate (CH2=C9CH3)C00CH3 1 bottle of 5 litres, .i  Gratia Vertex Castavaria Liquid (CCL05) \r","bottle"]
[null,"Acrylic resin ","Denture material lab; For use with Vertex system:  Polymer 1 X1 0KG Bucket,  .i  Gratia Vertex Castavaria Powder (VIC 003/10) \r","Denture material lab; For use with Vertex system:  Polymer 1 X1 0KG Bucket,  .i  Gratia Vertex Castavaria Powder (VIC 003/10) \r","Bucket"]
[null,"Acrylic resin ","Denture material lab; For use with Vertex system:  Bonding of Acrylic to polyamides. 1 X 30ml bottle, .i  Gratia Vertex Thermo fusing liquid (FUSLIQ) RT296-14-020 and RT296-14-021 will be awarded \n","Denture material lab; For use with Vertex system:  Bonding of Acrylic to polyamides. 1 X 30ml bottle, .i  Gratia Vertex Thermo fusing liquid (FUSLIQ) \nItem RT296-14-020 and RT296-14-021 will be awarded \n","bottle"]
[null,"Acrylic resin ","Resin, acrylic, dental: orthodontic, powder  cadmium free,  cold curing  1 kg container clear powder\r\n.i Gratia:  Dentaurum - Orthocryl. ","Resin, acrylic, dental: orthodontic, powder  cadmium free,  cold curing  1 kg container clear powder\r\n.i Gratia:  Dentaurum - Orthocryl. ","container"]
[null,"Acrylic resin ","Baseplate, dental:  Light Cured, Preformed Sheets, Mandibular\r\n1 Pack 100 Pieces\r\n.i Gratia:  Palatray LC\r\n\rICN: 18-000-7192 PK\r","Baseplate, dental:  Light Cured, Preformed Sheets, Mandibular\n1 Pack 100 Pieces\n.i Gratia:  Palatray LC\n\n\n","pack"]
[null,"Acrylic resin ","Baseplate, dental:  Light Cured, Preformed Sheets, Maxillary\r\n1 Pack 100 Pieces\r\n.i Gratia:  Palatray LC\r\n\rICN: 18-000-7189 PK","Baseplate, dental:  Light Cured, Preformed Sheets, Maxillary\n1 Pack 100 Pieces\n.i Gratia:  Palatray LC\n\n","pack"]
[null,"Acrylic resin ","Baseplate, dental:  Light Cured, Preformed Sheets, Maxillary and Mandibular\r\n1 Pack 100 Pieces\r\n.i Gratia:  Palatray LC\r\n\rICN:18-000-7187 PK\r","Baseplate, dental:  Light Cured, Preformed Sheets, Maxillary and Mandibular\n1 Pack 100 Pieces\n.i Gratia:  Palatray LC\n\n\n","pack"]
[null,"Resin ","Baseplate, Dental:  Shellack, Lower Form, 2mm\r\n1 Box 50 Pieces\r\nExempli Gratia:  Heko\r\n\rICN: 18-970-2093 BX\r","Baseplate, Dental:  Shellack, Lower Form, 2mm\n1 Box 50 Pieces\nExempli Gratia:  Heko\n\n\n","box"]
[null,"Resin ","Baseplate, Dental:  Shellack, Upper Form, 2 mm\r\n1 Box 50 Pieces\r\nExempli Gratia:  Heko\r\n\rICN: 18-970-2094 BX","Baseplate, Dental:  Shellack, Upper Form, 2 mm\n1 Box 50 Pieces\nExempli Gratia:  Heko\n\n","box"]
[null,"Wax","Wax, dental:  Adhesive, Stick Form, Acrylic Denture Technique\r\n1 Pack 12 Pieces\r\n.i Gratia:  Dentaurum\r\n\rICN: 18-970-7508 PK","Wax, dental:  Adhesive, Stick Form, Acrylic Denture Technique\n1 Pack 12 Pieces\n.i Gratia:  Dentaurum\n\n","pack"]
[null,"Wax","Wax, assortment, dental:  Profiles, Wire, Sprues, Bars, Strips and Claps\r\n1 Pack 10 Pieces\r\n.i Gratia:  Bego\r\n\rICN: 18-970-2550 PK","Wax, assortment, dental:  Profiles, Wire, Sprues, Bars, Strips and Claps\n1 Pack 10 Pieces\n.i Gratia:  Bego\n\n","pack"]
[null,"Wax","Wax, dental:  Blocking-out, Cobalt-Chrome Technique\r\n1 Tin 70 g\r\n.i Gratia:  Bego\r\n\rICN: 18-970-7642 TI","Wax, dental:  Blocking-out, Cobalt-Chrome Technique\n1 Tin 70 g\n.i Gratia:  Bego\n\n","Tin"]
[null,"Wax","Wax, dental:  CasTing, Smooth Sheets, 0,3 mm\r\n Pack 15 Pieces\r\n.i Gratia:  Bego\r\n\rICN: 18-970-2546 PK\r","Wax, dental:  CasTing, Smooth Sheets, 0,3 mm\n Pack 15 Pieces\n.i Gratia:  Bego\n\n\n","pack"]
[null,"Wax","Wax, dental:  CasTing, Smooth Sheets, 0,4 mm\r\n1 Pack 15 Pieces\r\n.i Gratia:  Bego\r\n\rICN: 18-970-7638 PK","Wax, dental:  CasTing, Smooth Sheets, 0,4 mm\n1 Pack 15 Pieces\n.i Gratia:  Bego\n\n","pack"]
[null,"Wax","Wax, dental:  CasTing, Stippled Sheets, Fine, 0,3 mm\r\n1 Pack 15 Pieces\r\n.i Gratia:  Bego\r\n\rICN: 18-970-7631 PK","Wax, dental:  CasTing, Stippled Sheets, Fine, 0,3 mm\n1 Pack 15 Pieces\n.i Gratia:  Bego\n\n","pack"]
[null,"Wax","Wax, dental:  CasTing, Stippled Sheets, Fine, 0,35 mm\r\n1 Pack 15 Pieces\r\n.i Gratia:  Bego\r\n\rICN: 18-970-7639 PK. Item RT296-15-012 and RT296-15-013 will be awarded as a series","Wax, dental:  CasTing, Stippled Sheets, Fine, 0,35 mm\n1 Pack 15 Pieces\n.i Gratia:  Bego\nItem RT296-15-012 and RT296-15-013 will be awarded as a series","pack"]
[null,"Wax","Wax, dental:  CasTing, Stippled Sheets, Fine, 0,4 mm\r\n1 Pack 15 Pieces\r\n.i Gratia:  Bego\r\n\rICN; 18-970-7632 PK","Wax, dental:  CasTing, Stippled Sheets, Fine, 0,4 mm\n1 Pack 15 Pieces\n.i Gratia:  Bego\n\n","pack"]
[null,"Wax","Wax, dental:  Pattern, Clasp Profile, Bonyhard\r\n1 Pack 10 Pieces\r\n.i Gratia:  Bego\r\n\rICN: 18-970-5400 PK","Wax, dental:  Pattern, Clasp Profile, Bonyhard\n1 Pack 10 Pieces\n.i Gratia:  Bego\n\n","pack"]
[null,"Wax","Wax, dental:  Pattern, Clasp Profile, Molar\r\n1 Pack 10 Pieces\r\n.i Gratia:  Bego\r\n\rICN: 18-970-7583 PK","Wax, dental:  Pattern, Clasp Profile, Molar\n1 Pack 10 Pieces\n.i Gratia:  Bego\n","pack"]
[null,"Wax","Wax, dental:  Pattern, Clasp Profile, Premolar\r\n1 Pack 10 Pieces\r\n.i Gratia:  Bego\r\n\rICN: 18-970-7582 PK","Wax, dental:  Pattern, Clasp Profile, Premolar\n1 Pack 10 Pieces\n.i Gratia:  Bego\n","pack"]
[null,"Wax","Wax, dental:  Pattern, Clasp Profile, Ring\r\n1 Pack 10 Pieces\r\n.i Gratia:  Bego\r\n\rICN: 18-970-5930 PK","Wax, dental:  Pattern, Clasp Profile, Ring\n1 Pack 10 Pieces\n.i Gratia:  Bego\n\n","pack"]
[null,"Wax","Wax, dental:  Pattern, Grid Retentions, Round Holes, For Lower Prostheses\r\n1 Pack 150 Pieces\r\n.i Gratia:  Bego (Cat No 40052)\r\n\rICN: 18-174-7182 PK","Wax, dental:  Pattern, Grid Retentions, Round Holes, For Lower Prostheses\n1 Pack 150 Pieces\n.i Gratia:  Bego (Cat No 40052)\n\n","pack"]
[null,"Wax","Wax, dental:  Pattern, Grid Retentions, Round Holes, For Partial Upper Prostheses\r\n1 Pack 25 Pieces\r\n.i Gratia:  Bego\r\n\rICN: 18-970-7393 PK","Wax, dental:  Pattern, Grid Retentions, Round Holes, For Partial Upper Prostheses\n1 Pack 25 Pieces\n.i Gratia:  Bego\n","pack"]
[null,"Wax","Wax, dental:  Profile, Bars, Lower, 2,0 x 4,0 mm\r\n1 Pack 85g\r\n.i Gratia:  Bego\r\n\rICN: 18-974-1571 PK","Wax, dental:  Profile, Bars, Lower, 2,0 x 4,0 mm\n1 Pack 85g\n.i Gratia:  Bego\n\n","pack"]
[null,"Wax","Wax, dental:  Profile, Beading Wire, Dia 0,8 mm\r\n1 Pack 30g\r\n.i Gratia:  Bego\r\n\rICN:18-974-1570 PK","Wax, dental:  Profile, Beading Wire, Dia 0,8 mm\n1 Pack 30g\n.i Gratia:  Bego\n\n","pack"]
[null,"Wax","Wax, dental:  Blocking-out, Crown and Bridge Technique\r\n1 Pack 45g\r\n.i Gratia:  Schuler\r\n\rICN: 18-970-7574 PK","Wax, dental:  Blocking-out, Crown and Bridge Technique\n1 Pack 45g\n.i Gratia:  Schuler\n","pack"]
[null,"Wax","Wax, dental:  Build-up and Carving, Cervical Margin, Semi-Hard, Stress Free, Crown and Bridge Technique\r\n1 Pack 45g\r\n.i Gratia:  Schuler\r\n\rICN: 18-970-7575 PK\r\n\rItem RT 296-15-023 to RT296-15-026 will be awrded as a series","Wax, dental:  Build-up and Carving, Cervical Margin, Semi-Hard, Stress Free, Crown and Bridge Technique\n1 Pack 45g\n.i Gratia:  Schuler\nItem RT296-15-023 to RT296-15-026 will be awrded as a series","pack"]
[null,"Wax","Wax, dental:  Build-up and Carving, Hard, Crown and Bridge Technique\r\n1 Pack 45g\r\n.i Gratia:  Schuler\r\n\rICN: 18-970-7579 PK","Wax, dental:  Build-up and Carving, Hard, Crown and Bridge Technique\n1 Pack 45g\n.i Gratia:  Schuler\n\n","pack"]
[null,"Wax","Wax, dental:  Build-up and Carving, Medium, Crown and Bridge Technique\r\n1 Pack 45g\r\n.i Gratia:  Schuler\r\n\rICN: 18-970-7580 PK","Wax, dental:  Build-up and Carving, Medium, Crown and Bridge Technique\n1 Pack 45g\n.i Gratia:  Schuler\n\n","pack"]
[null,"Wax","Wax, dental:  Build-up and Carving, Soft, Crown and Bridge Technique\r\n1 Pack 45g\r\n.i Gratia:  Schuler\r\n\rICN: 18-970-7581 PK","Wax, dental:  Build-up and Carving, Soft, Crown and Bridge Technique\n1 Pack 45g\n.i Gratia:  Schuler\n\n","pack"]
[null,"Wax","Wax, dental:  ConnecTing and Adhesive, Soft, Stress Free, Crown and Bridge Technique\r\n1 Pack 4 x 25g\r\n.i Gratia:  Degussa - Plastodent K\r\n\rICN: 18-970-7576 PK","Wax, dental:  ConnecTing and Adhesive, Soft, Stress Free, Crown and Bridge Technique\n1 Pack 4 x 25g\n.i Gratia:  Degussa - Plastodent K\n\n","pack"]
[null,"Wax","Wax, dental:  Dipping, Coping Dip Technique\r\n1 Pack 150g\r\n.i Gratia:  Bego\r\n\rICN: 18-970-7577 PK","Wax, dental:  Dipping, Coping Dip Technique\n1 Pack 150g\n.i Gratia:  Bego\n\n","pack"]
[null,"Wax","Wax, dental:  Inlay, Medium Hardness, Dark Blue\r\n1 container 50g\r\n.i Gratia:  SA Wax - Inlay Wax\r\n\rICN: 18-018-1509 PK","Wax, dental:  Inlay, Medium Hardness, Dark Blue\n1 container 50g\n.i Gratia:  SA Wax - Inlay Wax\n","container"]
[null,"Wax","Wax, dental:  Base Plate, Toughened No.4, Acrylic Denture Technique\r\n1 Pack 23 Pieces, 500g\r\n.i Gratia:  Kemdent\r\n\rICN:18-970-2547 PK","Wax, dental:  Base Plate, Toughened No.4, Acrylic Denture Technique\n1 Pack 23 Pieces, 500g\n.i Gratia:  Kemdent\n\n","pack"]
[null,"Wax","Wax, dental: Bite Rims, hard pink, acrylic denture technique, Length 130mm, Height 15mm, Width 12mm taper to 10mm on occlusal surface       .i Gratia: 1 Box 192 Pieces      \nPackaging: Box    \nICN:             \nDOQ: BX","Wax, dental: Bite Rims, hard pink, acrylic denture technique, Length 130mm, Height 15mm, Width 12mm taper to 10mm on occlusal surface       .i Gratia: 1 Box 192 Pieces      \nPackaging: Box    \n","Box"]
[null,"Wax","Wax, dental:  Boxing, Acrylic Denture Technique\r\n1 Pack 450g\r\n.i Gratia:  Hygenic\r\n\rICN:18-970-7000 PK","Wax, dental:  Boxing, Acrylic Denture Technique\n1 Pack 450g\n.i Gratia:  Hygenic\n\n","pack"]
[null,"Wax","Wax occlusal, for diagnostic purposes specific for electric wax knife use, .i Gratia Geo Avantgarde Occlusal wax, beige-opaque (4920100) 1 x 75g container\r","Wax occlusal, for diagnostic purposes specific for electric wax knife use, .i Gratia Geo Avantgarde Occlusal wax, beige-opaque (4920100) 1 x 75g container\r","container"]
[null,"Wax","Wax occlusal, for diagnostic purposes specific for electric wax knife use, .i Gratia Geo Avantgarde Occlusal wax, grey-opaque (4920200) 1 x 75g container\r","Wax occlusal, for diagnostic purposes specific for electric wax knife use, .i Gratia Geo Avantgarde Occlusal wax, grey-opaque (4920200) 1 x 75g container\r","container"]
[null,"Wax","Wax occlusal, for diagnostic purposes specific for electric wax knife use, .i Gratia Geo Avantgarde Occlusal wax, mint-opaque (4920300) 1 x 75g container\r","Wax occlusal, for diagnostic purposes specific for electric wax knife use, .i Gratia Geo Avantgarde Occlusal wax, mint-opaque (4920300) 1 x 75g container\r","container"]
[null,"Wax","Wax, dental for diagnostic purposes specific for electric wax knife use, .i Gratia Geo Avantgarde wax, Snow white L transparent (4990201) 1 x 75g container\r","Wax, dental for diagnostic purposes specific for electric wax knife use, .i Gratia Geo Avantgarde wax, Snow white L transparent (4990201) 1 x 75g container\r","container"]
[null,"Wax","Wax, dental: for diagnostic purposes specific for electric wax knife use, .i Gratia Geo Natural wax, transparent (4990400) 1 x 75g container","Wax, dental: for diagnostic purposes specific for electric wax knife use, .i Gratia Geo Natural wax, transparent (4990400) 1 x 75g container","container"]
[null,"Wax","Wax, dental for diagnostic wax up and fixed prosthetic structures specific for electric wax knives, .i Gratia Geo Classic wax, Blue transparent, (497 1200) 1 x 75 g container\r","Wax, dental for diagnostic wax up and fixed prosthetic structures specific for electric wax knives, .i Gratia Geo Classic wax, Blue transparent, (497 1200) 1 x 75 g container\r","container"]
[null,"Wax","Wax, dental for waxing of crowns and bridges with gas flame instruments, .i Gratia Crowax Blue Transparent (4740200) 1 x 100g container\r","Wax, dental for waxing of crowns and bridges with gas flame instruments, .i Gratia Crowax Blue Transparent (4740200) 1 x 100g container\r","container"]
[null,"Wax","Wax dental: for waxing of crowns and bridges with gas flame instruments, .i Gratia Crowax red transparent (4740300) 1 x 100g container\r","Wax dental: for waxing of crowns and bridges with gas flame instruments, .i Gratia Crowax red transparent (4740300) 1 x 100g container\r","container"]
[null,"Wax","Wax dental , for waxing of crowns and bridges with gas flame instruments, .i Gratia Crowax Beige opaque (4740400) 1 x 100g container\r","Wax dental , for waxing of crowns and bridges with gas flame instruments, .i Gratia Crowax Beige opaque (4740400) 1 x 100g container\r","container"]
[null,"Wax","Wax dental , for waxing of crowns and bridges with gas flame instruments, .i Gratia Crowax Dur Blue transparent (6740200) 1 x 100g container\r","Wax dental , for waxing of crowns and bridges with gas flame instruments, .i Gratia Crowax Dur Blue transparent (6740200) 1 x 100g container\r","container"]
[null,"Wax","Wax dental, for blocking of undercuts, cavities or errors on plaster models for model casTing and crown and bridge techniques, .i Gratia Geo Undercut Wax pink opaque (650-0000) 1 x 75g container\r","Wax dental, for blocking of undercuts, cavities or errors on plaster models for model casTing and crown and bridge techniques, .i Gratia Geo Undercut Wax pink opaque (650-0000) 1 x 75g container\r","container"]
[null,"Wax","Wax dental: cervical for forming of crown margins, .i Gratia Geo Cervical wax red transparent (4861000) 1 x 75g container\r","Wax dental: cervical for forming of crown margins, .i Gratia Geo Cervical wax red transparent (4861000) 1 x 75g container\r","container"]
[null,"Laboratory finishing and polishing material","Finishing agent for use to achieve a smooth and even surface to enhance finishing and polishing process, .i Gratia Geo Wax finish (15530000) finishing kit consisTing of 15ml varnish and 30ml thinner\r","Finishing agent for use to achieve a smooth and even surface to enhance finishing and polishing process, .i Gratia Geo Wax finish (15530000) finishing kit consisTing of 15ml varnish and 30ml thinner\r","Kit"]
[null,"Laboratory finishing and polishing material","Finishing agent for use to achieve a smooth and even surface to enhance finishing and polishing process, .i Gratia Geo Wax finish thinner  (15530200) 1 x 30ml bottle\r","Finishing agent for use to achieve a smooth and even surface to enhance finishing and polishing process, .i Gratia Geo Wax finish thinner  (15530200) 1 x 30ml bottle\r","bottle"]
[null,"laboratory crown and bridge material","Ceramic liquid, dental:  Alluminium Oxide bonding ceramic substructure system (Allumina)\n1 Container 20 x 5ml Ampoules\n.i Gratia:  Vita In- Ceram\n\nICN: 18-974-2279 CN\nItem RT296-16-001 to RT 296-16-123 will be awarded as a series","Ceramic liquid, dental:  Alluminium Oxide bonding ceramic substructure system (Allumina)\n1 Container 20 x 5ml Ampoules\n.i Gratia:  Vita In- Ceram\nItem RT296-16-001 to RT 296-16-123 will be awarded as a series","container"]
[null,"laboratory crown and bridge material","Ceramic liquid, dental: Mixing Liquid Additive\r\n1 Bottle 5ml\r\n.i Gratia:  Vita In-Ceram\r\n\rICN: 18-974-2280 BT","Ceramic liquid, dental: Mixing Liquid Additive\n1 Bottle 5ml\n.i Gratia:  Vita In-Ceram\n\n","bottle"]
[null,"laboratory crown and bridge material","Ceramic liquid, dental:  TesTing Liquid\r\n1 Bottle 6ml\r\n.i Gratia:  Vita In-Ceram\r\n\rICN: 18-974-2285 BT","Ceramic liquid, dental:  TesTing Liquid\n1 Bottle 6ml\n.i Gratia:  Vita In-Ceram\n\n","bottle"]
[null,"laboratory crown and bridge material","Die spacer, dental:  Interspace Varnish\r\n1 Bottle 30ml\r\n.i Gratia:  Vita In-Ceram\r\n\rICN: 18-974-2288 BT","Die spacer, dental:  Interspace Varnish\n1 Bottle 30ml\n.i Gratia:  Vita In-Ceram\n\n","bottle"]
[null,"laboratory crown and bridge material","Hardener, dental:  Stabilizer\r\n1 Bottle 30ml\r\n.i Gratia:  Vita In-Ceram\r\n\rICN: 18-974-2290 BT","Hardener, dental:  Stabilizer\n1 Bottle 30ml\n.i Gratia:  Vita In-Ceram\n\n","bottle"]
[null,"laboratory crown and bridge material","Lubricant, mould, dental:  Sealant\r\n1 Bottle 30ml\r\n.i Gratia:  Vita In-Ceram\r\n\rICN: 18-974-2291 BT","Lubricant, mould, dental:  Sealant\n1 Bottle 30ml\n.i Gratia:  Vita In-Ceram\n\n","bottle"]
[null,"laboratory crown and bridge material","Thinners, dental die spacer:  Interspace Varnish Thinner\r\n1 Bottle 30ml\r\n.i Gratia:  Vita In-Ceram\r\n\rICN: 18-974-2289 BT","Thinners, dental die spacer:  Interspace Varnish Thinner\n1 Bottle 30ml\n.i Gratia:  Vita In-Ceram\n\n","bottle"]
[null,"laboratory crown and bridge material","Ceramic Powder, Dental:  Vita In-Ceram Alumina Glass Powder No`s.  A1, A2, A3 , A3.5, A4, B1, B2, B3, B4,C1,C2,C3, C4, D3,D4\r\n1 Bottle 25g\r\nExempli Gratia: Vita In- Ceram\r\n\rICN: RT-296-0166 BT\r","Ceramic Powder, Dental:  Vita In-Ceram Alumina Glass Powder No`s.  A1, A2, A3 , A3.5, A4, B1, B2, B3, B4,C1,C2,C3, C4, D3,D4\n1 Bottle 25g\nExempli Gratia: Vita In- Ceram\n","bottle"]
[null,"laboratory crown and bridge material","Ceramic Powder, Dental:  Powder  Aluminium Oxide \r\n1 Box 400g\r\nExempli Gratia:  Vita In-Ceram \r\n\rICN: 18-974-2286 BX\r","Ceramic Powder, Dental:  Powder  Aluminium Oxide \n1 Box 400g\nExempli Gratia:  Vita In-Ceram \n","box"]
[null,"laboratory crown and bridge material","Die CasTing Powder, Dental:   Special Plaster, refactory die.\r\n1 Box 20 x 20g Sachets\r\nExempli Gratia:  Vita In-Ceram\r\n\rICN: 18-974-2287 BX","Die Casting Powder, Dental:   Special Plaster, refactory die.\n1 Box 20 x 20g Sachets\nExempli Gratia:  Vita In-Ceram\n","box"]
[null,"laboratory crown and bridge material","Ceramic assortment kit, Dental: Luminary and Opal Translucent Porcelains\r\nKit - 12 x 12g\r\n.i Gratia:  Vita Omega Artist Line Set \r\n\rICN:18-014-2668  KT. RT296-16-011ME to RT296-16-032ME will be awarded as a series\r","Ceramic assortment kit, Dental: Luminary and Opal Translucent Porcelains\nKit - 12 x 12g\n.i Gratia:  Vita Omega Artist Line Set \nItem RT296-16-011 to RT296-16-032 will be awarded as a series\n","Kit"]
[null,"laboratory crown and bridge material","Ceramic assortment kit, dental:  Gingiva Porcelains\r\nKit - 6 x 12g\r\n.i Gratia:  Vita Omega Artist Line Set II\r\n\rICN: 18-014-2653 KT","Ceramic assortment kit, dental:  Gingiva Porcelains\nKit - 6 x 12g\n.i Gratia:  Vita Omega Artist Line Set II\n\n","Kit"]
[null,"laboratory crown and bridge material","Ceramic assortment kit, dental:  Opaque Kit\r\nKit (Opaque Wash, Paste, Liquid, Brush and Spatula)\r\n.i Gratia:  Vita Omega\r\n\ricn: 18-020-4346 KT","Ceramic assortment kit, dental:  Opaque Kit\nKit (Opaque Wash, Paste, Liquid, Brush and Spatula)\n.i Gratia:  Vita Omega\n\n","Kit"]
[null,"laboratory crown and bridge material","Ceramic liquid, dental:  Modelling\r\n1 Bottle 245ml\r\n.i Gratia:  Vita Omega\r\n\rICN: 18-094-9386 BT\r","Ceramic liquid, dental:  Modelling\n1 Bottle 245ml\n.i Gratia:  Vita Omega\n","bottle"]
[null,"laboratory crown and bridge material","Ceramic liquid, dental:   Opaque\r\n1 Bottle 245ml\r\n.i Gratia:  Vita Omega\r\n\rICN: 18-094-9385 BT","Ceramic liquid, dental:   Opaque\n1 Bottle 245ml\n.i Gratia:  Vita Omega\n\n","bottle"]
[null,"laboratory crown and bridge material","Ceramic liquid, dental:  Paste Opaque\r\n1 Bottle 15ml\r\n.i Gratia:  Vita Omega\r\n\rICN: 18-021-7037 BT","Ceramic liquid, dental:  Paste Opaque\n1 Bottle 15ml\n.i Gratia:  Vita Omega\n\n","bottle"]
[null,"laboratory crown and bridge material","Ceramic powder, dental:  Gingiva Porcelain G1 to G6\r\n1 Bottle 12g\r\n.i Gratia:  Vita Omega Artist Line G1 to G6\r\n\rICN: 18-014-2655 BT","Ceramic powder, dental:  Gingiva Porcelain G1 to G6\n1 Bottle 12g\n.i Gratia:  Vita Omega Artist Line G1 to G6\n\n","bottle"]
[null,"laboratory crown and bridge material","Ceramic powder, dental:  Luminary No`s. LM1 to LM9\r\n1 Bottle 12g\r\n.i Gratia:  Vita Omega Artist Line Luminary No`s. LM1 to LM9\r\n\rICN: 18-014-2651 BT","Ceramic powder, dental:  Luminary No`s. LM1 to LM9\n1 Bottle 12g\n.i Gratia:  Vita Omega Artist Line Luminary No`s. LM1 to LM9\n\n","bottle"]
[null,"laboratory crown and bridge material","Ceramic powder, dental: Opal Translucent No`s. OT1 to OT3\r\n1 Bottle 12g\r\n.i Gratia: Vita Omega Artist Line Opal Translucent No`s. OT1 to OT3\r\n\rICN: 18-014-2355 BT","Ceramic powder, dental: Opal Translucent No`s. OT1 to OT3\n1 Bottle 12g\n.i Gratia: Vita Omega Artist Line Opal Translucent No`s. OT1 to OT3\n\n","bottle"]
[null,"laboratory crown and bridge material","Ceramic powder, dental:  Cervical No`s. 091, 092, 093 and 094\r\n1 Bottle 12g\r\n.i Gratia:  Vita Omega Cervical No`s. 091, 092, 093 and 094\r\n\rICN: 18-009-7156 BT","Ceramic powder, dental:  Cervical No`s. 091, 092, 093 and 094\n1 Bottle 12g\n.i Gratia:  Vita Omega Cervical No`s. 091, 092, 093 and 094\n\n","bottle"]
[null,"laboratory crown and bridge material","Ceramic powder, dental:  Omega Color Opaque No`s. 021, 022, 023, 024, 025, 026, 027 and 028\r\n1 Bottle 12g\r\nExempli Gratia:  Vita Omega Color Opaque No`s. 021, 022, 023, 024, 025, 026, 027 and 028\r\n\rICN: 18-009-7150 BT","Ceramic powder, dental:  Omega Color Opaque No`s. 021, 022, 023, 024, 025, 026, 027 and 028\n1 Bottle 12g\nExempli Gratia:  Vita Omega Color Opaque No`s. 021, 022, 023, 024, 025, 026, 027 and 028\n","bottle"]
[null,"laboratory crown and bridge material","Ceramic powder, dental:  No commentive No.121\r\n1 Bottle 12g\r\n.i Gratia:  Vita Omega No.121\r\n\rICN: 18-009-7160 BT","Ceramic powder, dental:  No commentive No.121\n1 Bottle 12g\n.i Gratia:  Vita Omega No.121\n","bottle"]
[null,"laboratory crown and bridge material","Ceramic powder, dental:  DenTine No`s. 051, 052, 053, 054, 055, 056, 057, 058, 059, 060, 061, 062, 063, 064, 065 and 066\r\n1 Bottle 50g\r\nExempli Gratia:  Vita Omega\r\n\rICN: 18-009-7145 BT","Ceramic powder, dental:  DenTine No`s. 051, 052, 053, 054, 055, 056, 057, 058, 059, 060, 061, 062, 063, 064, 065 and 066\n1 Bottle 50g\nExempli Gratia:  Vita Omega\n\n","bottle"]
[null,"laboratory crown and bridge material","Ceramic powder, dental:  Enamel No`s. 071, 072, 073 and 074\r\n1 Bottle 50g\r\n.i Gratia:  Vita Omega\r\n\rICN: 18-009-7147 BT","Ceramic powder, dental:  Enamel No`s. 071, 072, 073 and 074\n1 Bottle 50g\n.i Gratia:  Vita Omega\n","bottle"]
[null,"laboratory crown and bridge material","Ceramic powder, dental:  Omega Intensive No`s. 111, 112, 113, 114, 115, 116, 117, 118, 119 and 120\r\n1 Bottle 12g\r\n.i Gratia:  Vita Omega\r\n\rICN: 18-009-7158 BT","Ceramic powder, dental:  Omega Intensive No`s. 111, 112, 113, 114, 115, 116, 117, 118, 119 and 120\n1 Bottle 12g\n.i Gratia:  Vita Omega\n","bottle"]
[null,"laboratory crown and bridge material","Ceramic powder, dental:  Margin Powder No`s. Mar 1 to Mar 6, Mar N\r\n1 Bottle 12g each\r\n.i Gratia:  Vita Omega\r\n\rICN: 18-009-7157 BT","Ceramic powder, dental:  Margin Powder No`s. Mar 1 to Mar 6, Mar N\n1 Bottle 12g each\n.i Gratia:  Vita Omega\n\n","bottle"]
[null,"laboratory crown and bridge material","Ceramic powder, dental:  Omega Opaque DenTine No`s. 031, 032, 033, 034, 035, 036, 037, 038, 039, 040, 041, 042, 043, 044, 045 and 046\r\n1 Bottle 50g\r\n.i Gratia:  Vita Omega\r\n\rICN: 18-014-2659 BT","Ceramic powder, dental:  Omega Opaque DenTine No`s. 031, 032, 033, 034, 035, 036, 037, 038, 039, 040, 041, 042, 043, 044, 045 and 046\n1 Bottle 50g\n.i Gratia:  Vita Omega\n\n","bottle"]
[null,"laboratory crown and bridge material","Ceramic powder, dental:  Opaque No`s.  001, 002, 003, 004, 005, 006, 007, 008, 009, 010, 011, 012, 013, 014, 015 and 016\r\n1 Bottle 50g\r\n.i Gratia:  Vita  Omega \r\n\rICN: 18-014-2657 BT","Ceramic powder, dental:  Opaque No`s.  001, 002, 003, 004, 005, 006, 007, 008, 009, 010, 011, 012, 013, 014, 015 and 016\n1 Bottle 50g\n.i Gratia:  Vita  Omega \n\n","bottle"]
[null,"laboratory crown and bridge material","Ceramic powder, dental:  Paste Opaque No`s. A1, A2, A3, A4, B1, B2, B3, B4, C1, C2, C3, C4, D2 and D4\r\n1 Bottle 5g\r\nExempli Gratia:  Vita Omega \r\n\rICN: 18-021-7035 BT","Ceramic powder, dental:  Paste Opaque No`s. A1, A2, A3, A4, B1, B2, B3, B4, C1, C2, C3, C4, D2 and D4\n1 Bottle 5g\nExempli Gratia:  Vita Omega \n\n","bottle"]
[null,"laboratory crown and bridge material","Ceramic powder, dental:  Past Opaque Wash\r\n1 Bottle 7g\r\n.i Gratia:  Vita Omega \r\n\rICN: 18-021-7038 BT","Ceramic powder, dental:  Past Opaque Wash\n1 Bottle 7g\n.i Gratia:  Vita Omega \n\n","bottle"]
[null,"laboratory crown and bridge material","Ceramic powder, dental:  Translucent No`s. 081, 082, 083, 084, 085, 086, 087, 088 and 089\r\n1 Bottle 50g\r\nExempli Gratia:  Vita  Omega \r\n\rICN: 18-014-2628 BT","Ceramic powder, dental:  Translucent No`s. 081, 082, 083, 084, 085, 086, 087, 088 and 089\n1 Bottle 50g\nExempli Gratia:  Vita  Omega \n\n","bottle"]
[null,"laboratory crown and bridge material","Ceramic powder, dental:  Window No.122\r\n1 Bottle 50g\r\n.i Gratia:  Vita Omega \r\n\rICN: 18-014-2629 BT","Ceramic powder, dental:  Window No.122\n1 Bottle 50g\n.i Gratia:  Vita Omega \n","bottle"]
[null,"laboratory crown and bridge material","Ceramic powder, dental:  Chrome Cobalt Bonding Agent \r\n1 Jar 39ml\r\n.i Gratia:  Bredent\r\n\rICN: 18-174-7167 JR","Ceramic powder, dental:  Chrome Cobalt Bonding Agent \n1 Jar 39ml\n.i Gratia:  Bredent\n\n","Jar"]
[null,"laboratory crown and bridge material","Ceramic liquid, dental:  WetTing agent Spray-on\r\n1 Bottle 1 litre\r\n.i Gratia:  Vita\r\n\rICN: 18-001-8825 BT","Ceramic liquid, dental:  WetTing agent Spray-on\n1 Bottle 1 litre\n.i Gratia:  Vita\n\n","bottle"]
[null,"laboratory crown and bridge material","Ceramic liquid, dental:  WetTing agent Spray-On Indicator\r\n1 Bottle 250ml\r\n.i Gratia:  Vita\r\n\rICN: 18-001-8826 BT","Ceramic liquid, dental:  WetTing agent Spray-On Indicator\n1 Bottle 250ml\n.i Gratia:  Vita\n\n","bottle"]
[null,"laboratory crown and bridge material","Ceramic assortment kit, dental: External Staining Kit\r\nKit\r\n.i Gratia:  Vita Akzent \r\n\rICN: 18-014-2363 KT","Ceramic assortment kit, dental: External Staining Kit\nKit\n.i Gratia:  Vita Akzent \n\n","Kit"]
[null,"laboratory crown and bridge material","Ceramic assortment kit, dental:  Internal Staining Kit\r\nKit\r\n.i Gratia:  Vita Interno \r\n\rICN: 18-014-2760 KT","Ceramic assortment kit, dental:  Internal Staining Kit\nKit\n.i Gratia:  Vita Interno \n","Kit"]
[null,"laboratory crown and bridge material","Ceramic liquid, dental:   External Fluid\r\n1 Bottle 20ml\r\n.i Gratia: Vita Akzent\r\n\rICN; 18-014-2357 BT","Ceramic liquid, dental:   External Fluid\n1 Bottle 20ml\n.i Gratia: Vita Akzent\n","bottle"]
[null,"laboratory crown and bridge material","Ceramic liquid, dental:  Internal  Fluid\r\n1 Bottle 20ml\r\n.i Gratia:  Vita Interno\r\n\rICN: 18-014-2637 BT","Ceramic liquid, dental:  Internal  Fluid\n1 Bottle 20ml\n.i Gratia:  Vita Interno\n\n","bottle"]
[null,"laboratory crown and bridge material","Ceramic powder, dental: External Finishing Agent \r\n1 Bottle 5g\r\n.i Gratia:  Vita Akzent  No. AKZ 26\r\n\rICN: 18-014-2366 BT","Ceramic powder, dental: External Finishing Agent \n1 Bottle 5g\n.i Gratia:  Vita Akzent  No. AKZ 26\n","bottle"]
[null,"laboratory crown and bridge material","Ceramic powder, dental:  External Glaze\r\n1 Bottle 5g\r\n.i Gratia:  Vita Akzent  No. AKZ 25\r\n\rICN: 18-014-2331 BT","Ceramic powder, dental:  External Glaze\n1 Bottle 5g\n.i Gratia:  Vita Akzent  No. AKZ 25\n\n","bottle"]
[null,"laboratory crown and bridge material","Ceramic powder, dental: External Stain No`s. AKZ 01 to AKZ 20 \r\n1 Bottle 3g\r\n.i Gratia: Vita Akzent  No`s. AKZ 01 to AKZ 20\r\n\rICN: 18-014-2364 BT","Ceramic powder, dental: External Stain No`s. AKZ 01 to AKZ 20 \n1 Bottle 3g\n.i Gratia: Vita Akzent  No`s. AKZ 01 to AKZ 20\n\n","bottle"]
[null,"laboratory crown and bridge material","Ceramic powder, dental:  Internal Stain No`s. INT 01 to INT 12\r\n1 Bottle 5g\r\n.i Gratia:  Vita Interno Stain No`s. INT 01 to INT 12\r\n\rICN: 18-014-2646 BT","Ceramic powder, dental:  Internal Stain No`s. INT 01 to INT 12\n1 Bottle 5g\n.i Gratia:  Vita Interno Stain No`s. INT 01 to INT 12\n","bottle"]
[null,"laboratory crown and bridge material","All ceramic sub-structure porcelains for zirconiabonding: Basic Kit, CTE Range 8.8-9.2 approx. 100MPA\nKit\n.i Gratia: Vita VM 9\n\nICN: 6520-18-186-7101 KT. Item RT296-16-044ME to RT296-16-069ME will be awarded as a series","All ceramic sub-structure porcelains for zirconia bonding: Basic Kit, CTE Range 8.8-9.2 approx. 100MPA\nKit\n.i Gratia: Vita VM 9\nItem RT296-16-044 to RT296-16-069 will be awarded as a series","Kit"]
[null,"laboratory crown and bridge material","All ceramic sub-structure porcelains forzirconiabonding: Bleaching  Kit, CTE Range 8.8-9.2 approx. 100MPA\r\nKit\r\n.i Gratia: Vita VM 9\r\n\rICN: 6520-18-186-1567 KT","All ceramic sub-structure porcelains forzirconiabonding: Bleaching  Kit, CTE Range 8.8-9.2 approx. 100MPA\nKit\n.i Gratia: Vita VM 9\n","Kit"]
[null,"laboratory crown and bridge material","All ceramic sub-structure porcelains forzirconiabonding: Professional  Kit, CTE Range 8.8-9.2 approx. 100MPA\r\nKit\r\n.i Gratia: Vita VM 9\r\n\rICN:  6520-18 -186-1559 KT","All ceramic sub-structure porcelains forzirconiabonding: Professional  Kit, CTE Range 8.8-9.2 approx. 100MPA\nKit\n.i Gratia: Vita VM 9\n","Kit"]
[null,"laboratory crown and bridge material","All ceramic sub-structure porcelains forzirconiabonding: Gingival  Kit, CTE Range 8.8-9.2 approx. 100MPA\r\nKit\r\n.i Gratia: Vita VM 9\r\n\rICN: 6520-18-186-1565 KT","All ceramic sub-structure porcelains forzirconiabonding: Gingival  Kit, CTE Range 8.8-9.2 approx. 100MPA\nKit\n.i Gratia: Vita VM 9\n","Kit"]
[null,"laboratory crown and bridge material","All ceramic sub-structure porcelains forzirconiabonding: Esthetic Kit for ceramic block\r\nKit\r\n.i Gratia: Vita VM 9\r\n\rICN: RT-296-0171 KT","All ceramic sub-structure porcelains forzirconiabonding: Esthetic Kit for ceramic block\nKit\n.i Gratia: Vita VM 9\n","Kit"]
[null,"laboratory crown and bridge material","Ceramic powder, dental forzirconiabonding: Bonder Kit Powder\r\nKit\r\n.i Gratia: Vita VM 9 Effect Bonder\r\n\rICN: RT-296-0172 KT","Ceramic powder, dental forzirconiabonding: Bonder Kit Powder\nKit\n.i Gratia: Vita VM 9 Effect Bonder\n\n","Kit"]
[null,"laboratory crown and bridge material","Ceramic powder, dental forzirconiabonding: Bonder Kit Paste\r\nKit\r\n.i Gratia: Vita VM 9 Effect Bonder Paste\r\n\rICN: RT-296-0173 KT","Ceramic powder, dental forzirconiabonding: Bonder Kit Paste\nKit\n.i Gratia: Vita VM 9 Effect Bonder Paste\n\n","Kit"]
[null,"laboratory crown and bridge material","Ceramic powder, dental forzirconiabonding: Base DenTine\r\n1 bottle 12g\r\n.i Gratia: Vita VM 9 \r\n\rICN: 6520-18-186-1757 BT\r","Ceramic powder, dental forzirconiabonding: Base DenTine\n1 bottle 12g\n.i Gratia: Vita VM 9 \n\n\n","bottle"]
[null,"laboratory crown and bridge material","Ceramic powder, dental forzirconiabonding:  DenTine\r\n1 bottle 12g\r\n.i Gratia: Vita VM 9 \r\n\ricn: 6520-18-186-1826 BT\r","Ceramic powder, dental forzirconiabonding:  DenTine\n1 bottle 12g\n.i Gratia: Vita VM 9 \n","bottle"]
[null,"laboratory crown and bridge material","Ceramic powder, dental forzirconiabonding: Bonder\r\n1 bottle 12g\r\n.i Gratia: Vita VM 9 \r\n\rICN: RT-296-0176 BT","Ceramic powder, dental forzirconiabonding: Bonder\n1 bottle 12g\n.i Gratia: Vita VM 9 \n","bottle"]
[null,"laboratory crown and bridge material","Ceramic powder, dental forzirconiabonding: Bonder Paste\r\n1 bottle 12g\r\n.i Gratia: Vita VM 9 \r\n\rICN: RT-296-0177 BT","Ceramic powder, dental forzirconiabonding: Bonder Paste\n1 bottle 12g\n.i Gratia: Vita VM 9 \n","bottle"]
[null,"laboratory crown and bridge material","Ceramic powder, dental forzirconiabonding: Enamel\r\n1 bottle 12g\r\n.i Gratia: Vita VM 9 Effect Enamel\r\n\rICN: RT-296-0178 BT","Ceramic powder, dental forzirconiabonding: Enamel\n1 bottle 12g\n.i Gratia: Vita VM 9 Effect Enamel\n","bottle"]
[null,"laboratory crown and bridge material","Ceramic powder, dental forzirconiabonding: Enamel Dark 1 bottle 50g .i Gratia: Vita VM 9 Enamel Dark","Ceramic powder, dental forzirconiabonding: Enamel Dark 1 bottle 50g .i Gratia: Vita VM 9 Enamel Dark","1 Bottle of 50g"]
[null,"laboratory crown and bridge material","Ceramic powder, dental forzirconiabonding: Chroma\r\n1 bottle 12g\r\n.i Gratia: Vita VM 9 Chroma\r\n\rICN: RT-296-0179 BT","Ceramic powder, dental forzirconiabonding: Chroma\n1 bottle 12g\n.i Gratia: Vita VM 9 Chroma\n","bottle"]
[null,"laboratory crown and bridge material","Ceramic powder, dental forzirconiabonding: Liner\r\n1 bottle 12g\r\n.i Gratia: Vita VM 9 Effect Liner\r\n\rRT-296-0180 BT","Ceramic powder, dental forzirconiabonding: Liner\n1 bottle 12g\n.i Gratia: Vita VM 9 Effect Liner\n","bottle"]
[null,"laboratory crown and bridge material","Ceramic powder, dental forzirconiabonding: Pearl\r\n1 bottle 12g\r\n.i Gratia: Vita VM 9 Effect Pearl\r\n\rICN: RT-296-0181 BT","Ceramic powder, dental forzirconiabonding: Pearl\n1 bottle 12g\n.i Gratia: Vita VM 9 Effect Pearl\n\n","bottle"]
[null,"laboratory crown and bridge material","Ceramic powder, dental forzirconiabonding: Mamelon\r\n1 bottle 12g\r\n.i Gratia: Vita VM 9 Mamelon\r\n\rICN: RT-296-0182 BT","Ceramic powder, dental forzirconiabonding: Mamelon\n1 bottle 12g\n.i Gratia: Vita VM 9 Mamelon\n\n","bottle"]
[null,"laboratory crown and bridge material","Ceramic powder, dental forzirconiabonding: Opal\r\n1 bottle 12g\r\n.i Gratia: Vita VM 9 Effect Opal\r\n\rICN: RT-296-0183 BT","Ceramic powder, dental forzirconiabonding: Opal\n1 bottle 12g\n.i Gratia: Vita VM 9 Effect Opal\n","bottle"]
[null,"laboratory crown and bridge material","Ceramic powder, dental forzirconiabonding: Window\r\n1 bottle 12g\r\n.i Gratia: Vita VM 9 Window\r\n\rICN: 6520-18-186-6636 BT","Ceramic powder, dental forzirconiabonding: Window\n1 bottle 12g\n.i Gratia: Vita VM 9 Window\n","bottle"]
[null,"laboratory crown and bridge material","Ceramic powder, dental forzirconiabonding: Enamel Light\r\n1 bottle 12g\r\n.i Gratia: Vita VM 9 Enamel Light\r\n\rICN: RT-296-0185 BT","Ceramic powder, dental forzirconiabonding: Enamel Light\n1 bottle 12g\n.i Gratia: Vita VM 9 Enamel Light\n\n","bottle"]
[null,"laboratory crown and bridge material","Ceramic powder, dental forzirconiabonding: Enamel Light\r\n1 bottle 50g\r\n.i Gratia: Vita VM 9 Enamel Light\r\n\rICN: 6520-18-186-6635 BT","Ceramic powder, dental forzirconiabonding: Enamel Light\n1 bottle 50g\n.i Gratia: Vita VM 9 Enamel Light\n\n","bottle"]
[null,"laboratory crown and bridge material","Ceramic powder, dental forzirconiabonding: Enamel Dark\r\n1 bottle 12g\r\n.i Gratia: Vita VM 9 Enamel Dark\r\n\rICN: 6520-18-186-6634 BT","Ceramic powder, dental forzirconiabonding: Enamel Dark\n1 bottle 12g\n.i Gratia: Vita VM 9 Enamel Dark\n\n","bottle"]
[null,"laboratory crown and bridge material","Ceramic powder, dental forzirconiabonding: Neutral\r\n1 bottle 12g\r\n.i Gratia: Vita VM 9 Neutral\r\n\rICN: RT-296-0188 BT","Ceramic powder, dental forzirconiabonding: Neutral\n1 bottle 12g\n.i Gratia: Vita VM 9 Neutral\n\n","bottle"]
[null,"laboratory crown and bridge material","Ceramic powder, dental forzirconiabonding: Neutral\r\n1 bottle 50g\r\n.i Gratia: Vita VM 9 Neutral\r\n\rICN: RT-296-0189 BT","Ceramic powder, dental forzirconiabonding: Neutral\n1 bottle 50g\n.i Gratia: Vita VM 9 Neutral\n\n","bottle"]
[null,"laboratory crown and bridge material","Ceramic powder, dental forzirconiabonding: No commentive\r\n1 bottle 12g\r\n.i Gratia: Vita VM 9 No commentive\r\n\rICN: RT-296-0190 BT","Ceramic powder, dental forzirconiabonding: No commentive\n1 bottle 12g\n.i Gratia: Vita VM 9 No commentive\n\n","bottle"]
[null,"laboratory crown and bridge material","Ceramic powder, dental forzirconiabonding: Gingiva\r\n1 bottle 12g\r\n.i Gratia: Vita VM 9 Gingiva\r\n\rICN: RT-296-0191 BT","Ceramic powder, dental forzirconiabonding: Gingiva\n1 bottle 12g\n.i Gratia: Vita VM 9 Gingiva\n\n","bottle"]
[null,"laboratory crown and bridge material","Ceramic powder, dental forzirconiabonding: Chroma Plus\r\n1 bottle 12g\r\n.i Gratia: Vita VM 9 Chroma Plus\r\n\rICN: RT-296-0192 BT","Ceramic powder, dental forzirconiabonding: Chroma Plus\n1 bottle 12g\n.i Gratia: Vita VM 9 Chroma Plus\n\n","bottle"]
[null,"laboratory crown and bridge material","Ceramic veneering material for allumina: Ceramic Sub-structures (In the CTE Range of Aprrox 7.2-7.9g), Basic Kit\r\nKit\r\n.i Gratia: Vita VM 7 Basic Kit\r\n\rICN: 6520-18-186-7144 KT","Ceramic veneering material for allumina: Ceramic Sub-structures (In the CTE Range of Aprrox 7.2-7.9g), Basic Kit\nKit\n.i Gratia: Vita VM 7 Basic Kit\n\n","Kit"]
[null,"laboratory crown and bridge material","Ceramic veneering material for allumina: Ceramic Sub-structures (In the CTE Range of Aprrox 7.2-7.9g), Professional  Kit\r\nKit\r\n.i Gratia: Vita VM 7 Professional  Kit\r\n\rICN: 6520-18-186-1574 KT","Ceramic veneering material for allumina: Ceramic Sub-structures (In the CTE Range of Aprrox 7.2-7.9g), Professional  Kit\nKit\n.i Gratia: Vita VM 7 Professional  Kit\n\n","Kit"]
[null,"laboratory crown and bridge material","Ceramic veneering material for allumina: Ceramic Sub-structures (In the CTE Range of Aprrox 7.2-7.9g), Gingiva  Kit\r\nKit\r\n.i Gratia: Vita VM 7 Gingiva  Kit\r\n\rICN: 6520-18-186-1582KT","Ceramic veneering material for allumina: Ceramic Sub-structures (In the CTE Range of Aprrox 7.2-7.9g), Gingiva  Kit\nKit\n.i Gratia: Vita VM 7 Gingiva  Kit\n\n","Kit"]
[null,"laboratory crown and bridge material","Ceramic veneering material for allumina: Ceramic Sub-structures (In the CTE Range of Aprrox 7.2-7.9g), Base denTine\r\n1 bottle 12g\r\n.i Gratia: Vita VM 7 Base denTine\r\n\rICN: 6520-18-186-1682  BT","Ceramic veneering material for allumina: Ceramic Sub-structures (In the CTE Range of Aprrox 7.2-7.9g), Base denTine\n1 bottle 12g\n.i Gratia: Vita VM 7 Base denTine\n\n","bottle"]
[null,"laboratory crown and bridge material","Ceramic veneering material for allumina: Ceramic Sub-structures (In the CTE Range of Aprrox 7.2-7.9g), Base denTine\r\n1 bottle 50g\r\n.i Gratia: Vita VM 7 Base denTine\r\n\rICN: RT-296-0197 BT","Ceramic veneering material for allumina: Ceramic Sub-structures (In the CTE Range of Aprrox 7.2-7.9g), Base denTine\n1 bottle 50g\n.i Gratia: Vita VM 7 Base denTine\n","bottle"]
[null,"laboratory crown and bridge material","Ceramic veneering material for allumina: Ceramic Sub-structures (In the CTE Range of Aprrox 7.2-7.9g), DenTine\r\n1 bottle 12g\r\n.i Gratia: Vita VM 7 DenTine\r\n\rICN: 6520-18-186- 1760 BT","Ceramic veneering material for allumina: Ceramic Sub-structures (In the CTE Range of Aprrox 7.2-7.9g), DenTine\n1 bottle 12g\n.i Gratia: Vita VM 7 DenTine\n\n","bottle"]
[null,"laboratory crown and bridge material","Ceramic veneering material for allumina: Ceramic Sub-structures (In the CTE Range of Aprrox 7.2-7.9g), DenTine\r\n1 bottle 50g\r\n.i Gratia: Vita VM 7 DenTine\r\n\rICN: RT-296-0199 BT","Ceramic veneering material for allumina: Ceramic Sub-structures (In the CTE Range of Aprrox 7.2-7.9g), DenTine\n1 bottle 50g\n.i Gratia: Vita VM 7 DenTine\n\n","bottle"]
[null,"laboratory crown and bridge material","Ceramic veneering material for allumina: Ceramic Sub-structures (In the CTE Range of Aprrox 7.2-7.9g), Effect Chroma\r\n1 bottle 12g\r\n.i Gratia: Vita VM 7 Effect Chroma\r\n\rICN: RT-296-0200 BT","Ceramic veneering material for allumina: Ceramic Sub-structures (In the CTE Range of Aprrox 7.2-7.9g), Effect Chroma\n1 bottle 12g\n.i Gratia: Vita VM 7 Effect Chroma\n\n","bottle"]
[null,"laboratory crown and bridge material","Ceramic veneering material for allumina: Ceramic Sub-structures (In the CTE Range of Aprrox 7.2-7.9g), Effect Enamel\r\n1 bottle 12g\r\n.i Gratia: Vita VM 7 Effect Enamel\r\n\rICN: RT-296-0201 BT","Ceramic veneering material for allumina: Ceramic Sub-structures (In the CTE Range of Aprrox 7.2-7.9g), Effect Enamel\n1 bottle 12g\n.i Gratia: Vita VM 7 Effect Enamel\n\n","bottle"]
[null,"laboratory crown and bridge material","Ceramic veneering material for allumina: Ceramic Sub-structures (In the CTE Range of Aprrox 7.2-7.9g), Effect Liner\r\n1 bottle 12g\r\n.i Gratia: Vita VM 7 Effect Liner\r\n\rICN: RT-296-0202 BT","Ceramic veneering material for allumina: Ceramic Sub-structures (In the CTE Range of Aprrox 7.2-7.9g), Effect Liner\n1 bottle 12g\n.i Gratia: Vita VM 7 Effect Liner\n\n","bottle"]
[null,"laboratory crown and bridge material","Ceramic veneering material for allumina: Ceramic Sub-structures (In the CTE Range of Aprrox 7.2-7.9g), Mamelon\r\n1 bottle 12g\r\n.i Gratia: Vita VM 7 Mamelon\r\n\rICN: RT-296-0203 BT","Ceramic veneering material for allumina: Ceramic Sub-structures (In the CTE Range of Aprrox 7.2-7.9g), Mamelon\n1 bottle 12g\n.i Gratia: Vita VM 7 Mamelon\n\n","bottle"]
[null,"laboratory crown and bridge material","Ceramic veneering material for allumina: Ceramic Sub-structures (In the CTE Range of Aprrox 7.2-7.9), Effect Opal \r\n1 bottle 12g\r\n.i Gratia: Vita VM 7 Effect Opal \r\n\rICN: RT-296-0204 BT","Ceramic veneering material for allumina: Ceramic Sub-structures (In the CTE Range of Aprrox 7.2-7.9), Effect Opal \n1 bottle 12g\n.i Gratia: Vita VM 7 Effect Opal \n","bottle"]
[null,"laboratory crown and bridge material","Ceramic veneering material for allumina: Ceramic Sub-structures (In the CTE Range of Aprrox 7.2-7.9g), Window\r\n1 bottle 12g\r\n.i Gratia: Vita VM 7 Window\r\n\rICN: RT-296-0205 BT","Ceramic veneering material for allumina: Ceramic Sub-structures (In the CTE Range of Aprrox 7.2-7.9g), Window\n1 bottle 12g\n.i Gratia: Vita VM 7 Window\n\n","bottle"]
[null,"laboratory crown and bridge material","Ceramic veneering material for allumina: Ceramic Sub-structures (In the CTE Range of Aprrox 7.2-7.9g), Window\r\n1 bottle 50g\r\n.i Gratia: Vita VM 7 Window\r\n\rICN: RT-296-0206 BT","Ceramic veneering material for allumina: Ceramic Sub-structures (In the CTE Range of Aprrox 7.2-7.9g), Window\n1 bottle 50g\n.i Gratia: Vita VM 7 Window\n\n","bottle"]
[null,"laboratory crown and bridge material","Ceramic veneering material for allumina: Ceramic Sub-structures (In the CTE Range of Aprrox 7.2-7.9g), Enamel\r\n1 bottle 12g\r\n.i Gratia: Vita VM 7 Enamel\r\n\rICN: RT-296-0207 BT","Ceramic veneering material for allumina: Ceramic Sub-structures (In the CTE Range of Aprrox 7.2-7.9g), Enamel\n1 bottle 12g\n.i Gratia: Vita VM 7 Enamel\n\n","bottle"]
[null,"laboratory crown and bridge material","Ceramic veneering material for allumina: Ceramic Sub-structures (In the CTE Range of Aprrox 7.2-7.9g), Enamel\r\n1 bottle 50g\r\n.i Gratia: Vita VM 7 Enamel\r\n\rICN: RT-296-0208 BT","Ceramic veneering material for allumina: Ceramic Sub-structures (In the CTE Range of Aprrox 7.2-7.9g), Enamel\n1 bottle 50g\n.i Gratia: Vita VM 7 Enamel\n\n","bottle"]
[null,"laboratory crown and bridge material","Ceramic veneering material for allumina: Ceramic Sub-structures (In the CTE Range of Aprrox 7.2-7.9g), Pearl\r\n1 bottle 12g\r\n.i Gratia: Vita VM 7 Pearl\r\n\rICN: RT-296-0209 BT","Ceramic veneering material for allumina: Ceramic Sub-structures (In the CTE Range of Aprrox 7.2-7.9g), Pearl\n1 bottle 12g\n.i Gratia: Vita VM 7 Pearl\n\n","bottle"]
[null,"laboratory crown and bridge material","Ceramic veneering material for allumina: Ceramic Sub-structures (In the CTE Range of Aprrox 7.2-7.9g), Neutral\r\n1 bottle 12g\r\n.i Gratia: Vita VM 7 Neutral\r\n\rICN: RT-296-0210 BT","Ceramic veneering material for allumina: Ceramic Sub-structures (In the CTE Range of Aprrox 7.2-7.9g), Neutral\n1 bottle 12g\n.i Gratia: Vita VM 7 Neutral\n\n","bottle"]
[null,"laboratory crown and bridge material","Ceramic veneering material for allumina: Ceramic Sub-structures (In the CTE Range of Aprrox 7.2-7.9g), Neutral\r\n1 bottle 50g\r\n.i Gratia: Vita VM 7 Neutral\r\n\rICN: RT-296-0211 BT","Ceramic veneering material for allumina: Ceramic Sub-structures (In the CTE Range of Aprrox 7.2-7.9g), Neutral\n1 bottle 50g\n.i Gratia: Vita VM 7 Neutral\n\n","bottle"]
[null,"laboratory crown and bridge material","Ceramic veneering material for allumina: Ceramic Sub-structures (In the CTE Range of Aprrox 7.2-7.9g), Chroma Plus\r\n1 bottle 12g\r\n.i Gratia: Vita VM 7 Chroma Plus\r\n\rICN: RT-296-0212 BT","Ceramic veneering material for allumina: Ceramic Sub-structures (In the CTE Range of Aprrox 7.2-7.9g), Chroma Plus\n1 bottle 12g\n.i Gratia: Vita VM 7 Chroma Plus\n\n","bottle"]
[null,"laboratory crown and bridge material","Ceramic veneering material for allumina: Ceramic Sub-structures (In the CTE Range of Aprrox 7.2-7.9g), Ginciva\r\n1 bottle 12g\r\nExempli Gratia: Vita VM 7 Gingiva\r\nICN: RT-296-0213 BT","Ceramic veneering material for allumina: Ceramic Sub-structures (In the CTE Range of Aprrox 7.2-7.9g), Ginciva\n1 bottle 12g\nExempli Gratia: Vita VM 7 Gingiva\n","bottle"]
[null,"laboratory crown and bridge material","Ceramic veneering material for allumina: Ceramic Sub-structures (In the CTE Range of Aprrox 7.2-7.9g), No commentive\r\n1 bottle 12g\r\n.i Gratia: Vita VM 7 No commentive\r\n\rICN: RT-296-0214 BT","Ceramic veneering material for allumina: Ceramic Sub-structures (In the CTE Range of Aprrox 7.2-7.9g), No commentive\n1 bottle 12g\n.i Gratia: Vita VM 7 No commentive\n\n","bottle"]
[null,"laboratory crown and bridge material","Metal bonding porcelain: In the conventional CTE Range available in three dimensional shades, basic kit powder\r\nKit\r\n.i Gratia: Vita VM 13 Basic Kit Powder\r\n\rICN: 6520-18-186-7125 KT","Metal bonding porcelain: In the conventional CTE Range available in three dimensional shades, basic kit powder\nKit\n.i Gratia: Vita VM 13 Basic Kit Powder\n\n","Kit"]
[null,"laboratory crown and bridge material","Metal bonding porcelain: In the conventional CTE Range available in three dimensional shades, bleach colour kit powder\r\nKit\r\n.i Gratia: Vita VM 13 Bleach Colour Kit Powder\r\n\rICN: 6520-18-4186-1556 KT","Metal bonding porcelain: In the conventional CTE Range available in three dimensional shades, bleach colour kit powder\nKit\n.i Gratia: Vita VM 13 Bleach Colour Kit Powder\n\n","Kit"]
[null,"laboratory crown and bridge material","Metal bonding porcelain: In the conventional CTE Range available in three dimensional shades, Professional kit powder\r\nKit\r\n.i Gratia: Vita VM 13 Professional Kit Powder\r\n\rICN: 6520-18-186-1567 KT","Metal bonding porcelain: In the conventional CTE Range available in three dimensional shades, Professional kit powder\nKit\n.i Gratia: Vita VM 13 Professional Kit Powder\n\n","Kit"]
[null,"laboratory crown and bridge material","Metal bonding porcelain: In the conventional CTE Range available in three dimensional shades, Gingiva kit powder\r\nKit\r\n.i Gratia: Vita VM 13 Gingiva Kit Powder\r\n\rICN: 6520-18-186-1569 KT","Metal bonding porcelain: In the conventional CTE Range available in three dimensional shades, Gingiva kit powder\nKit\n.i Gratia: Vita VM 13 Gingiva Kit Powder\n","Kit"]
[null,"laboratory crown and bridge material","Metal bonding porcelain: In the conventional CTE Range available in three dimensional shades, Margin kit powder\r\nKit\r\n.i Gratia: Vita VM 13 Margin Kit Powder\r\n\rICN: 6520-18-186-1570 KT","Metal bonding porcelain: In the conventional CTE Range available in three dimensional shades, Margin kit powder\nKit\n.i Gratia: Vita VM 13 Margin Kit Powder\n\n","Kit"]
[null,"laboratory crown and bridge material","Metal bonding porcelain: In the conventional CTE Range available in three dimensional shades, Wash Opaque Powder\r\n1 Bottle 12g\r\n.i Gratia: Vita VM 13 Wash Opaque Powder\r\n\rICN: 6520-18-186-6453 BT","Metal bonding porcelain: In the conventional CTE Range available in three dimensional shades, Wash Opaque Powder\n1 Bottle 12g\n.i Gratia: Vita VM 13 Wash Opaque Powder\n\n","bottle"]
[null,"laboratory crown and bridge material","Metal bonding porcelain: In the conventional CTE Range available in three dimensional shades, Wash Opaque Powder\r\n1 Bottle 50g\r\nExempli Gratia: Vita VM 13 Wash Opaque Powder\r\n\rICN: 6520-18-186-6450 BT","Metal bonding porcelain: In the conventional CTE Range available in three dimensional shades, Wash Opaque Powder\n1 Bottle 50g\nExempli Gratia: Vita VM 13 Wash Opaque Powder\n\n","bottle"]
[null,"laboratory crown and bridge material","Metal bonding porcelain: In the conventional CTE Range available in three dimensional shades, Opaque OP (Assorted Shade Range)\r\n1 Bottle 12g\r\n.i Gratia: Vita VM 13 Opaque OP (Assorted Shade Range)\r\n\rICN: 6520-18-188-5910 BT","Metal bonding porcelain: In the conventional CTE Range available in three dimensional shades, Opaque OP (Assorted Shade Range)\n1 Bottle 12g\n.i Gratia: Vita VM 13 Opaque OP (Assorted Shade Range)\n\n","bottle"]
[null,"laboratory crown and bridge material","Metal bonding porcelain: In the conventional CTE Range available in three dimensional shades, Opaque OP (Assorted Shade Range)\r\n1 Bottle 50g\r\n.i Gratia: Vita VM 13 Opaque OP (Assorted Shade Range)\r\n\rICN: 6520-18-188-5916 BT","Metal bonding porcelain: In the conventional CTE Range available in three dimensional shades, Opaque OP (Assorted Shade Range)\n1 Bottle 50g\n.i Gratia: Vita VM 13 Opaque OP (Assorted Shade Range)\n\n","bottle"]
[null,"laboratory crown and bridge material","Metal bonding porcelain: In the conventional CTE Range available in three dimensional shades, Paste  Opaque OP (Assorted Shade Range)\r\n1 Bottle 50g\r\nExempli Gratia: Vita VM 13 Paste Opaque OP (Assorted Shade Range)\r\n\rICN: RT-296-0224 BT","Metal bonding porcelain: In the conventional CTE Range available in three dimensional shades, Paste  Opaque OP (Assorted Shade Range)\n1 Bottle 50g\nExempli Gratia: Vita VM 13 Paste Opaque OP (Assorted Shade Range)\n\n","bottle"]
[null,"laboratory crown and bridge material","Metal bonding porcelain: In the conventional CTE Range available in three dimensional shades, Base DenTin (Assorted Shade Range)\r\n1 Bottle 12g\r\n.i Gratia: Vita VM 13 Base DenTin (Assorted Shade Range)\r\n\rICN: 6520-18-188-5922 BT","Metal bonding porcelain: In the conventional CTE Range available in three dimensional shades, Base DenTin (Assorted Shade Range)\n1 Bottle 12g\n.i Gratia: Vita VM 13 Base DenTin (Assorted Shade Range)\n","bottle"]
[null,"laboratory crown and bridge material","Metal bonding porcelain: In the conventional CTE Range available in three dimensional shades, Base DenTin (Assorted Shade Range)\r\n1 Bottle 50g\r\n.i Gratia: Vita VM 13 Base DenTin (Assorted Shade Range)\r\n\rICN: 6520-18-188-5998 BT","Metal bonding porcelain: In the conventional CTE Range available in three dimensional shades, Base DenTin (Assorted Shade Range)\n1 Bottle 50g\n.i Gratia: Vita VM 13 Base DenTin (Assorted Shade Range)\n\n","bottle"]
[null,"laboratory crown and bridge material","Metal bonding porcelain: In the conventional CTE Range available in three dimensional shades, DenTin (Assorted Shade Range)\r\n1 Bottle 12g\r\n.i Gratia: Vita VM 13 DenTin (Assorted Shade Range)\r\n\rICN: 6520-18-188-5924 BT","Metal bonding porcelain: In the conventional CTE Range available in three dimensional shades, DenTin (Assorted Shade Range)\n1 Bottle 12g\n.i Gratia: Vita VM 13 DenTin (Assorted Shade Range)\n\n","bottle"]
[null,"laboratory crown and bridge material","Metal bonding porcelain: In the conventional CTE Range available in three dimensional shades, DenTin (Assorted Shade Range)\r\n1 Bottle 50g\r\n.i Gratia: Vita VM 13 DenTin (Assorted Shade Range)\r\n\rICN: 6520-18-188-5999 BT","Metal bonding porcelain: In the conventional CTE Range available in three dimensional shades, DenTin (Assorted Shade Range)\n1 Bottle 50g\n.i Gratia: Vita VM 13 DenTin (Assorted Shade Range)\n\n","bottle"]
[null,"laboratory crown and bridge material","Metal bonding porcelain: In the conventional CTE Range available in three dimensional shades, Effect Chroma (Assorted Shade Range)\r\n1 Bottle 12g\r\n.i Gratia: Vita VM 13 Effect Chroma (Assorted Shade Range)\r\n\rICN: RT-296-0229 BT","Metal bonding porcelain: In the conventional CTE Range available in three dimensional shades, Effect Chroma (Assorted Shade Range)\n1 Bottle 12g\n.i Gratia: Vita VM 13 Effect Chroma (Assorted Shade Range)\n\n","bottle"]
[null,"laboratory crown and bridge material","Metal bonding porcelain: In the conventional CTE Range available in three dimensional shades, Effect Enamel (Assorted Shade Range)\r\n1 Bottle 12g\r\n.i Gratia: Vita VM 13 Effect Enamel (Assorted Shade Range)\r\n\rICN: RT-296-0230 BT","Metal bonding porcelain: In the conventional CTE Range available in three dimensional shades, Effect Enamel (Assorted Shade Range)\n1 Bottle 12g\n.i Gratia: Vita VM 13 Effect Enamel (Assorted Shade Range)\n\n","bottle"]
[null,"laboratory crown and bridge material","Metal bonding porcelain: In the conventional CTE Range available in three dimensional shades, Effect Liner (Assorted Shade Range)\r\n1 Bottle 12g\r\n.i Gratia: Vita VM 13 Effect Liner (Assorted Shade Range)\r\n\rICN: 6520-18-188-5933 BT","Metal bonding porcelain: In the conventional CTE Range available in three dimensional shades, Effect Liner (Assorted Shade Range)\n1 Bottle 12g\n.i Gratia: Vita VM 13 Effect Liner (Assorted Shade Range)\n\n","bottle"]
[null,"laboratory crown and bridge material","Metal bonding porcelain: In the conventional CTE Range available in three dimensional shades, Effect Pearl (Assorted Shade Range)\r\n1 Bottle 12g\r\n.i Gratia: Vita VM 13 Effect Pearl (Assorted Shade Range)\r\n\rICN: RT-296-0232 BT","Metal bonding porcelain: In the conventional CTE Range available in three dimensional shades, Effect Pearl (Assorted Shade Range)\n1 Bottle 12g\n.i Gratia: Vita VM 13 Effect Pearl (Assorted Shade Range)\n\n","bottle"]
[null,"laboratory crown and bridge material","Metal bonding porcelain: In the conventional CTE Range available in three dimensional shades, Mamelon  (Assorted Shade Range)\r\n1 Bottle 12g\r\n.i Gratia: Vita VM 13 Mamelon (Assorted Shade Range)\r\n\rICN: RT-296-0233 BT","Metal bonding porcelain: In the conventional CTE Range available in three dimensional shades, Mamelon  (Assorted Shade Range)\n1 Bottle 12g\n.i Gratia: Vita VM 13 Mamelon (Assorted Shade Range)\n\n","bottle"]
[null,"laboratory crown and bridge material","Metal bonding porcelain: In the conventional CTE Range available in three dimensional shades, Margin  (Assorted Shade Range)\r\n1 Bottle 12g\r\n.i Gratia: Vita VM 13 Margin (Assorted Shade Range)\r\n\rICN: 6520-18-188-5931 BT","Metal bonding porcelain: In the conventional CTE Range available in three dimensional shades, Margin  (Assorted Shade Range)\n1 Bottle 12g\n.i Gratia: Vita VM 13 Margin (Assorted Shade Range)\n\n","bottle"]
[null,"laboratory crown and bridge material","Metal bonding porcelain: In the conventional CTE Range available in three dimensional shades, Chroma Plus (Assorted Shade Range)\r\n1 Bottle 12g\r\n.i Gratia: Vita VM 13 Chroma Plus  (Assorted Shade Range)\r\n\rICN: RT-296-0235 BT","Metal bonding porcelain: In the conventional CTE Range available in three dimensional shades, Chroma Plus (Assorted Shade Range)\n1 Bottle 12g\n.i Gratia: Vita VM 13 Chroma Plus  (Assorted Shade Range)\n\n","bottle"]
[null,"laboratory crown and bridge material","Metal bonding porcelain: In the conventional CTE Range available in three dimensional shades, Effect Opal (Assorted Shade Range)\r\n1 Bottle 12g\r\n.i Gratia: Vita VM 13 Effect Opal  (Assorted Shade Range)\r\n\rICN: RT-296-0236 BT","Metal bonding porcelain: In the conventional CTE Range available in three dimensional shades, Effect Opal (Assorted Shade Range)\n1 Bottle 12g\n.i Gratia: Vita VM 13 Effect Opal  (Assorted Shade Range)\n\n","bottle"]
[null,"laboratory crown and bridge material","Metal bonding porcelain: In the conventional CTE Range available in three dimensional shades, Gingiva (Assorted Shade Range)\r\n1 Bottle 12g\r\n.i Gratia: Vita VM 13 Gingiva (Assorted Shade Range)\r\n\rICN: 6520-18-188-5930 BT","Metal bonding porcelain: In the conventional CTE Range available in three dimensional shades, Gingiva (Assorted Shade Range)\n1 Bottle 12g\n.i Gratia: Vita VM 13 Gingiva (Assorted Shade Range)\n\n","bottle"]
[null,"laboratory crown and bridge material","Metal bonding porcelain: In the conventional CTE Range available in three dimensional shades, Window (Assorted Shade Range)\r\n1 Bottle 12g\r\n.i Gratia: Vita VM 13 Window (Assorted Shade Range)\r\n\rICN: RT-296-0238 BT","Metal bonding porcelain: In the conventional CTE Range available in three dimensional shades, Window (Assorted Shade Range)\n1 Bottle 12g\n.i Gratia: Vita VM 13 Window (Assorted Shade Range)\n\n","bottle"]
[null,"laboratory crown and bridge material","Metal bonding porcelain: In the conventional CTE Range available in three dimensional shades, Window (Assorted Shade Range)\r\n1 Bottle 50g\r\n.i Gratia: Vita VM 13 Window (Assorted Shade Range)\r\n\rICN: 6520-18-188-6544 BT","Metal bonding porcelain: In the conventional CTE Range available in three dimensional shades, Window (Assorted Shade Range)\n1 Bottle 50g\n.i Gratia: Vita VM 13 Window (Assorted Shade Range)\n\n","bottle"]
[null,"laboratory crown and bridge material","Metal bonding porcelain: In the conventional CTE Range available in three dimensional shades, Color Opaque (Assorted Shade Range)\r\n1 Bottle 12g\r\n.i Gratia: Vita VM 13 Color Opaque  (Assorted Shade Range)\r\n\rICN: RT-296-0240 BT","Metal bonding porcelain: In the conventional CTE Range available in three dimensional shades, Color Opaque (Assorted Shade Range)\n1 Bottle 12g\n.i Gratia: Vita VM 13 Color Opaque  (Assorted Shade Range)\n","bottle"]
[null,"laboratory crown and bridge material","Metal bonding porcelain: In the conventional CTE Range available in three dimensional shades, No commentive (Assorted Shade Range)\r\n1 Bottle 12g\r\n.i Gratia: Vita VM 13 No commentive  (Assorted Shade Range)\r\n\rICN: 6520-18-188-5936","Metal bonding porcelain: In the conventional CTE Range available in three dimensional shades, No commentive (Assorted Shade Range)\n1 Bottle 12g\n.i Gratia: Vita VM 13 No commentive  (Assorted Shade Range)\n\n","bottle"]
[null,"laboratory crown and bridge material","Metal bonding porcelain: In the conventional CTE Range available in three dimensional shades, Neutral  (Assorted Shade Range)\r\n1 Bottle 12g\r\n.i Gratia: Vita VM 13 Neutral  (Assorted Shade Range)\r\n\rICN: 6520-18-188-6537 BT","Metal bonding porcelain: In the conventional CTE Range available in three dimensional shades, Neutral  (Assorted Shade Range)\n1 Bottle 12g\n.i Gratia: Vita VM 13 Neutral  (Assorted Shade Range)\n\n","bag"]
[null,"laboratory crown and bridge material","Metal bonding porcelain: In the conventional CTE Range available in three dimensional shades, Neutral  (Assorted Shade Range)\r\n1 Bottle 50g\r\n.i Gratia: Vita VM 13 Neutral  (Assorted Shade Range)\r\n\rICN: 6520-18-188-6540 BT","Metal bonding porcelain: In the conventional CTE Range available in three dimensional shades, Neutral  (Assorted Shade Range)\n1 Bottle 50g\n.i Gratia: Vita VM 13 Neutral  (Assorted Shade Range)\n\n","bottle"]
[null,"laboratory crown and bridge material","Metal bonding porcelain: In the conventional CTE Range available in three dimensional shades, Enamel  (Assorted Shade Range)\r\n1 Bottle 12g\r\n.i Gratia: Vita VM 13 Enamel  (Assorted Shade Range)\r\n\rICN: 6520-18-188-5925 BT","Metal bonding porcelain: In the conventional CTE Range available in three dimensional shades, Enamel  (Assorted Shade Range)\n1 Bottle 12g\n.i Gratia: Vita VM 13 Enamel  (Assorted Shade Range)\n\n","bottle"]
[null,"laboratory crown and bridge material","Metal bonding porcelain: In the conventional CTE Range available in three dimensional shades, Enamel  (Assorted Shade Range)\r\n1 Bottle 50g\r\n.i Gratia: Vita VM 13 Enamel  (Assorted Shade Range)\r\n\rICN: 6520-18-188-5927BT","Metal bonding porcelain: In the conventional CTE Range available in three dimensional shades, Enamel  (Assorted Shade Range)\n1 Bottle 50g\n.i Gratia: Vita VM 13 Enamel  (Assorted Shade Range)\n\n","bottle"]
[null,"laboratory crown and bridge material","Ceramic block dental, Zirconia Disc with step, top translucent, dia 98.5mm, thick 12, 14, 16, 18 & 20mm   \n.i Gratia: Upcera\nPackaging: Each\nICN: 18-194-2968\nDOQ: EA","Ceramic block dental, Zirconia Disc with step, top translucent, dia 98.5mm, thick 12, 14, 16, 18 & 20mm   \n.i Gratia: Upcera\nPackaging: Each\n","each"]
[null,"laboratory crown and bridge material","Ceramic block dental, Zirconia Disc with step, super translucent, dia 98.5mm, thick 12, 14, 16, 18, 20, 22 & 25mm \n.i Gratia: Upcera\nPackaging: Each\nICN: 18-194-2887\nDOQ: EA","Ceramic block dental, Zirconia Disc with step, super translucent, dia 98.5mm, thick 12, 14, 16, 18, 20, 22 & 25mm \n.i Gratia: Upcera\nPackaging: Each\n","each"]
[null,"laboratory crown and bridge material","Ceramic block dental, Lithium Disilicate high translucent, 5 pieces per box, 10 shades \n.i Gratia: Upcera\nPackaging: Set\nICN: 18-194-2890\nDOQ: set","Ceramic block dental, Lithium Disilicate high translucent, 5 pieces per box, 10 shades \n.i Gratia: Upcera\nPackaging: Set\n","Set"]
[null,"laboratory crown and bridge material","Ceramic powder, dental for zirconia bonding: Basic Set\n.i Gratia: GC Initial LiSi\nPackaging: Set\nICN: 18-194-2901\nDOQ: SE","Ceramic powder, dental for zirconia bonding: Basic Set\n.i Gratia: GC Initial LiSi\nPackaging: Set\n","Set"]
[null,"laboratory crown and bridge material","Ceramic powder, dental for zirconia bonding: Advanced Set \n.i Gratia: GC Initial LiSi DenTine\nPackaging: Set\nICN: 18-194-2903\nDOQ: SE","Ceramic powder, dental for zirconia bonding: Advanced Set \n.i Gratia: GC Initial LiSi DenTine\nPackaging: Set\n","Set"]
[null,"laboratory crown and bridge material","Ceramic powder, dental for zirconia bonding: DenTine No. D-A1, A2, A3, A3.5, A4, B1, B2, B3, B4, C1, C2, C3, C4, D2, D3 & D4, 1 Bottle 20g\n.i Gratia: GC Initial LiSi DenTine\nPackaging: Bottle\nICN: 18-194-2566\nDOQ: BT","Ceramic powder, dental for zirconia bonding: DenTine No. D-A1, A2, A3, A3.5, A4, B1, B2, B3, B4, C1, C2, C3, C4, D2, D3 & D4, 1 Bottle 20g\n.i Gratia: GC Initial LiSi DenTine\nPackaging: Bottle\n","Bottle "]
[null,"Computer Aided Design-Computer Aided Manufacture(CAD-CAM)","PMMA block, dental: Polymethyl methacrylate block A2, A3, Clear           .i Gratia: Sirona\nPackaging: Each\nICN: 18-194-2423\nDOQ: EA","PMMA block, dental: Polymethyl methacrylate block A2, A3, Clear           .i Gratia: Sirona\nPackaging: Each\n","each"]
[null,"laboratory crown and bridge material","Wax, dental: Block with step, dia 98.5mm disc InLab System\n.i Gratia: Sirona\nPackaging: Each\nICN: 18-194-2891\nDOQ: EA","Wax, dental: Block with step, dia 98.5mm disc InLab System\n.i Gratia: Sirona\nPackaging: Each\n","each"]
[null,"laboratory crown and bridge material","Ceramic liquid, Dental: LiSi Modelling Liquid, 1 Bottle 20ml\n.i Gratia: GC Initial LiSi\nPackaging: Bottle\nICN: 18-194-2904\nDOQ: BT","Ceramic liquid, Dental: LiSi Modelling Liquid, 1 Bottle 20ml\n.i Gratia: GC Initial LiSi\nPackaging: Bottle\n","Bottle"]
[null,"laboratory crown and bridge material","Ceramic liquid, Dental: LiSi No commention Liquid, 1 Bottle 20ml\n.i Gratia: GC Initial LiSi\nPackaging: Bottle\nICN: 18-194-2905\nDOQ: BT","Ceramic liquid, Dental: LiSi No commention Liquid, 1 Bottle 20ml\n.i Gratia: GC Initial LiSi\nPackaging: Bottle\n","Bottle"]
[null,"laboratory crown and bridge material","Ceramic liquid, Dental: LiSi Magic Liquid, 1 Bottle 20ml \n.i Gratia: GC Magic Liquid\nPackaging: Bottle\nICN: 18-194-2906 \nDOQ: BT","Ceramic liquid, Dental: LiSi Magic Liquid, 1 Bottle 20ml \n.i Gratia: GC Magic Liquid\nPackaging: Bottle\n","Bottle"]
[null,"laboratory crown and bridge material","Ceramic liquid, Dental: Ceres Optispray, 1 Bottle 200ml \n.i Gratia: Cerec Optispary\nPackaging: Bottle\nICN: 18-194-2683\nDOQ: BT","Ceramic liquid, Dental: Ceres Optispray, 1 Bottle 200ml \n.i Gratia: Cerec Optispary\nPackaging: Bottle\n","Bottle"]
[null,"laboratory crown and bridge material","Ceramic liquid, Dental: Colouring Liquid, A1, A2, A3, A3.5, A4, B1, B2, B3, B4, C1, C2, C3, C4, D2, D3 & D4, 1 Bottle 50 ml\n.i Gratia: Upcera\nPackaging: Bottle\nICN: 18-194-2592\nDOQ: BT","Ceramic liquid, Dental: Colouring Liquid, A1, A2, A3, A3.5, A4, B1, B2, B3, B4, C1, C2, C3, C4, D2, D3 & D4, 1 Bottle 50 ml\n.i Gratia: Upcera\nPackaging: Bottle\n","Bottle"]
[null,"laboratory crown and bridge material","Ceramic liquid, Dental: Colouring Liquid Special Shade, LL1, LL2, LL3 & LL4, 1 Bottle 50 ml \n.i Gratia: Upcera\nPackaging: Bottle\nICN: 18-194-2424\nDOQ: BT","Ceramic liquid, Dental: Colouring Liquid Special Shade, LL1, LL2, LL3 & LL4, 1 Bottle 50 ml \n.i Gratia: Upcera\nPackaging: Bottle\n","Bottle"]
[null,"laboratory crown and bridge material","Ceramic liquid, Dental: Colouring Liquid Special Shade Gingival, P1, P2 & P4, 1 Bottle 20 ml\n.i Gratia: Upcera\nPackaging: Bottle\nICN: 18-194-2473\nDOQ: BT","Ceramic liquid, Dental: Colouring Liquid Special Shade Gingival, P1, P2 & P4, 1 Bottle 20 ml\n.i Gratia: Upcera\nPackaging: Bottle\n","Bottle"]
[null,"laboratory crown and bridge material","Ceramic liquid, Dental: Colouring Liquid Special Shade Fossa, O1 & O2, 1 Bottle 20 ml \n.i Gratia: Upcera\nPackaging: Bottle\nICN: 18-194-2599\nDOQ: BT","Ceramic liquid, Dental: Colouring Liquid Special Shade Fossa, O1 & O2, 1 Bottle 20 ml \n.i Gratia: Upcera\nPackaging: Bottle\n","Bottle"]
[null,"laboratory crown and bridge material","Ceramic liquid, Dental: Colouring Liquid Special Shade Cusp, G1 & G2, 1 Bottle 20 ml   \n.i Gratia: Upcera\nPackaging: Bottle\nICN: 18-194-2601\nDOQ: BT","Ceramic liquid, Dental: Colouring Liquid Special Shade Cusp, G1 & G2, 1 Bottle 20 ml   \n.i Gratia: Upcera\nPackaging: Bottle\n","Bottle"]
[null,"laboratory crown and bridge material","Guide, shade, teeth:  Porcelain, vita classical  applicable with item BE 101-01 TO BE 403-04\r\nEach\r\n.i Gratia:  Vita\r\n\rICN: 18-970-7777 EA","Guide, shade, teeth:  Porcelain, vita classical  applicable with item BE 101-01 TO BE 403-04\nEach\n.i Gratia:  Vita\n\n","each"]
[null,"laboratory crown and bridge material","Guide, shade, teeth:  Porcelain, vita 3 dimensional  master\r\nEach\r\n.i Gratia:  Vita 3D\r\n\rICN: RT-296-0246 EA","Guide, shade, teeth:  Porcelain, vita 3 dimensional  master\nEach\n.i Gratia:  Vita 3D\n\n","each"]
[null,"laboratory crown and bridge material","Powder,  gingiva colour acrylic powder, .i Gratia Castdon Color, gingival red (D 3902-1) 1 x 35g bottle\r","Powder,  gingiva colour acrylic powder, .i Gratia Castdon Color, gingival red (D 3902-1) 1 x 35g bottle\r","bottle"]
[null,"laboratory crown and bridge material","Powder,  gingiva colour acrylic powder, .i Gratia Castdon Color, margin white (D 3902-2) 1 x 35g bottle\nRT296-16-144 to RT296-16-146 will be awarded as a series\n","Powder,  gingiva colour acrylic powder, .i Gratia Castdon Color, margin white (D 3902-2) 1 x 35g bottle\nItem RT296-16-144 to RT296-16-146 will be awarded as a series\n","bottle"]
[null,"laboratory crown and bridge material","Powder,  gingiva colour acrylic powder, .i Gratia Castdon Color, vein blue (D 3902-3) 1 x 35g bottle\r","Powder,  gingiva colour acrylic powder, .i Gratia Castdon Color, vein blue (D 3902-3) 1 x 35g bottle\r","bottle"]
[null,"laboratory crown and bridge material","Liquid, monomer refill for color kit, .i Gratia Castdon Color Monomer (D 3906) 1 x 50ml bottle\r","Liquid, monomer refill for color kit, .i Gratia Castdon Color Monomer (D 3906) 1 x 50ml bottle\r","bottle"]
[null,"laboratory crown and bridge material","Silicone, addition vulcanising, for embedding of dentures using the Castdon technique, .i Gratia Dreve Dentamid Siliform (D-38607) 2 x 5.1 litre canisters\r","Silicone, addition vulcanising, for embedding of dentures using the Castdon technique, .i Gratia Dreve Dentamid Siliform (D-38607) 2 x 5.1 litre canisters\r","Canister"]
[null,"laboratory crown and bridge material","Flask, silicone duplicaTing flask, .i Gratia Castdon flask (D 3803) Investment flask to be used with the Castdon system\r","Flask, silicone duplicaTing flask, .i Gratia Castdon flask (D 3803) Investment flask to be used with the Castdon system\r","each"]
[null,"Computer Aided Design-Computer Aided Manufacture(CAD-CAM)","Ceramic block dental, Vita in Ceram Inlab YZ  Block YZ-55 1 block per pack\nRT296-16-149 to RT296-16-172 will be awarded as a series","Ceramic block dental, Vita in Ceram Inlab YZ  Block YZ-55 1 block per pack\nItem RT296-16-149 to RT296-16-172 will be awarded as a series","pack"]
[null,"Computer Aided Design-Computer Aided Manufacture(CAD-CAM)","Ceramic block dental, Vita in Ceram Inlab YZ  Block YZ-40/19 10 blocks per pack\r","Ceramic block dental, Vita in Ceram Inlab YZ  Block YZ-40/19 10 blocks per pack\r","pack"]
[null,"Computer Aided Design-Computer Aided Manufacture(CAD-CAM)","Ceramic block dental, Vita in Ceram Inlab YZ  Block YZ-20/15; 25 blocks per pack\r","Ceramic block dental, Vita in Ceram Inlab YZ  Block YZ-20/15; 25 blocks per pack\n","pack"]
[null,"Computer Aided Design-Computer Aided Manufacture(CAD-CAM)","Ceramic block dental, Vita in Ceram Inlab YZ  colouring liquid set with work container LL1  250 ml\n","Ceramic block dental, Vita in Ceram Inlab YZ  colouring liquid set with work container LL1  250 ml\n","set"]
[null,"Computer Aided Design-Computer Aided Manufacture(CAD-CAM)","Ceramic block dental, Vita in Ceram Inlab YZ  colouring liquid set with work container LL2  250 ml\r","Ceramic block dental, Vita in Ceram Inlab YZ  colouring liquid set with work container LL2  250 ml\r","set"]
[null,"Computer Aided Design-Computer Aided Manufacture(CAD-CAM)","Ceramic block dental, Vita in Ceram Inlab YZ  colouring liquid set with work container LL3  250 ml\r","Ceramic block dental, Vita in Ceram Inlab YZ  colouring liquid set with work container LL3  250 ml\r","set"]
[null,"Computer Aided Design-Computer Aided Manufacture(CAD-CAM)","Ceramic block dental, Vita in Ceram Inlab YZ  colouring liquid set with work container LL4  250 ml\r","Ceramic block dental, Vita in Ceram Inlab YZ  colouring liquid set with work container LL4  250 ml\r","set"]
[null,"Computer Aided Design-Computer Aided Manufacture(CAD-CAM)","Ceramic block dental, Vita in Ceram Inlab YZ  colouring liquid set with work container LL5  250 ml\r","Ceramic block dental, Vita in Ceram Inlab YZ  colouring liquid set with work container LL5  250 ml\r","set"]
[null,"Computer Aided Design-Computer Aided Manufacture(CAD-CAM)","Ceramic block dental, Vita in Ceram Inlab YZ  colouring liquid shade indicator\r","Ceramic block dental, Vita in Ceram Inlab YZ  colouring liquid shade indicator\r","each"]
[null,"Computer Aided Design-Computer Aided Manufacture(CAD-CAM)","Ceramic block dental, Vita in Ceram Inlab, Aluminium Oxide block; AL 40, 1 pack with 24 pieces\r","Ceramic block dental, Vita in Ceram Inlab, Aluminium Oxide block; AL 40, 1 pack with 24 pieces\r","pack"]
[null,"Computer Aided Design-Computer Aided Manufacture(CAD-CAM)","Ceramic block dental, Vita in Ceram Inlab, Aluminium Oxide block,  AL 20, 1 pack with 24 pieces\r","Ceramic block dental, Vita in Ceram Inlab, Aluminium Oxide block,  AL 20, 1 pack with 24 pieces\r","pack"]
[null,"Computer Aided Design-Computer Aided Manufacture(CAD-CAM)","Ceramic block dental, Vita in Ceram Inlab; Aluminium Oxcide  colouring liquid set with work container LL1  250 ml\r","Ceramic block dental, Vita in Ceram Inlab; Aluminium Oxcide  colouring liquid set with work container LL1  250 ml\r","set"]
[null,"Computer Aided Design-Computer Aided Manufacture(CAD-CAM)","Ceramic block dental, Vita in Ceram Inlab; Aluminium Oxcide  colouring liquid set with work container LL2  250 ml\r","Ceramic block dental, Vita in Ceram Inlab; Aluminium Oxcide  colouring liquid set with work container LL2  250 ml\r","set"]
[null,"Computer Aided Design-Computer Aided Manufacture(CAD-CAM)","Ceramic block dental, Vita in Ceram Inlab; Aluminium Oxcide  colouring liquid set with work container LL3  250 ml\r","Ceramic block dental, Vita in Ceram Inlab; Aluminium Oxcide  colouring liquid set with work container LL3  250 ml\r","set"]
[null,"Computer Aided Design-Computer Aided Manufacture(CAD-CAM)","Ceramic block dental, Vita in Ceram Inlab; Aluminium Oxcide  colouring liquid set with work container LL4  250 ml\r","Ceramic block dental, Vita in Ceram Inlab; Aluminium Oxcide  colouring liquid set with work container LL4  250 ml\r","set"]
[null,"Computer Aided Design-Computer Aided Manufacture(CAD-CAM)","Ceramic block dental, Vita in Ceram Inlab; Aluminium Oxcide  colouring liquid set with work container LL5  250 ml\r","Ceramic block dental, Vita in Ceram Inlab; Aluminium Oxcide  colouring liquid set with work container LL5  250 ml\r","set"]
[null,"Computer Aided Design-Computer Aided Manufacture(CAD-CAM)","Ceramic block dental, Vita in Ceram Inlab; Feldspar ceramic, Mark II Block (assorted shade range) I8; 1 pack 10 pieces\r","Ceramic block dental, Vita in Ceram Inlab; Feldspar ceramic, Mark II Block (assorted shade range) I8; 1 pack 10 pieces\r","pack"]
[null,"Computer Aided Design-Computer Aided Manufacture(CAD-CAM)","Ceramic block dental, Vita in Ceram Inlab; Feldspar ceramic, Mark II Block (assorted shade range) I10; 1 pack 10 pieces\r","Ceramic block dental, Vita in Ceram Inlab; Feldspar ceramic, Mark II Block (assorted shade range) I10; 1 pack 10 pieces\r","pack"]
[null,"Computer Aided Design-Computer Aided Manufacture(CAD-CAM)","Ceramic block dental, Vita in Ceram Inlab; Feldspar ceramic, Mark II Block (assorted shade range) I12; 1 pack 10 pieces\r","Ceramic block dental, Vita in Ceram Inlab; Feldspar ceramic, Mark II Block (assorted shade range) I12; 1 pack 10 pieces\r","pack"]
[null,"Computer Aided Design-Computer Aided Manufacture(CAD-CAM)","Ceramic block dental, Vita in Ceram Inlab; Feldspar ceramic, Mark II Block (assorted shade range) I14; 1 pack 5 pieces\r","Ceramic block dental, Vita in Ceram Inlab; Feldspar ceramic, Mark II Block (assorted shade range) I14; 1 pack 5 pieces\r","pack"]
[null,"Computer Aided Design-Computer Aided Manufacture(CAD-CAM)","Ceramic block dental, Vita in Ceram Inlab; Feldspar ceramic, Mark II Block (assorted shade range) V5 - 12; 1 pack 10 pieces\r","Ceramic block dental, Vita in Ceram Inlab; Feldspar ceramic, Mark II Block (assorted shade range) V5 - 12; 1 pack 10 pieces\r","pack"]
[null,"Computer Aided Design-Computer Aided Manufacture(CAD-CAM)","Ceramic block dental, Vita in Ceram Inlab; Feldspar ceramic, Trilux Block (assorted shade range) TRI-12; 1 pack 10 pieces\r","Ceramic block dental, Vita in Ceram Inlab; Feldspar ceramic, Trilux Block (assorted shade range) TRI-12; 1 pack 10 pieces\r","pack"]
[null,"Computer Aided Design-Computer Aided Manufacture(CAD-CAM)","Ceramic block dental, Vita in Ceram Inlab; Feldspar ceramic, Trilux Block (assorted shade range) TRI-14; 1 pack 10 pieces\r","Ceramic block dental, Vita in Ceram Inlab; Feldspar ceramic, Trilux Block (assorted shade range) TRI-14; 1 pack 10 pieces\r","pack"]
[null,"Computer Aided Design-Computer Aided Manufacture(CAD-CAM)","Ceramic block dental, Vita in Ceram Inlab; Feldspar ceramic, Trilux Block (assorted shade range) TRI-14/14; 1 pack 5 pieces\r","Ceramic block dental, Vita in Ceram Inlab; Feldspar ceramic, Trilux Block (assorted shade range) TRI-14/14; 1 pack 5 pieces\r","pack"]
[null,"Computer Aided Design-Computer Aided Manufacture(CAD-CAM)","Milling additive, ceramic, dental; Cerec Inlab system; Dentatec Pro Cad; 1 bottle x 1000ml\nRT296-16-173 to RT296-16-185 will be awarded as a series\n\n","Milling additive, ceramic, dental; Cerec Inlab system; Dentatec Pro Cad; 1 bottle x 1000ml\nItem RT296-16-173 to RT296-16-185 will be awarded as a series\n\n","bottle"]
[null,"Computer Aided Design-Computer Aided Manufacture(CAD-CAM)","Milling additive, ceramic, dental, Cerec Inlab system, Dentatec Pro Cad; 1 bottle x 250ml\r","Milling additive, ceramic, dental, Cerec Inlab system, Dentatec Pro Cad; 1 bottle x 250ml\r","bottle"]
[null,"Computer Aided Design-Computer Aided Manufacture(CAD-CAM)","Bur, dental laboratory, Cerec Inlab, Cone 10 green, 1 pack 6 pieces\r","Bur, dental laboratory, Cerec Inlab, Cone 10 green, 1 pack 6 pieces\r","pack"]
[null,"Computer Aided Design-Computer Aided Manufacture(CAD-CAM)","Bur, dental laboratory, Cerec Inlab, Step 10 green, 1 pack 6 pieces\r","Bur, dental laboratory, Cerec Inlab, Step 10 green, 1 pack 6 pieces\r","pack"]
[null,"Computer Aided Design-Computer Aided Manufacture(CAD-CAM)","Bur, dental laboratory, Cerec Inlab, Step 14 green, 1 pack 6 pieces\r","Bur, dental laboratory, Cerec Inlab, Step 14 green, 1 pack 6 pieces\r","pack"]
[null,"Computer Aided Design-Computer Aided Manufacture(CAD-CAM)","Bur, dental laboratory, Cerec Inlab, Cylinder pointed, 1 pack 6 pieces\r","Bur, dental laboratory, Cerec Inlab, Cylinder pointed, 1 pack 6 pieces\r","pack"]
[null,"Computer Aided Design-Computer Aided Manufacture(CAD-CAM)","Bur, dental laboratory, Cerec Inlab; Cylinder 1,6mm, 1 pack 6 pieces\r","Bur, dental laboratory, Cerec Inlab; Cylinder 1,6mm, 1 pack 6 pieces\r","pack"]
[null,"Computer Aided Design-Computer Aided Manufacture(CAD-CAM)","Bur, dental laboratory, Cerec Inlab; Cone 12 Blue, 1 pack 6 pieces\r","Bur, dental laboratory, Cerec Inlab; Cone 12 Blue, 1 pack 6 pieces\r","pack"]
[null,"Computer Aided Design-Computer Aided Manufacture(CAD-CAM)","Bur, dental laboratory, Cerec Inlab; Cone 14 Red, 1 pack 6 pieces\r","Bur, dental laboratory, Cerec Inlab; Cone 14 Red, 1 pack 6 pieces\r","pack"]
[null,"Computer Aided Design-Computer Aided Manufacture(CAD-CAM)","Contrast powder, dental laboratory; Cerec Inlab; for optical impression, 12g per bottle\r","Contrast powder, dental laboratory; Cerec Inlab; for optical impression, 12g per bottle\r","bottle"]
[null,"Computer Aided Design-Computer Aided Manufacture(CAD-CAM)","Propellant, contrast powder; dental laboratory, Cerec Inlab, 1 Tin x 250ml\r","Propellant, contrast powder; dental laboratory, Cerec Inlab, 1 Tin x 250ml\r","Tin"]
[null,"Computer Aided Design-Computer Aided Manufacture(CAD-CAM)","Spray nozzle, dental laboratory, Cerec Inlab Optispray nozzle, 1 pack with 25 pieces\r","Spray nozzle, dental laboratory, Cerec Inlab Optispray nozzle, 1 pack with 25 pieces\r","pack"]
[null,"Computer Aided Design-Computer Aided Manufacture(CAD-CAM)","Propellant, dental laboratory; Cerec Inlab; propellant sprayhead 1 per packet\r","Propellant, dental laboratory; Cerec Inlab; propellant sprayhead 1 per packet\r","Packet"]
[null,"Computer Aided Design-Computer Aided Manufacture(CAD-CAM)","Ceramic block dental: IPS e.max CAD, lithium disilicate glass-ceramic, blok for bridges, Low Translucency (assorted shade range A1 to D2) B32; 1 Pack 3 Pieces \n.i Gratia: IPS e.Max CAD B32\nPackaging: Pack\nICN: \"NEW\"   \nDOQ: PK\nRT296-16-186 to RT296-16-200","Ceramic block dental: IPS e.max CAD, lithium disilicate glass-ceramic, blok for bridges, Low Translucency (assorted shade range A1 to D2) B32; 1 Pack 3 Pieces \n.i Gratia: IPS e.Max CAD B32\nPackaging: Pack\nItem RT296-16-186 to RT296-16-200 will be awarded as a series","Pack"]
[null,"Computer Aided Design-Computer Aided Manufacture(CAD-CAM)","Ceramic block dental: IPS e.max CAD, lithium disilicate glass-ceramic, blok for bridges, High Translucency (assorted shade range A1 to D2) B40; 1 Pack 3 Pieces \n.i Gratia: IPS e.Max CAD B40         \nPackaging: Pack\nICN: \"NEW\"    DOQ: PK","Ceramic block dental: IPS e.max CAD, lithium disilicate glass-ceramic, blok for bridges, High Translucency (assorted shade range A1 to D2) B40; 1 Pack 3 Pieces \n.i Gratia: IPS e.Max CAD B40         \nPackaging: Pack\n","Pack"]
[null,"Computer Aided Design-Computer Aided Manufacture(CAD-CAM)","Ceramic block dental: IPS e.max CAD, lithium disilicate glass-ceramic, blok for bridges, High Translucency (assorted shade range A1 to D2) B40L; 1 Pack 3 Pieces \n.i Gratia: IPS e.Max CAD B40L    \nPackaging: Pack    \nICN: \"NEW\" \nDOQ: PK   ","Ceramic block dental: IPS e.max CAD, lithium disilicate glass-ceramic, blok for bridges, High Translucency (assorted shade range A1 to D2) B40L; 1 Pack 3 Pieces \n.i Gratia: IPS e.Max CAD B40L    \nPackaging: Pack    \n","Pack"]
[null,"Computer Aided Design-Computer Aided Manufacture(CAD-CAM)","Ceramic block dental: IPS e.max CAD, lithium disilicate glass-ceramic, blok single implant crown, Low Translucency (assorted shade range A1 to D2) A16(L); 1 Pack 3 Pieces       \n.i Gratia: IPS e.Max CAD A16(L)     \nPackaging: Pack      \nICN: \"NEW\"       \nDOQ: PK","Ceramic block dental: IPS e.max CAD, lithium disilicate glass-ceramic, blok single implant crown, Low Translucency (assorted shade range A1 to D2) A16(L); 1 Pack 3 Pieces       \n.i Gratia: IPS e.Max CAD A16(L)     \nPackaging: Pack      \n","Pack"]
[null,"Computer Aided Design-Computer Aided Manufacture(CAD-CAM)","Ceramic block dental: IPS e.max CAD, lithium disilicate glass-ceramic, blok for single crowns, Low Translucency (assorted shade range A1 to D4) C14; 1 Pack 5 Pieces        \n.i Gratia: IPS e.Max CAD C14        \nPackaging: Pack     \nICN: \"NEW\"  \nDOQ: PK","Ceramic block dental: IPS e.max CAD, lithium disilicate glass-ceramic, blok for single crowns, Low Translucency (assorted shade range A1 to D4) C14; 1 Pack 5 Pieces        \n.i Gratia: IPS e.Max CAD C14        \nPackaging: Pack     \n","Pack"]
[null,"Computer Aided Design-Computer Aided Manufacture(CAD-CAM)","Ceramic block dental: IPS e.max CAD, lithium disilicate glass-ceramic, blok for single crowns, High Translucency (assorted shade range A1 to D4) C14; 1 Pack 5 Pieces        \n.i Gratia: IPS e.Max CAD C14        \nPackaging: Pack  \nICN: \"NEW\"     \nDOQ: PK","Ceramic block dental: IPS e.max CAD, lithium disilicate glass-ceramic, blok for single crowns, High Translucency (assorted shade range A1 to D4) C14; 1 Pack 5 Pieces        \n.i Gratia: IPS e.Max CAD C14        \nPackaging: Pack  \n","Pack"]
[null,"Computer Aided Design-Computer Aided Manufacture(CAD-CAM)","Ceramic liquid, dental: Paste, glaze paste, IPS e.max CAD Crystallisation, paste,  1 Syringe 3g                                  \n.i Gratia: IPS e.Max CAD Crystallisation Glaze Paste        \nPackaging: Each\nICN: \"NEW\"     \nDOQ: EA","Ceramic liquid, dental: Paste, glaze paste, IPS e.max CAD Crystallisation, paste,  1 Syringe 3g                                  \n.i Gratia: IPS e.Max CAD Crystallisation Glaze Paste        \nPackaging: Each\n","each"]
[null,"Computer Aided Design-Computer Aided Manufacture(CAD-CAM)","Ceramic liquid, dental: Paste, glaze, IPS e.max CAD Crystallisation, 5 Shades 0, 1, 2, 3 & 4 and Incisal 1 & 2,  1 Syringe 3g      \n.i Gratia: IPS e.Max CAD Crystallisation Glaze        \nPackaging: Each      \nICN: \"NEW\"     \nDOQ: EA","Ceramic liquid, dental: Paste, glaze, IPS e.max CAD Crystallisation, 5 Shades 0, 1, 2, 3 & 4 and Incisal 1 & 2,  1 Syringe 3g      \n.i Gratia: IPS e.Max CAD Crystallisation Glaze        \nPackaging: Each      \n","each"]
[null,"Computer Aided Design-Computer Aided Manufacture(CAD-CAM)","Ceramic liquid, dental: Paste, stain, IPS e.max CAD Crystallisation, 6 Assorted Colours, 1 Syringe 3g                           \n.i Gratia: IPS e.Max CAD Crystallisation Stain       \nPackaging: Each      \nICN: \"NEW\"    \nDOQ: EA","Ceramic liquid, dental: Paste, stain, IPS e.max CAD Crystallisation, 6 Assorted Colours, 1 Syringe 3g                           \n.i Gratia: IPS e.Max CAD Crystallisation Stain       \nPackaging: Each      \n","each"]
[null,"Computer Aided Design-Computer Aided Manufacture(CAD-CAM)","Ceramic liquid, dental: Paste, glaze liquid, IPS e.max CAD Crystallisation, 1 Bottle 15ml                                                \n.i Gratia: IPS e.Max CAD Crystallisation Glaze Liquid      \nPackaging: Bottle      \nICN: \"NEW\"     \nDOQ: BT","Ceramic liquid, dental: Paste, glaze liquid, IPS e.max CAD Crystallisation, 1 Bottle 15ml                                                \n.i Gratia: IPS e.Max CAD Crystallisation Glaze Liquid      \nPackaging: Bottle      \n","Bottle"]
[null,"Computer Aided Design-Computer Aided Manufacture(CAD-CAM)","Ceramic block dental: IPS e.max Press, lithium disilicate glass-ceramic, Ingots, Low Translucency 16 Shades A to D and 4 Bleach Shades, 5 Ingots per Pack        .i Gratia: IPS e.Max Press        \nPackaging: Pack      \nICN: \"NEW\"    \nDOQ: PK","Ceramic block dental: IPS e.max Press, lithium disilicate glass-ceramic, Ingots, Low Translucency 16 Shades A to D and 4 Bleach Shades, 5 Ingots per Pack        .i Gratia: IPS e.Max Press        \nPackaging: Pack      \n","Pack"]
[null,"Computer Aided Design-Computer Aided Manufacture(CAD-CAM)","Ceramic block dental: IPS e.max Press, lithium disilicate glass-ceramic, Ingots, Medium Translucency 16 Shades A to D and 4 Bleach Shades, 5 Ingots per Pack       \n.i Gratia: IPS e.Max Press        \nPackaging: Pack      \nICN: \"NEW\"     \nDOQ: PK","Ceramic block dental: IPS e.max Press, lithium disilicate glass-ceramic, Ingots, Medium Translucency 16 Shades A to D and 4 Bleach Shades, 5 Ingots per Pack       \n.i Gratia: IPS e.Max Press        \nPackaging: Pack      \n","Pack"]
[null,"Computer Aided Design-Computer Aided Manufacture(CAD-CAM)","Ceramic block dental: IPS e.max Press, lithium disilicate glass-ceramic, Ingots, High Translucency 16 Shades A to D and 4 Bleach Shades, 5 Ingots per Pack        .i Gratia: IPS e.Max Press        \nPackaging: Pack    \nICN: \"NEW\"     \nDOQ: PK","Ceramic block dental: IPS e.max Press, lithium disilicate glass-ceramic, Ingots, High Translucency 16 Shades A to D and 4 Bleach Shades, 5 Ingots per Pack        .i Gratia: IPS e.Max Press        \nPackaging: Pack    \n","Pack"]
[null,"Computer Aided Design-Computer Aided Manufacture(CAD-CAM)","Ceramic block dental: IPS e.max Press, lithium disilicate glass-ceramic, Ingots, Medium Opacity 5 Shades 0, 1, 2, 3 & 4,        5 Ingots per Pack       \n.i Gratia: IPS e.Max Press       \nPackaging: Pack     \nICN: \"NEW\"     \nDOQ: PK","Ceramic block dental: IPS e.max Press, lithium disilicate glass-ceramic, Ingots, Medium Opacity 5 Shades 0, 1, 2, 3 & 4,        5 Ingots per Pack       \n.i Gratia: IPS e.Max Press       \nPackaging: Pack     \n","Pack"]
[null,"Computer Aided Design-Computer Aided Manufacture(CAD-CAM)","Ceramic block dental: IPS e.max Press, lithium disilicate glass-ceramic, Ingots, Multi (polychromatic ingot) 16 Shades A to D and 4 Bleach Shades, 5 Ingots per Pack       \n.i Gratia: IPS e.Max Press     \nPackaging: Pack    \nICN: \"NEW\"     \nDOQ: PK","Ceramic block dental: IPS e.max Press, lithium disilicate glass-ceramic, Ingots, Multi (polychromatic ingot) 16 Shades A to D and 4 Bleach Shades, 5 Ingots per Pack       \n.i Gratia: IPS e.Max Press     \nPackaging: Pack    \n","Pack"]
[null,"Computer Aided Design-Computer Aided Manufacture(CAD-CAM)","Ceramic block dental, Zirconia Disc with step, MT multi (medium translucency polychromatic), dia 98.5mm, thick 16 & 20mm, 8 shades BL1, A1, A2, A3, B1, B2, C2 & D2, 1 disc per pack       \n.i Gratia: IPS e.max ZirCAD MT Multi            \nPackaging: Pack    \nICN: \"NEW\"         \n DOQ: PK","Ceramic block dental, Zirconia Disc with step, MT multi (medium translucency polychromatic), dia 98.5mm, thick 16 & 20mm, 8 shades BL1, A1, A2, A3, B1, B2, C2 & D2, 1 disc per pack       \n.i Gratia: IPS e.max ZirCAD MT Multi            \nPackaging: Pack    \n","Pack"]
[null,"Computer Aided Design-Computer Aided Manufacture(CAD-CAM)","Ceramic block dental, Zirconia Disc with step, MT (medium translucency monochromatic), dia 98.5mm, thick 14 & 18mm, 8 shades BL1, A1, A2, A3, B1, B2, C2 & D2, 1 disc per pack       \n.i Gratia: IPS e.max ZirCAD MT      \nPackaging: Pack    \nICN: \"NEW\"        \nDOQ: PK","Ceramic block dental, Zirconia Disc with step, MT (medium translucency monochromatic), dia 98.5mm, thick 14 & 18mm, 8 shades BL1, A1, A2, A3, B1, B2, C2 & D2, 1 disc per pack       \n.i Gratia: IPS e.max ZirCAD MT      \nPackaging: Pack    \n","Pack"]
[null,"Computer Aided Design-Computer Aided Manufacture(CAD-CAM)","Ceramic liquid, Dental: Zirconia MT colouring liquids, 16 Shades, 1 bottle 60ml      .i Gratia: IPS e.max ZirCAD MT Colouring Liquid     \nPackaging: Bottle   \nICN: \"NEW\"    \nDOQ: BT","Ceramic liquid, Dental: Zirconia MT colouring liquids, 16 Shades, 1 bottle 60ml      .i Gratia: IPS e.max ZirCAD MT Colouring Liquid     \nPackaging: Bottle   \n","Bottle"]
[null,"Computer Aided Design-Computer Aided Manufacture(CAD-CAM)","Ceramic block dental, Zirconia Disc with step, LT (low translucency monochromatic), dia 98.5mm, thick 10, 12, 14, 16, 18, 20 & 25, 8 shades BL1, A1, A2, A3, B1, B2, C2 & D2, 1 disc per pack       \n.i Gratia: IPS e.max ZirCAD MT        \nPackaging: Each         \nICN: \"NEW\"         \nDOQ: EA","Ceramic block dental, Zirconia Disc with step, LT (low translucency monochromatic), dia 98.5mm, thick 10, 12, 14, 16, 18, 20 & 25, 8 shades BL1, A1, A2, A3, B1, B2, C2 & D2, 1 disc per pack       \n.i Gratia: IPS e.max ZirCAD MT        \nPackaging: Each         \n","Pack"]
[null,"Computer Aided Design-Computer Aided Manufacture(CAD-CAM)","Ceramic liquid, Dental: Zirconia LT colouring liquids, 16 Shades, 1 bottle 60ml      .i Gratia: IPS e.max ZirCAD LT Colouring Liquid     \nPackaging: Bottle     \nICN: \"NEW\"        \nDOQ: BT","Ceramic liquid, Dental: Zirconia LT colouring liquids, 16 Shades, 1 bottle 60ml      .i Gratia: IPS e.max ZirCAD LT Colouring Liquid     \nPackaging: Bottle     \n","Bottle"]
[null,"Computer Aided Design-Computer Aided Manufacture(CAD-CAM)","New item","Cad block, for Cerec block and block kits, is a system of lithium disilicate glass-ceramic blocks for CAD/CAM dental restorations using cerec and inlab system, B32 blocks are recommended for fabrication of 3-unit bridges and requires chairside SW 4.2 or higher, final strength of 360 MPa, size B32, Shade A3.5 3pg, \"IPS e max@CAD LT (low translucency)blocks \" equal or better, Ivoclar Vivadent","Kit"]
[null,"Computer Aided Design-Computer Aided Manufacture(CAD-CAM)","New item","Block translucent zirconia 198x 18mm Block, dental, for single crown to largest bridges (reduces structure for veneering with ceramics), translucent zirconia, diameter: 198mm, height: 18mm, 1 per pack, \"zirkon prettau\" equal or better 139066 EA","Each"]
[null,"Computer Aided Design-Computer Aided Manufacture(CAD-CAM)","New item","Block translucent zirconia 98x 14mm Block, dental, for single crown to largest bridges (reduces structure for veneering with ceramics), translucent zirconia, diameter: 98mm, height: 14mm, 1 per pack, \"zirkon prettau\" equal or better 139067 EA","Each"]
[null,"Computer Aided Design-Computer Aided Manufacture(CAD-CAM)","New item","Block translucent zirconia 98x 16mm Block, dental, for single crown to largest bridges (reduces structure for veneering with ceramics), translucent zirconia, diameter: 98mm, height: 16mm, 1 per pack, \"zirkon prettau\" equal or better 139068 EA","each"]
[null,"Computer Aided Design-Computer Aided Manufacture(CAD-CAM)","New item","Block pre-shaded zirconia 20x19x15.5mmA1 Block, pre-shaded zirconia block, for all anatomical crowns, bridges, telescopes, bars and attachments, true colour technology, LxWxH = 20mm x19mm x15.5mm, INCORIZ TZI C MONO L A1, available in vita shades: A1 212057 EA","each"]
[null,"Computer Aided Design-Computer Aided Manufacture(CAD-CAM)","New item","Block pre-shaded zirconia 40x19x15.5mmA1 Block, pre-shaded zirconia block, for all anatomical crowns, bridges, telescopes, bars and attachments, true colour technology, LxWxH = 40mm x19mm x15.5mm, INCORIZ TZI C MEDI S A1, available in vita shades: A1 212058 EA","Each"]
[null,"Computer Aided Design-Computer Aided Manufacture(CAD-CAM)","New item","Block pre-shaded zirconia 60x40x22mm A1 Block, pre-shaded zirconia block, for all anatomical crowns, bridges, telescopes, bars and attachments, true colour technology, LxWxH = 60mm x40mm x22mm, INCORIZ TZI C MAXI M A1, available in vita shades: A1 212059 EA ","each"]
[null,"Computer Aided Design-Computer Aided Manufacture(CAD-CAM)","New item","Block zirconia Cerec CadCam B45 shdA1-D2 Block, zirconia, for Cerec CadCam, IPS e.max ZirCAD MT multi B45, size: 45 shade A1-D2 216204 EA ","each"]
[null,"Computer Aided Design-Computer Aided Manufacture(CAD-CAM)","New item","Bridge veneered zirconia 4 unit Bridge, veneered zirconia 4 unit bridge with three retainers, fixed partial denture consisTing of two or more crown retainers and a maximum of two pontics to replace missing teeth 221094 EA","each"]
[null,"Cement","New item","Cement resin dental silicone filler Cement resin, dental, final cement two paste system (composed of BIS-GMA and TEGMDA and zirconia/ silicone filler), \"Relyx Arc Refill 3415 A1\"equal or better, ICN: RT-296-0002 BX","Box"]
[null,"Cement","New item","Cement resin dental ICN:RT-296-0003 BX Cement, resin, dental, final cement two paste system (composed of BIS - GMA and TEGMDA and Zirconia / Silica Filler) Refills, 56846 RelyX Unicem 2 Automix A2, ICN: RT-296-003 BX, .i Gratia: 3M Rely X ARC A2, 56846, RT296-02-258ME 170000 BOX ","Box"]
[null,"Cement","New item","Cement resin dental two paste system Cement, resin, dental, final cement two paste system (composed of BIS - GMA and TEGMDA and Zirconia / Silica Filler) refills, 56888 RelyX Ultimate Refill A3O Opaque, ICN: RT-296-003 BX, .i Gratia: 3M Rely X ARC A3 (3415 A3), RT296-02-026ME 124694 EA ","each"]
[null,"Computer Aided Design-Computer Aided Manufacture(CAD-CAM)","New item","Ceramic block dental LT 10mm 8 shades Ceramic block, dental, zirconia disc with step, LT (low translucency monochromatic), dia 98.5mm thick 10mm, 8 shades BL1, A1, A2, A3, B1, B2, C2 & D2, 1 disc per pack, .i Gratia: IPS e.Max ZirCAD LT, ICN: \"NEW\", DOQ: EA 213347 EA ","each"]
[null,"Computer Aided Design-Computer Aided Manufacture(CAD-CAM)","New item","Ceramic block dental LT 12mm 8 shades Ceramic block, dental, zirconia disc with step, LT (low translucency monochromatic), dia 98.5mm thick 12mm, 8 shades BL1, A1, A2, A3, B1, B2, C2 & D2, 1 disc per pack, .i Gratia: IPS e.Max ZirCAD LT, ICN: \"NEW\", DOQ: EA 213348 EA ","each"]
[null,"Computer Aided Design-Computer Aided Manufacture(CAD-CAM)","New item","Ceramic block dental LT 14mm 8 shades Ceramic block, dental, zirconia disc with step, LT (low translucency monochromatic), dia 98.5mm thick 14mm, 8 shades BL1, A1, A2, A3, B1, B2, C2 & D2, 1 disc per pack, .i Gratia: IPS e.Max ZirCAD LT, ICN: \"NEW\", DOQ: EA 213349 EA ","each"]
[null,"Computer Aided Design-Computer Aided Manufacture(CAD-CAM)","New item","Ceramic block dental LT 16mm 8 shades Ceramic block, dental, zirconia disc with step, LT (low translucency monochromatic), dia 98.5mm thick 16mm, 8 shades BL1, A1, A2, A3, B1, B2, C2 & D2, 1 disc per pack, .i Gratia: IPS e.Max ZirCAD LT, ICN: \"NEW\", DOQ: EA 213350 EA "]
[null,"Computer Aided Design-Computer Aided Manufacture(CAD-CAM)","New item","Ceramic block dental LT 18mm 8 shades Ceramic block, dental, zirconia disc with step, LT (low translucency monochromatic), dia 98.5mm thick 18mm, 8 shades BL1, A1, A2, A3, B1, B2, C2 & D2, 1 disc per pack, .i Gratia: IPS e.Max ZirCAD LT, ICN: \"NEW\", DOQ: EA 213351 EA ","each"]
[null,"Computer Aided Design-Computer Aided Manufacture(CAD-CAM)","New item","Ceramic block dental LT 20mm 8 shades Ceramic block, dental, zirconia disc with step, LT (low translucency monochromatic), dia 98.5mm thick 20mm, 8 shades BL1, A1, A2, A3, B1, B2, C2 & D2, 1 disc per pack, .i Gratia: IPS e.Max ZirCAD LT, ICN: \"NEW\", DOQ: EA 213352 EA ","each"]
[null,"Computer Aided Design-Computer Aided Manufacture(CAD-CAM)","New item","Ceramic block dental LT 25mm 8 shades Ceramic block, dental, zirconia disc with step, LT (low translucency monochromatic), dia 98.5mm thick 25mm, 8 shades BL1, A1, A2, A3, B1, B2, C2 & D2, 1 disc per pack, .i Gratia: IPS e.Max ZirCAD LT, ICN: \"NEW\", DOQ: EA 213353 EA ","each"]
[null,"Computer Aided Design-Computer Aided Manufacture(CAD-CAM)","New item","Ceramic block dental monochromatic 14mm Ceramic block, dental, zirconia disc with step, MT (medium translucency monochromatic), dia 98.5mm thick 14mm, 8 shades BL1, A1, A2, A3, B1, B2, C2 & D2, 1 disc per pack, .i Gratia: IPS e.Max ZirCAD MT, ICN: \"NEW\", DOQ: PAK 213344 PAK ","Pack"]
[null,"Computer Aided Design-Computer Aided Manufacture(CAD-CAM)","New item","Ceramic block dental monochromatic 18mm Ceramic block, dental, zirconia disc with step, MT (medium translucency monochromatic), dia 98.5mm thick 18mm, 8 shades BL1, A1, A2, A3, B1, B2, C2 & D2, 1 disc per pack, .i Gratia: IPS e.Max ZirCAD MT, ICN: \"NEW\", DOQ: PAK 213345 PAK ","Pack"]
[null,"Computer Aided Design-Computer Aided Manufacture(CAD-CAM)","New item","Ceramic block medium translucency 16mm Ceramic block, dental, zirconia disc with step, MT multi (medium translucency polychromatic), dia 98.5mm thick 16mm, 8 shades BL1, A1, A2, A3, B1, B2, C2 & D2, 1 disc per pack, .i Gratia: IPS e.Max ZirCAD MT Multi, ICN: \"NEW\", DOQ: PAK RT296-16-201 213343 PAK ","Pack"]
[null,"Computer Aided Design-Computer Aided Manufacture(CAD-CAM)","New item","Ceramic block medium translucency 20mm Ceramic block, dental, zirconia disc with step, MT multi (medium translucency polychromatic), dia 98.5mm thick 20mm, 8 shades BL1, A1, A2, A3, B1, B2, C2 & D2, 1 disc per pack, .i Gratia: IPS e.Max ZirCAD MT Multi, ICN: \"NEW\", DOQ: PAK 213346 PAK","Pack"]
[null,"Computer Aided Design-Computer Aided Manufacture(CAD-CAM)","New item","Ceramic block super translucent 20mm Ceramic block, dental, zirconia disc with step, super translucent, dia: 98.5mm, thick: 20mm, .i Gratia: Upcera, ICN: 18-194-2887, DOQ: EA ","each"]
[null,"Computer Aided Design-Computer Aided Manufacture(CAD-CAM)","New item","Ceramic block super translucent 22mm Ceramic block, dental, zirconia disc with step, super translucent, dia: 98.5mm, thick: 22mm, .i Gratia: Upcera, ICN: 18-194-2887, DOQ: EA 213294 EA ","each"]
[null,"Computer Aided Design-Computer Aided Manufacture(CAD-CAM)","New item","Ceramic block super translucent 25mm Ceramic block, dental, zirconia disc with step, super translucent, dia: 98.5mm, thick: 25mm, .i Gratia: Upcera, ICN: 18-194-2887, DOQ: EA 213295 EA ","each"]
[null,"Computer Aided Design-Computer Aided Manufacture(CAD-CAM)","New item","Ceramic block super translucent 12mm Ceramic block, dental, zirconia disc with step, super translucent, dia: 98.5mm, thick:12mm, .i Gratia: Upcera, ICN: 18-194-2887, DOQ: EA 213289 EA ","each"]
[null,"Computer Aided Design-Computer Aided Manufacture(CAD-CAM)","New item","Ceramic block super translucent 14mm Ceramic block, dental, zirconia disc with step, super translucent, dia: 98.5mm, thick:14mm, .i Gratia: Upcera, ICN: 18-194-2887, DOQ: EA 213290 EA ","each"]
[null,"Computer Aided Design-Computer Aided Manufacture(CAD-CAM)","New item","Ceramic block super translucent 16mm Ceramic block, dental, zirconia disc with step, super translucent, dia: 98.5mm, thick:16mm, .i Gratia: Upcera, ICN: 18-194-2887, DOQ: EA 213291 EA ","each"]
[null,"Computer Aided Design-Computer Aided Manufacture(CAD-CAM)","New item","Ceramic block super translucent 18mm Ceramic block, dental, zirconia disc with step, super translucent, dia: 98.5mm, thick:18mm, .i Gratia: Upcera, ICN: 18-194-2887, DOQ: EA 213292 EA ","each"]
[null,"Computer Aided Design-Computer Aided Manufacture(CAD-CAM)","New item","Ceramic block top translucent 12mm Ceramic block, dental, zirconia disc with step, top translucent, dia: 98.5mm, thick:12mm, .i Gratia: Upcera, ICN: 18-194-2968, DOQ: EA 213284 EA ","each"]
[null,"Computer Aided Design-Computer Aided Manufacture(CAD-CAM)","New item","Ceramic block top translucent 14mm Ceramic block, dental, zirconia disc with step, top translucent, dia: 98.5mm, thick:14mm, .i Gratia: Upcera, ICN: 18-194-2968, DOQ: EA 213285 EA ","each"]
[null,"Computer Aided Design-Computer Aided Manufacture(CAD-CAM)","New item"," Ceramic block top translucent 16mm Ceramic block, dental, zirconia disc with step, top translucent, dia: 98.5mm, thick:16mm, .i Gratia: Upcera, ICN: 18-194-2968, DOQ: EA 213286 EA","each"]
[null,"Computer Aided Design-Computer Aided Manufacture(CAD-CAM)","New item","Ceramic block top translucent 18mm Ceramic block, dental, zirconia disc with step, top translucent, dia: 98.5mm, thick:18mm, .i Gratia: Upcera, ICN: 18-194-2968, DOQ: EA 213287 EA ","each"]
[null,"Computer Aided Design-Computer Aided Manufacture(CAD-CAM)","New item","Ceramic block top translucent 20mm Ceramic block, dental, zirconia disc with step, top translucent, dia: 98.5mm, thick:20mm, .i Gratia: Upcera, ICN: 18-194-2968, DOQ: EA 213288 EA ","each"]
[null,"laboratory crown and bridge material","Investment, dental:  Non-Precious/Precious Metal CasTing, Phosphate Bonded, Graphite-Free, Powder\nBox - 100 x 60g Packets\n.i Gratia:  GC - Fujivest\n\nICN: 18-017-7419 BX","Investment, dental:  Non-Precious/Precious Metal Casting, Phosphate Bonded, Graphite-Free, Powder\nBox - 100 x 60g Packets\n.i Gratia:  GC - Fujivest\n","box"]
[null,"laboratory crown and bridge material","Investment, dental:  Non-Precious/Precious Metal CasTing, Phosphate Bonded, Carbon-Free, Fine Grained, Powder and liquid set\r\n144 x 60g Package (2 Litres)\r\n.i Gratia:  Whipmix - Cera-Fina\r\n\ricn: 18-096-9343 CO\r","Investment, dental:  Non-Precious/Precious Metal Casting, Phosphate Bonded, Carbon-Free, Fine Grained, Powder and liquid set\n144 x 60g Package (2 Litres)\n.i Gratia:  Whipmix - Cera-Fina\n","set"]
[null,"laboratory crown and bridge material","Investment, dental:  Non-Precious/Precious Metal CasTing, Phosphate Bonded, Graphite-Free, Powder and Liquid set\r\nSet - 50 x 60g Packets\r\n.i Gratia:  Bego - Bellavest SH\r\n\rICN: 18-174-7426 SE","Investment, dental:  Non-Precious/Precious Metal Casting, Phosphate Bonded, Graphite-Free, Powder and Liquid set\nSet - 50 x 60g Packets\n.i Gratia:  Bego - Bellavest SH\n\n","set"]
[null,"laboratory crown and bridge material","Investment, dental:  Mixing liquid for Bego Investment Materials\r\n1 Bottle 1 litre\r\n.i Gratia:  Bego - BegoSol HE\r\n\rICN: 18-174-7431 BT","Investment, dental:  Mixing liquid for Bego Investment Materials\n1 Bottle 1 litre\n.i Gratia:  Bego - BegoSol HE\n\n","bottle"]
[null,"laboratory crown and bridge material","Investment, dental:  Mixing liquid for Bego Investment Materials\r\n1 Bottle 1 litre\r\n.i Gratia:  Bego - BegoSol TM\r\n\rICN: 18-970-7003 BT","Investment, dental:  Mixing liquid for Bego Investment Materials\n1 Bottle 1 litre\n.i Gratia:  Bego - BegoSol TM\n","bottle"]
[null,"laboratory Cobalt-Chrome material","Investment, dental:  Base Metal CasTing, Cobalt-Chrome for Fine Investment\r\n1 Bottle 200ml\r\n.i Gratia:  Bego - Wiropaint\r\n\rICN: 18-970-7608 BT","Investment, dental:  Base Metal CasTing, Cobalt-Chrome for Fine Investment\n1 Bottle 200ml\n.i Gratia:  Bego - Wiropaint\n\n","bottle"]
[null,"laboratory Cobalt-Chrome material","Investment, dental:  Base Metal CasTing, Cobalt-Chrome Phosphate Silicate Bonded, Standard, Powder and Liquid Set\r\nSet - 15 x 400g packets, 1 Bottle Liquid 600ml\r\n.i Gratia:  Bego - Wirovest TM\r\n\rICN: 18-970-7607 SE","Investment, dental:  Base Metal CasTing, Cobalt-Chrome Phosphate Silicate Bonded, Standard, Powder and Liquid Set\nSet - 15 x 400g packets, 1 Bottle Liquid 600ml\n.i Gratia:  Bego - Wirovest TM\n\n","set"]
[null,"laboratory Cobalt-Chrome material","Investment, dental:  Soldering, Phosphate Bonded, Carbon Free Powder\r\n1 jar 4,5 kg\r\n.i Gratia:  Bego - Bellatherm TM\r\n\rICN: 18-970-7791 JR","Investment, dental:  Soldering, Phosphate Bonded, Carbon Free Powder\n1 jar 4,5 kg\n.i Gratia:  Bego - Bellatherm TM\n","Jar"]
[null,"laboratory Cobalt-Chrome material","Investment, dental:  Model DuplicaTing Material, Chromium Alloy CasTing, Gel \r\n1 bucket 6 kg\r\n.i Gratia:  Bego - Wirodouble TM\r\n\rICN: 18-970-2425 CO","Investment, dental:  Model DuplicaTing Material, Chromium Alloy CasTing, Gel \n1 bucket 6 kg\n.i Gratia:  Bego - Wirodouble TM\n","Bucket"]
[null,"laboratory Cobalt-Chrome material","Investment, dental:  DuplicaTing Material, Silicone, Addition Cured, 2 Component Set\r\n1 Set 2 x 1 kg bottles\r\n.i Gratia:  Bego - Wirosil\r\n\rICN: 18-094-9388 SE","Investment, dental:  Duplicating Material, Silicone, Addition Cured, 2 Component Set\n1 Set 2 x 1 kg bottles\n.i Gratia:  Bego - Wirosil\n","set"]
[null,"laboratory Cobalt-Chrome material","Die casTing powder, Dental:  Refractory Investment Material for Ceramic Inlays, Onlays and Facings\r\n1 Box 40 x 30 g bags;  250 ml Mixing Liquid;  Measuring Syringe\r\n.i Gratia:  Bego - Begoform\r\n\rICN: 18-094-9387 SE","Die casting powder, Dental:  Refractory Investment Material for Ceramic Inlays, Onlays and Facings\n1 Box 40 x 30 g bags;  250 ml Mixing Liquid;  Measuring Syringe\n.i Gratia:  Bego - Begoform\n","set"]
[null,"Plaster","Plaster, Dental:  Type II, Model Plaster (White)\r\n1 container 5 kg\r\n.i Gratia:  Kenochem\r\n\rICN: 18-970-4313 CO","Plaster, Dental:  Type II, Model Plaster (White)\n1 container 5 kg\n.i Gratia:  Kenochem\n","container"]
[null,"Plaster","Plaster, Dental:  Type II, Model Plaster (White)\r\n1 bag 25 kg\r\n.i Gratia:  Kenochem\r\n\rICN: 18-011-6872 BG","Plaster, Dental:  Type II, Model Plaster (White)\n1 bag 25 kg\n.i Gratia:  Kenochem\n","bag"]
[null,"Plaster","Stone, artificial, dental:  Type III, Improved Othodontic Stone, Pure White Model Mix \r\n1 container 5 kg\r\n.i Gratia:  Coecal\r\n\rICN: 18-970-6938 CO","Stone, artificial, dental:  Type III, Improved Othodontic Stone, Pure White Model Mix \n1 container 5 kg\n.i Gratia:  Coecal\n","container"]
[null,"Plaster","Stone, artificial, dental:  Type III, Improved stone\r\n1 container 5 kg\r\n.i Gratia:  Calestone\r\n\rICN: 18-970-2530 CO","Stone, artificial, dental:  Type III, Improved stone\n1 container 5 kg\n.i Gratia:  Calestone\n","container"]
[null,"Plaster","Stone, artificial, dental:  Type III, Improved Stone\r\n1 bag 25 kg\r\n.i Gratia:  Calestone\r\n\rICN: 18-011-6868 BG","Stone, artificial, dental:  Type III, Improved Stone\n1 bag 25 kg\n.i Gratia:  Calestone\n","bag"]
[null,"Plaster","Die casTing powder, Dental:  Type IV, Improved Die Dental Stone\r\n1 container 5 kg\r\n.i Gratia:  Velmix\r\n\rICN: 18-970-3586 CO","Die casting powder, Dental:  Type IV, Improved Die Dental Stone\n1 container 5 kg\n.i Gratia:  Velmix\n","container"]
[null,"Plaster","Die casTing powder, Dental:  Class IV, Super Hard Stone\r\n5 kg container\r\n.i Gratia:  Bego - Begostone\r\n\rICN: 18-094-9389 CN","Die casting powder, Dental:  Class IV, Super Hard Stone\n5 kg container\n.i Gratia:  Bego - Begostone\n","container"]
[null,"laboratory crown and bridge material","Investment, dental: Non-Precious/Precious Metal CasTing, Phosphate Bonded, Graphite-Free, Liquid, bottle 900ml, .i Gratia: GC - Fujivest (890186)\r","Investment, dental: Non-Precious/Precious Metal CasTing, Phosphate Bonded, Graphite-Free, Liquid, bottle 900ml, .i Gratia: GC - Fujivest (890186)\r","bottle"]
[null,"Thermoplastic material","Pressure moulding: plastic strip, thermoplastic monomer free sandwich type material, .i Gratia Durasoft 1.8 x 125mm square plate (3192) 1 pack 10 pieces\r","Pressure moulding: plastic strip, thermoplastic monomer free sandwich type material, .i Gratia Durasoft 1.8 x 125mm square plate (3192) 1 pack 10 pieces\r","pack"]
[null,"Thermoplastic material","Pressure moulding: plastic strip, thermoplastic monomer free sandwich type material, .i Gratia Durasoft 1.8 x 125mm round plate (3193) 1 pack 10 pieces\r","Pressure moulding: plastic strip, thermoplastic monomer free sandwich type material, .i Gratia Durasoft 1.8 x 125mm round plate (3193) 1 pack 10 pieces\r","pack"]
[null,"Thermoplastic material","Pressure moulding: plastic strip, thermoplastic monomer free sandwich type material, .i Gratia Durasoft 2.5 x 125mm round plate (3386) 1 pack 10 pieces\r","Pressure moulding: plastic strip, thermoplastic monomer free sandwich type material, .i Gratia Durasoft 2.5 x 125mm round plate (3386) 1 pack 10 pieces\r","pack"]
[null,"Thermoplastic material","Pressure moulding: plastic strip, thermoplastic, tough elastic type material, .i Gratia Copyplast round plate 1.0 x 125mm (3179) 1pack 10 pieces\r","Pressure moulding: plastic strip, thermoplastic, tough elastic type material, .i Gratia Copyplast round plate 1.0 x 125mm (3179) 1pack 10 pieces\r","pack"]
[null,"laboratory Cobalt-Chrome material","Investment, dental: Base Metal CasTing, Cobalt-Chrome Phosphate Silicate Bonded, Standard, Powder 15 x 400g \nbag, .i Gratia Wirovest (51057) carton\t\nRT296-17-024 to RT296-17-025 will be awarded as a series\n\t\t\t\t\t\n","Investment, dental: Base Metal CasTing, Cobalt-Chrome Phosphate Silicate Bonded, Standard, Powder 15 x 400g \nbag, .i Gratia Wirovest (51057) carton\t\nItem RT296-17-024 to RT296-17-025 will be awarded as a series\n\t\t\t\t\t\n","bag"]
[null,"laboratory Cobalt-Chrome material","Investment, dental: Base Metal CasTing, Cobalt-Chrome Phosphate Silicate Bonded, Standard, Liquid, .i Gratia Bergosol mixing liquid (51090) 1 bottle of 1 litre\t\t\t\t\t\r\n","Investment, dental: Base Metal CasTing, Cobalt-Chrome Phosphate Silicate Bonded, Standard, Liquid, .i Gratia Bergosol mixing liquid (51090) 1 bottle of 1 litre\t\t\t\t\t\r\n","bottle"]
[null,"laboratory Cobalt-Chrome material","Investment, dental: Model DuplicaTing Material, silicone for duplicaTing of models and implants. .i Gratia Dreve Dublisil 15 DuplicaTing material ( D-4807) Set consisTing of 2 x 21,2 l (25kg) canisters A&B\r","Investment, dental: Model DuplicaTing Material, silicone for duplicaTing of models and implants. .i Gratia Dreve Dublisil 15 DuplicaTing material ( D-4807) Set consisTing of 2 x 21,2 l (25kg) canisters A&B\r","set"]
[null,"laboratory Cobalt-Chrome material","Investment, dental: Base metal casTing and lithium disilicate pressing, phosphate silicate bonded, powder 1 Pack 60 x 100g packets, .i Gratia: Gill Vest Powder          \nPackaging: Pack\nICN: \"NEW\"    \nDOQ: PK\nRT296-17-027 to RT296-17-028 will be awarded as a series","Investment, dental: Base metal casTing and lithium disilicate pressing, phosphate silicate bonded, powder 1 Pack 60 x 100g packets, .i Gratia: Gill Vest Powder          \nPackaging: Pack\nItem RT296-17-027 to RT296-17-028 will be awarded as a series","pack"]
[null,"laboratory Cobalt-Chrome material","Investment, dental: Base metal casTing and lithium disilicate pressing, phosphate silicate bonded, liquid 1 bottle 1 litre,     \n.i Gratia: Gill Vest Liquid \nPackaging: Bottle\nICN: \"NEW\"            \nDOQ: BT","Investment, dental: Base metal casTing and lithium disilicate pressing, phosphate silicate bonded, liquid 1 bottle 1 litre,     \n.i Gratia: Gill Vest Liquid \nPackaging: Bottle\n","bottle"]
[null,"Impression material","Putty: dental laboratory; silicone putty for denture technique, .i Gratia Dreve Labrosil Pro 70 (D-38390) Kit consisTing of 2 x 450ml canisters\r","Putty: dental laboratory; silicone putty for denture technique, .i Gratia Dreve Labrosil Pro 70 (D-38390) Kit consisTing of 2 x 450ml canisters\r","Kit"]
[null,"Impression material","Putty: dental laboratory, silicone putty for denture technique, .i Gratia Dreve Labrosil Pro 90 (D-38393) Kit consisTing of 2 x 450ml canisters\r","Putty: dental laboratory, silicone putty for denture technique, .i Gratia Dreve Labrosil Pro 90 (D-38393) Kit consisTing of 2 x 450ml canisters\r","Kit"]
[null,"Impression material","Putty: Dental laboratory;elastomeric putty for denture technique, extraoral application, hand mix system \n.i Gratia: Coltene Lab-Putty Economy-Pack Set consisTing of 1 x 7.5kg Bucket Base Putty and 8 x 40ml Tube Activator with 5 Dosing Spoons      Packaging: Set  \nICN:  \nDOQ: SE","Putty: Dental laboratory;elastomeric putty for denture technique, extraoral application, hand mix system \n.i Gratia: Coltene Lab-Putty Economy-Pack Set consisTing of 1 x 7.5kg Bucket Base Putty and 8 x 40ml Tube Activator with 5 Dosing Spoons      Packaging: Set  \n","set"]
[null,"laboratory crown and bridge material","Investment, dental: Model DuplicaTing Material, silicone for duplicaTing of models and implants. .i Gratia Dreve Dublisil 15 DuplicaTing material ( D-4807) Set consisTing of 2 x 21,2 l (25kg) canisters A&B\r","Investment, dental: Model Duplicating Material, silicone for duplicating of models and implants. .i Gratia Dreve Dublisil 15 Duplicating material ( D-4807) Set consisTing of 2 x 21,2 l (25kg) canisters A&B\n","set"]
[null,"laboratory crown and bridge material","Silicone material; dental laboratory; addition-vulcanizing silicone for production of flexible gingiva in C&B technique, .i Gratia Dreve Gum-Quick Set (D-504842) Set consisTing of 2 x 50ml double cartridges, 12 x light blue mixing tips and 1 x 10ml bottle DuoSep\r","Silicone material; dental laboratory; addition-vulcanizing silicone for production of flexible gingiva in C&B technique, .i Gratia Dreve Gum-Quick Set (D-504842) Set consisTing of 2 x 50ml double cartridges, 12 x light blue mixing tips and 1 x 10ml bottle DuoSep\r","set"]
[null,"laboratory crown and bridge material","Gold alloy, casTing, dental:  Type II, Light and Moderate Stress with High Burnishability, Colour Rich Yellow, Minimum Noble Content of 72%, ADA Spec No.5 and DIN 13906\r\n1 bag 100g\r\n.i Gratia:  Argenco No.17\r\n\rICN: 18-970-6144 GM","Gold alloy, casTing, dental:  Type II, Light and Moderate Stress with High Burnishability, Colour Rich Yellow, Minimum Noble Content of 72%, ADA Spec No.5 and DIN 13906\n1 bag 100g\n.i Gratia:  Argenco No.17\n","bag"]
[null,"laboratory crown and bridge material","Gold alloy, casTing, Dental:  Type III, Moderate and High Stress, Colour Yellow, Minimum Noble Content of 70%, ADA Spec. No 5 and Din 13906\r\n1 bag 100g\r\nExempli Gratia:  Argenco No.11\r\n\rICN: 18-970-7807 GM\r","Gold alloy, casTing, Dental:  Type III, Moderate and High Stress, Colour Yellow, Minimum Noble Content of 70%, ADA Spec. No 5 and Din 13906\n1 bag 100g\nExempli Gratia:  Argenco No.11\n","bag"]
[null,"laboratory crown and bridge material","Non-precious alloy, casTing, dental:  Type III Gold Alloy Characteristics, Crown and Bridge Technique, ANSI/ADA Specification No.5, Acceptable for Cast Dental Prosthetic Devices\r\n1 bag 50g\r\n.i Gratia:  Alba Dent Inc - NPG TM\r\n\rICN: 18-009-7501 GM","Non-precious alloy, casTing, dental:  Type III Gold Alloy Characteristics, Crown and Bridge Technique, ANSI/ADA Specification No.5, Acceptable for Cast Dental Prosthetic Devices\n1 bag 50g\n.i Gratia:  Alba Dent Inc - NPG TM\n","bag"]
[null,"laboratory Cobalt-Chrome material","Cobalt-chromium alloy, dental casTing ingot:  Base Metal, Removable Partial Dentures, ADA Spec. No.14, Extra Hard\r\n1 container 100g\r\nExempli Gratia:  Bego - Wironit TM\r\n\rICN: 18-970-2265 CO","Cobalt-chromium alloy, dental casTing ingot:  Base Metal, Removable Partial Dentures, ADA Spec. No.14, Extra Hard\n1 container 100g\nExempli Gratia:  Bego - Wironit TM\n","container"]
[null,"laboratory crown and bridge material","Gold Alloy, CasTing, Dental:  High Gold, Porcelain Bonding, Colour Pale Yellow, Minimum Noble Content of 95%\r\n1 bag 100g\r\n.i Gratia:  Argident No.3\r\n\rICN: 18-970-6143 GM","Gold Alloy, CasTing, Dental:  High Gold, Porcelain Bonding, Colour Pale Yellow, Minimum Noble Content of 95%\n1 bag 100g\n.i Gratia:  Argident No.3\n","bag"]
[null,"laboratory crown and bridge material","Gold Alloy, CasTing, Dental:  High Gold, Porcelain Bonding, Colour Rich Yellow, Bio-compatible, Minimum Noble Content of 96%\r\n1 bag 100g\r\n.i Gratia:  Argident BIO Y81\r\n\rICN: 18-019-2699 GM","Gold Alloy, CasTing, Dental:  High Gold, Porcelain Bonding, Colour Rich Yellow, Bio-compatible, Minimum Noble Content of 96%\n1 bag 100g\n.i Gratia:  Argident BIO Y81\n","bag"]
[null,"laboratory crown and bridge material","Palladium Alloy, CasTing ingot, Dental:  Porcelain Bonding, Colour White, Minimum PGM Content of 73%, CasTing Temperature 1400 Deg\r\n1 bag 25g\r\n.i Gratia:  BegoPal TM\r\n\rICN: 18-014-2517 GM","Palladium Alloy, CasTing ingot, Dental:  Porcelain Bonding, Colour White, Minimum PGM Content of 73%, CasTing Temperature 1400 Deg\n1 bag 25g\n.i Gratia:  BegoPal TM\n","bag"]
[null,"laboratory crown and bridge material","Ceramic Alloy, CasTing ingot, Dental:  Non-Precious, Ni-Cr-Mo, Colour White, Beryllium Free, ADA Spec. No.14\r\n1 bag 250g\r\n.i Gratia:  Bego - Wiron TM 99\r\n\rICN: 18-970-7538 GM","Ceramic Alloy, CasTing ingot, Dental:  Non-Precious, Ni-Cr-Mo, Colour White, Beryllium Free, ADA Spec. No.14\n1 bag 250g\n.i Gratia:  Bego - Wiron TM 99\n\n","bag"]
[null,"laboratory crown and bridge material","Nickel-Chromium Alloy, CasTing ingot, Dental:  Non-Precious, Ni-Cr-Mo Superalloy, MelTing Temp 1150-1280 Deg C, Beryllium Free\r\n1 pack 100g\r\n.i Gratia:  Simex - Biomate-C\r\n\rICN: 18-095-6530 GM","Nickel-Chromium Alloy, CasTing ingot, Dental:  Non-Precious, Ni-Cr-Mo Superalloy, MelTing Temp 1150-1280 Deg C, Beryllium Free\n1 pack 100g\n.i Gratia:  Simex - Biomate-C\n","pack"]
[null,"laboratory Cobalt-Chrome material","Brazing alloy, gold:  Cobalt-Chrome Alloys, Temp 1180 C, Corrosion-Resistant, Flux Included\r\n1 pack 5 Strips 5g each\r\n.i Gratia:  Bego - Cobalt-Chrome-Solder\r\n\rICN: 18-970-2104 PK","Brazing alloy, gold:  Cobalt-Chrome Alloys, Temp 1180 C, Corrosion-Resistant, Flux Included\n1 pack 5 Strips 5g each\n.i Gratia:  Bego - Cobalt-Chrome-Solder\n","pack"]
[null,"laboratory crown and bridge material","Brazing alloy, gold:  High Carat, Temp 720 C, Joining Precious Metal Alloys\r\n1 pack 5g\r\n.i Gratia:  Argen - Solder 710 Y\r\n\rICN: 18-026-9979 PK","Brazing alloy, gold:  High Carat, Temp 720 C, Joining Precious Metal Alloys\n1 pack 5g\n.i Gratia:  Argen - Solder 710 Y\n","pack"]
[null,"laboratory Cobalt-Chrome material","Brazing alloy, gold:  Precious Ceramic Alloys, Temp 1060 C, Repair and Joining Gold Alloys prior to Ceramic Application, Flame soldering\r\n1 reel 5g\r\n.i Gratia:  Argen - Solder 1060W\r\n\rICN: 18-970-7546 RE","Brazing alloy, gold:  Precious Ceramic Alloys, Temp 1060 C, Repair and Joining Gold Alloys prior to Ceramic Application, Flame soldering\n1 reel 5g\n.i Gratia:  Argen - Solder 1060W\n","Reel"]
[null,"laboratory crown and bridge material","Brazing alloy, gold:  Precious Ceramic Alloys, Temp 810 C, Joining Gold Alloys after Ceramic Application, Postsoldering in Furnance\r\n1 reel 5g\r\n.i Gratia:  Argen - Solder 830Y\r\n\rICN: 18-970-5854 RE","Brazing alloy, gold:  Precious Ceramic Alloys, Temp 810 C, Joining Gold Alloys after Ceramic Application, Postsoldering in Furnance\n1 reel 5g\n.i Gratia:  Argen - Solder 830Y\n","Reel"]
[null,"laboratory orthodontic material","Brazing Alloy, Silver:  Low Fusing, Temp 580 C, Stainless Steel Orthodontic Wires, Brackets and Silver Alloys\r\n1 reel 7,09g (0,25oz)\r\n.i Gratia:  Rocky Mountain\r\n\rICN: 18-970-5405 RE","Brazing Alloy, Silver:  Low Fusing, Temp 580 C, Stainless Steel Orthodontic Wires, Brackets and Silver Alloys\n1 reel 7,09g (0,25oz)\n.i Gratia:  Rocky Mountain\n\n","Reel"]
[null,"laboratory orthodontic material","Arch wire, dental:  Round, Straight, Stainless Steel, Length 360mm, Dia 0,25mm\r\n1 length 360mm\r\n.i Gratia:  Dentaurum\r\n\rICN: 18-970-4826 LG","Arch wire, dental:  Round, Straight, Stainless Steel, Length 360mm, Dia 0,25mm\n1 length 360mm\n.i Gratia:  Dentaurum\n\n","Length"]
[null,"orthodontic components","Arch wire, dental:  Round, Straight, Stainless Steel, Length 360mm, Dia 0,41mm\r\n1 length 360mm\r\n.i Gratia:  Dentaurum\r\n\rICN: 18-970-4827 LG","Arch wire, dental:  Round, Straight, Stainless Steel, Length 360mm, Dia 0,41mm\n1 length 360mm\n.i Gratia:  Dentaurum\n\n","Length"]
[null,"orthodontic components","Arch wire, dental:  Round, Straight, Stainless Steel, Length 360mm, Dia 0,46mm\r\n1 length 360mm\r\n.i Gratia:  Dentaurum\r\n\rICN: 18-970-4828 LG","Arch wire, dental:  Round, Straight, Stainless Steel, Length 360mm, Dia 0,46mm\n1 length 360mm\n.i Gratia:  Dentaurum\n\n","Length"]
[null,"orthodontic components","Arch wire, dental:  Round, Straight, Stainless Steel, Length 360mm, Dia 0,51mm\r\n1 length 360mm\r\n.i Gratia:  Dentaurum\r\n\rICN: 18-970-4829 LG","Arch wire, dental:  Round, Straight, Stainless Steel, Length 360mm, Dia 0,51mm\n1 length 360mm\n.i Gratia:  Dentaurum\n\n","Length"]
[null,"orthodontic components","Arch wire, dental:  Round, Straight, Stainless Steel, Length 360mm, Dia 0,559mm\r\n1 length 360mm\r\n.i Gratia:  Dentaurum\r\n\rICN: 18-970-4830 LG","Arch wire, dental:  Round, Straight, Stainless Steel, Length 360mm, Dia 0,559mm\n1 length 360mm\n.i Gratia:  Dentaurum\n\n","Length"]
[null,"orthodontic components","Arch wire, dental:  Round, Straight, Stainless Steel, Length 360mm, Dia 0,71mm\r\n1 length 360mm\r\n.i Gratia:  Dentaurum\r\n\rICN: 18-970-4832 LG","Arch wire, dental:  Round, Straight, Stainless Steel, Length 360mm, Dia 0,71mm\n1 length 360mm\n.i Gratia:  Dentaurum\n","Length"]
[null,"orthodontic components","Arch wire, dental:  Round, Straight, Stainless Steel, Lenght 360mm, Dia 0,76mm\r\n1 length 360mm\r\n.i Gratia:  Dentaurum\r\n\rICN: 18-970-4833 LG","Arch wire, dental:  Round, Straight, Stainless Steel, Lenght 360mm, Dia 0,76mm\n1 length 360mm\n.i Gratia:  Dentaurum\n","Length"]
[null,"orthodontic components","Arch wire, dental:  Round, Straight, Stainless Steel, Length 360mm, Dia 0,90mm\r\n1 length 360mm\r\n.i Gratia:  Dentaurum\r\n\rICN: 18-970-5347 LG","Arch wire, dental:  Round, Straight, Stainless Steel, Length 360mm, Dia 0,90mm\n1 length 360mm\n.i Gratia:  Dentaurum\n","Length"]
[null,"orthodontic components","Arch wire, dental:  Round, Straight, Stainless Steel, Spring Hard (1800-2000 N/mm² tensile strength), Roll, Dia 0.7mm\r\n1 roll 500g\r\n.i Gratia:  Dentaurum Clinic Coil 524-070\r\n\rICN: 6520-18-179-6094","Arch wire, dental:  Round, Straight, Stainless Steel, Spring Hard (1800-2000 N/mm² tensile strength), Roll, Dia 0.7mm\n1 roll 500g\n.i Gratia:  Dentaurum Clinic Coil 524-070\n","roll"]
[null,"orthodontic components","Arch wire, dental:  Round, Straight, Stainless Steel, Spring Hard (1800-2000 N/mm² tensile strength), Roll, Dia 0.8mm\r\n1 roll 500g\r\nExempli Gratia:  Dentaurum Clinic Coil 524-080\r\n\rICN: 6520-18-189-0772","Arch wire, dental:  Round, Straight, Stainless Steel, Spring Hard (1800-2000 N/mm² tensile strength), Roll, Dia 0.8mm\n1 roll 500g\nExempli Gratia:  Dentaurum Clinic Coil 524-080\n","roll"]
[null,"orthodontic components","Arch wire, dental: Round, straight, stainless steel, spring hard (1800-2000 N/mm2 tensile strength), roll, dia, 0.5mm, 1 roll 500g. .i Gratia: Dentaurum Clinic Coil","Arch wire, dental: Round, straight, stainless steel, spring hard (1800-2000 N/mm2 tensile strength), roll, dia, 0.5mm, 1 roll 500g. .i Gratia: Dentaurum Clinic Coil","roll"]
[null,"orthodontic components","Arch wire, dental: Round, straight, stainless steel, spring hard (1800-2000 N/mm2 tensile strength) roll, dia, 0.25mm 1 roll 500g. .i Gratia: Dentaurum Clinic Coil","Arch wire, dental: Round, straight, stainless steel, spring hard (1800-2000 N/mm2 tensile strength) roll, dia, 0.25mm 1 roll 500g. .i Gratia: Dentaurum Clinic Coil","roll"]
[null,"orthodontic components","Arch wire, dental: Half Round, Straight, Stainless Steel, Spring Hard (1800-2000 N/mm2 tensile strength), Roll, Dia 1.3x0.65mm 1 Roll 500g exempli Gratia Remanium diamond drawn wires (308-713-00)\r","Arch wire, dental: Half Round, Straight, Stainless Steel, Spring Hard (1800-2000 N/mm2 tensile strength), Roll, Dia 1.3x0.65mm 1 Roll 500g exempli Gratia Remanium diamond drawn wires (308-713-00)\r","roll"]
[null,"orthodontic components","Arch wire, dental: Half Round, Straight, Stainless Steel, Spring Hard (1800-2000 N/mm2 tensile strength), Roll, Dia 1.3x0.65mm 1 Roll 500g exempli Gratia Remanium diamond drawn wires (308-715-00)\r","Arch wire, dental: Half Round, Straight, Stainless Steel, Spring Hard (1800-2000 N/mm2 tensile strength), Roll, Dia 1.3x0.65mm 1 Roll 500g exempli Gratia Remanium diamond drawn wires (308-715-00)\r","roll"]
[null,"orthodontic components","Arch wire, dental: Half Round, Straight, Stainless Steel, Spring Hard (1800-2000 N/mm2 tensile strength), Roll, Dia 1.75 x 0.90mm 1 Roll 500g .i Gratia Remanium diamond drawn wires (308-718-00)\r","Arch wire, dental: Half Round, Straight, Stainless Steel, Spring Hard (1800-2000 N/mm2 tensile strength), Roll, Dia 1.75 x 0.90mm 1 Roll 500g .i Gratia Remanium diamond drawn wires (308-718-00)\r","roll"]
[null,"orthodontic components","New item","Arch Wire, dental orthodontic: Preformed NITI,upper, ovoid,.14, pack of 10\n.i Gratia:Ormco\n\n\n","Pack"]
[null,"orthodontic components","New item","Arch Wire, dental orthodontic: Preformed NITI,lower,ovoid, .14, pack of 10\n.i Gratia:Ormco","Pack"]
[null,"orthodontic components","New item","Arch Wire, dental orthodontic: Preformed NITI,upper,ovoid, .16, pack of 10\n.i Gratia:Ormco            \n","Pack"]
[null,"orthodontic components","New item","Arch Wire, dental orthodontic: Preformed NITI,lower,ovoid, .16, pack of 10\n.i Gratia:Ormco","Pack"]
[null,"orthodontic components","New item","Arch Wire, dental orthodontic: Preformed NITI,upper,ovoid, .18, pack of 10\n.i Gratia:Ormco","Pack"]
[null,"orthodontic components","New item","Arch Wire, dental orthodontic: Preformed NITI,lower,ovoid, .18, pack of 10\n.i Gratia:Ormco","Pack"]
[null,"orthodontic components","New item","Arch Wire, dental orthodontic: Preformed Stainless Steel,upper,ovoid, .14, pack of 10\n.i Gratia:Ormco","Pack"]
[null,"orthodontic components","New item","Arch Wire, dental orthodontic: Preformed Stainless Steel,lower,ovoid, .14, pack of 10\n.i Gratia:Ormco","Pack"]
[null,"orthodontic components","New item","Arch Wire, dental orthodontic: Preformed Stainless Steel,upper,ovoid, .16, pack of 10\n.i Gratia:Ormco","Pack"]
[null,"orthodontic components","New item","Arch Wire, dental orthodontic: Preformed Stainless Steel,lower,ovoid, .16, pack of 10\n.i Gratia:Ormco","Pack"]
[null,"orthodontic components","New item","Arch Wire, dental orthodontic: Preformed Stainless Steel,upper,ovoid, .18, pack of 10\n.i Gratia:Ormco","Pack"]
[null,"orthodontic components","New item","Arch Wire, dental orthodontic: Preformed Stainless Steel,lower,ovoid, .18, pack of 10\n.i Gratia:Ormco","Pack"]
[null,"orthodontic components","New item","Arch Wire, dental orthodontic: Preformed NITI,upper, round,.14, pack of 10\n.i Gratia:Ormco\n\n\n","Pack"]
[null,"orthodontic components","New item","Arch Wire, dental orthodontic: Preformed NITI,lower,round, .14, pack of 10\n.i Gratia:Ormco","Pack"]
[null,"orthodontic components","New item","Arch Wire, dental orthodontic: Preformed NITI,upper,round, .16, pack of 10\n.i Gratia:Ormco            \n","Pack"]
[null,"orthodontic components","New item","Arch Wire, dental orthodontic: Preformed NITI,lower,round, .16, pack of 10\n.i Gratia:Ormco","Pack"]
[null,"orthodontic components","New item","Arch Wire, dental orthodontic: Preformed NITI,upper,round, .18, pack of 10\n.i Gratia:Ormco","Pack"]
[null,"orthodontic components","New item","Arch Wire, dental orthodontic: Preformed NITI,lower,round, .18, pack of 10\n.i Gratia:Ormco","Pack"]
[null,"orthodontic components","New item","Arch Wire, dental orthodontic: Preformed Stainless Steel,upper,round, .14, pack of 10\n.i Gratia:Ormco","Pack"]
[null,"orthodontic components","New item","Arch Wire, dental orthodontic: Preformed Stainless Steel,lower,round, .14, pack of 10\n.i Gratia:Ormco","Pack"]
[null,"orthodontic components","New item","Arch Wire, dental orthodontic: Preformed Stainless Steel,upper,round, .16, pack of 10\n.i Gratia:Ormco","Pack"]
[null,"orthodontic components","New item","Arch Wire, dental orthodontic: Preformed Stainless Steel,lower,round, .16, pack of 10\n.i Gratia:Ormco","Pack"]
[null,"orthodontic components","New item","Arch Wire, dental orthodontic: Preformed Stainless Steel,upper,round, .18, pack of 10\n.i Gratia:Ormco","Pack"]
[null,"orthodontic components","New item","Arch Wire, dental orthodontic: Preformed Stainless Steel,lower,round, .18, pack of 10\n.i Gratia:Ormco","Pack"]
[null,"orthodontic components","New item","Arch Wire, dental orthodontic: Preformed NITI,upper, rectangular,.14, pack of 10\n.i Gratia:Ormco\n\n\n","Pack"]
[null,"orthodontic components","New item","Arch Wire, dental orthodontic: Preformed NITI,lower,rectangular, .14, pack of 10\n.i Gratia:Ormco","Pack"]
[null,"orthodontic components","New item","Arch Wire, dental orthodontic: Preformed NITI,upper,rectangular, .16, pack of 10\n.i Gratia:Ormco            \n","Pack"]
[null,"orthodontic components","New item","Arch Wire, dental orthodontic: Preformed NITI,lower,rectangular, .16, pack of 10\n.i Gratia:Ormco","Pack"]
[null,"orthodontic components","New item","Arch Wire, dental orthodontic: Preformed NITI,upper,rectangular, .18, pack of 10\n.i Gratia:Ormco","Pack"]
[null,"orthodontic components","New item","Arch Wire, dental orthodontic: Preformed NITI,lower,rectangular, .18, pack of 10\n.i Gratia:Ormco","Pack"]
[null,"orthodontic components","New item","Arch Wire, dental orthodontic: Preformed Stainless Steel,upper,rectangular, .14, pack of 10\n.i Gratia:Ormco","Pack"]
[null,"orthodontic components","New item","Arch Wire, dental orthodontic: Preformed Stainless Steel,lower,rectangular, .14, pack of 10\n.i Gratia:Ormco","Pack"]
[null,"orthodontic components","New item","Arch Wire, dental orthodontic: Preformed Stainless Steel,upper,rectangular, .16, pack of 10\n.i Gratia:Ormco","Pack"]
[null,"orthodontic components","New item","Arch Wire, dental orthodontic: Preformed Stainless Steel,lower,rectangular, .16, pack of 10\n.i Gratia:Ormco","Pack"]
[null,"orthodontic components","New item","Arch Wire, dental orthodontic: Preformed Stainless Steel,upper,rectangular, .18, pack of 10\n.i Gratia:Ormco","Pack"]
[null,"orthodontic components","New item","Arch Wire, dental orthodontic: Preformed Stainless Steel,lower,rectangular, .18, pack of 10\n.i Gratia:Ormco","Pack"]
[null,"orthodontic components","New item","Open coil spring, dental orthodontic:NITI,medium force,18cm long,0.30mmdiameter,3 per pack","Pack"]
[null,"orthodontic components","New item","Orthodontic Brackets,dental:metal,cusp/bicuspid with hooks,0.46mm(.18\")slot size, 20 brackets, Nu-Edge roth System compatible","Kit"]
[null,"orthodontic components","New item","Orthodontic Buccal Tubes,dental:Stainless Steel,Upper Right 1st molar single non-convertible MBT with bondable 80-gauge mesh foil base, 10 per pack  .i Gratia:Pluto","Pack"]
[null,"orthodontic components","New item","Orthodontic Buccal Tubes,dental:Stainless Steel,Upper Left 1st molar single non-convertible MBT with bondable 80-gauge mesh foil base, 10 per pack                          .i Gratia:Pluto","Pack"]
[null,"orthodontic components","New item","Orthodontic Buccal Tubes,dental:Stainless Steel,Lower Right 1st molar single non-convertible MBT with bondable 80-gauge mesh foil base, 10 per pack  .i Gratia:Pluto","Pack"]
[null,"orthodontic components","New item","Orthodontic Buccal Tubes,dental:Stainless Steel,Lower Left 1st molar single non-convertible MBT with bondable 80-gauge mesh foil base, 10 per pack  .i Gratia:Pluto","Pack"]
[null,"orthodontic components","New item","Orthodontics,dental:Stainless Steel, Lingual Retainer, .032mm ,5.9 inches long, 2 per pack","Pack"]
[null,"orthodontic components","New item","Orthodontic O ring, dental: Elastic Rubber,Assorted Colours, 26 rings per stick, 40 sticks per Pack","Pack"]
[null,"orthodontic components","New item","Orthodontic Power chain,dental: Elastic,short, 3.5mm between loops Assorted colours, 5m roll","Pack"]
[null,"orthodontic components","New item","Orthodontic Power chain,dental: Elastic,short, 4.0mm between loops Assorted colours, 5m roll","Roll"]
[null,"orthodontic components","New item","Orthodontic Power chain,dental: Elastic,long, 4.0mm between loops Assorted colours, 5m roll","Roll"]
[null,"orthodontic components","New item","Orthodontic chain, dental: Eruption appliance, small rond base eyelet chain, bondable to cuspids, 0.016 diameter, pack of 2","Pack"]
[null,"Wax","New item","Orthodontic Wax, dental: food grade wax, 10 pieces ","Pack"]
[null,"Sand blasting material","Grain abrasive:  Dental, 99,6% aluminium oxide to DIN, acid washed,  25 micron\r\n1 bag 8 kg\r\n.i Gratia:  Bego - Korox TM\r\n\rICN: 18-970-3153 CO","Grain abrasive:  Dental, 99,6% aluminium oxide to DIN, acid washed,  25 micron\n1 bag 8 kg\n.i Gratia:  Bego - Korox TM\n","bag"]
[null,"Sand blasting material","Grain abrasive: Dental, aluminium oxide Powder , 27 micron ;   For use of fine cutTing with Aquacare machine                                                                                                                                                   1 CO \nRT296-19-002 to RT296-19-004 will be awarded as a series                                                                                                                                                                                                 .i Gratia: Aquacare pro cut  Fine                                                                                                                                                    ICN: ","Grain abrasive: Dental, aluminium oxide Powder , 27 micron ;   For use of fine cutTing with Aquacare machine 1CO\nItem RT296-19-002 to RT296-19-004 will be awarded as a series       \n.i Gratia: Aquacare pro cut  Fine         ","each"]
[null,"Sand blasting material","Grain abrasive: Dental, aluminium oxide Powder , 53 Micron micron ;   For use of fine cutTing with Aquacare machine                                                                                                                                                   1 CO                                                                                                                                                                                                 .i Gratia: Aquacare pro cut: :course                                                                                                                                                   ICN: ","Grain abrasive: Dental, aluminium oxide Powder , 53 Micron micron ;   For use of fine cutTing with Aquacare machine  \n1 CO   \n.i Gratia: Aquacare pro cut: :course   \n","each"]
[null,"Sand blasting material","Grain abrasive: Dental, aluminium oxide Powder , 53 Micron micron ;   For use of fine cutTing with Aquacare machine    \n1 CO      \n.i Gratia: Aquacare pro cut::course   ","Grain abrasive: Dental, aluminium oxide Powder , 53 Micron micron ;   For use of fine cutTing with Aquacare machine    \n1 CO      \n.i Gratia: Aquacare pro cut::course   ","each"]
[null,"Sand blasting material","Sodium Biocarbonate;Dental For use for polishing/cleaning with Aquacare machine \n.i Gratia:  Pro Clean/Polishing                                                                                                                                     ICN:  ","Sodium Biocarbonate;Dental For use for polishing/cleaning with Aquacare machine \n.i Gratia:  Pro Clean/Polishing                                                                                                                                     ","each"]
[null,"Sand blasting material","Sodium Biocarbonate;Dental For use for polishing/cleaning/desensitizing with Aquacare machine           \n.i Gratia:  Pro Clean/Polishing/Desensitizing                                                                                                                                     ICN:  ","Sodium Biocarbonate;Dental For use for polishing/cleaning/desensitizing with Aquacare machine           \n.i Gratia:  Pro Clean/Polishing/Desensitizing                                                                                                                                     ICN:  ","each"]
[null,"Sand blasting material","Grain abrasive:  Dental, 99,6% aluminium oxide to DIN, acid washed, 50 micron\r\n1 bag 8 kg\r\n.i Gratia:  Bego - Korox TM\r\n\rICN: 18-970-5846 CO","Grain abrasive:  Dental, 99,6% aluminium oxide to DIN, acid washed, 50 micron\n1 bag 8 kg\n.i Gratia:  Bego - Korox TM\n\n","bag"]
[null,"Sand blasting material","Grain Abrasive:  Dental, 99,6% aluminium oxide to DIN, acid washed, 110 micron\r\n1 bag 8 kg\r\n.i Gratia:  Bego - Korox TM\r\n\rICN: 18-970-7658 CO","Grain Abrasive:  Dental, 99,6% aluminium oxide to DIN, acid washed, 110 micron\n1 bag 8 kg\n.i Gratia:  Bego - Korox TM\n\n","bag"]
[null,"Thermoplastic material","Plastic strip, dental surface protection: Dual laminate mouthguard material, clear, 125 x 125 x 2/ 3/ 5 mm 1 Box 12 pieces \n.i Gratia: Pro-form Dual Laminate  \nPackaging: Box\nICN:18-182-9426     \nDOQ: BX","Plastic strip, dental surface protection: Dual laminate mouthguard material, clear, 125 x 125 x 2/ 3/ 5 mm 1 Box 12 pieces \n.i Gratia: Pro-form Dual Laminate  \nPackaging: Box\n","box"]
[null,"Sand blasting material","Grain abrasive:  Dental, 99,6% aluminium oxide to DIN, acid washed, 250 micron \r\n1 bag 8 kg\r\n.i Gratia:  Bego - Korox TM\r\n\rICN: 18-970-3731 CO","Grain abrasive:  Dental, 99,6% aluminium oxide to DIN, acid washed, 250 micron \n1 bag 8 kg\n.i Gratia:  Bego - Korox TM\n","bag"]
[null,"Sand blasting material","Grain abrasive:  dental, glass beads, lead-free soda, polish blasTing to DIN, 50 micron\r\n1 container 8 kg\r\n.i Gratia:  Bego - Perlablast TM\r\n\rICN: 18-970-7005 CO","Grain abrasive:  dental, glass beads, lead-free soda, polish blasTing to DIN, 50 micron\n1 container 8 kg\n.i Gratia:  Bego - Perlablast TM\n","container"]
[null,"laboratory crown and bridge material","Flux, casTing, dental:  precious metal alloys, Temp 800-1100 Degrees C, Powder Form \r\n1 jar 90g\r\n.i Gratia:  Degussa - Veriflux TM\r\n\rICN: 18-970-7596 JR","Flux, casTing, dental:  precious metal alloys, Temp 800-1100 Degrees C, Powder Form \n1 jar 90g\n.i Gratia:  Degussa - Veriflux TM\n\n","Jar"]
[null,"laboratory material","Flux, soldering:  stainless steel orthodontic wires, paste\r\n1 jar 28,35g (1oz)\r\n.i Gratia:  Rocky Mountain\r\n\rICN: 18-970-6945 JR","Flux, soldering:  stainless steel orthodontic wires, paste\n1 jar 28,35g (1oz)\n.i Gratia:  Rocky Mountain\n\n","Jar"]
[null,"Laboratory finishing and polishing material","Polishing compound, dental:  laboratory, block, final, precious and non-precious metals\r\n1 block 250g\r\n.i Gratia:  Renfert - Saphir\r\n\rICN: 18-970-5764 EA\r","Polishing compound, dental:  laboratory, block, final, precious and non-precious metals\n1 block 250g\n.i Gratia:  Renfert - Saphir\n\n\n","Block"]
[null,"Laboratory finishing and polishing material","Polishing compound, dental:  laboratory, block, rough and final, cobalt-chrome, blue\r\n1 block 250g\r\n.i Gratia:  Bego\r\n\rICN: 18-970-5937 EA","Polishing compound, dental:  laboratory, block, rough and final, cobalt-chrome, blue\n1 block 250g\n.i Gratia:  Bego\n\n","Block"]
[null,"Laboratory finishing and polishing material","Polishing compound, dental:  laboratory, block, universal, cobalt-chrome and precious metals, white\r\n1 Block 230g\r\nExempli Gratia:  Renfert\r\n\rICN: 18-970-7794 EA","Polishing compound, dental:  laboratory, block, universal, cobalt-chrome and precious metals, white\n1 Block 230g\nExempli Gratia:  Renfert\n","Block"]
[null,"Laboratory finishing and polishing material","Polishing compound, dental:  laboratory, electrolyte solution, cobalt-chrome\r\n1 bottle 1 litre\r\n.i Gratia:  Bego - Wirolyt\r\n\rICN: 18-970-2486 BT","Polishing compound, dental:  laboratory, electrolyte solution, cobalt-chrome\n1 bottle 1 litre\n.i Gratia:  Bego - Wirolyt\n\n","bottle"]
[null,"Laboratory finishing and polishing material","Polishing compound, dental:  laboratory, paste, diamond impregated\r\n1 tube 5g\r\n.i Gratia:  Bego - Diapol\r\n\rICN: 18-970-7646 TU","Polishing compound, dental:  laboratory, paste, diamond impregated\n1 tube 5g\n.i Gratia:  Bego - Diapol\n\n","tube"]
[null,"Laboratory finishing and polishing material","Pumice, USP:  Dental, Abrasive, Coarse\r\n1 bucket 10kg\r\n.i Gratia:  Bego - Steribim\r\n\rICN; 18-970-4839 CO","Pumice, USP:  Dental, Abrasive, Coarse\n1 bucket 10kg\n.i Gratia:  Bego - Steribim\n\n","bucket"]
[null,"laboratory Cobalt-Chrome material","Hardener, dental:  DuplicaTing Models, Dipping Liquid, Cobalt-Chrome Technique\r\n1 can 1 litre\r\n.i Gratia:  Bego - Durol TM\r\n\rICN; 18-970-5943 CN","Hardener, dental:  DuplicaTing Models, Dipping Liquid, Cobalt-Chrome Technique\n1 can 1 litre\n.i Gratia:  Bego - Durol TM\n\n","can"]
[null,"laboratory crown and bridge material","Hardener, Dental:  Plaster Hardener and Water Repellent, Plastic  Solution\r\n1 bottle 150ml\r\n.i Gratia:  Renfert Härtebad\r\n\rICN: 18-970-8585 BT","Hardener, Dental:  Plaster Hardener and Water Repellent, Plastic  Solution\n1 bottle 150ml\n.i Gratia:  Renfert Härtebad\n\n","bottle"]
[null,"Laboratory material","Glue, Cyanoacrylate, Dental:  Quickset\r\n1 bottle 20g\r\n.i Gratia:  Koatsu Gas K - Cyanon\r\n\rICN: 18-970-5390 BT","Glue, Cyanoacrylate, Dental:  Quickset\n1 bottle 20g\n.i Gratia:  Koatsu Gas K - Cyanon\n","bottle"]
[null,"Laboratory material","Glue, kit, cyanoacrylate, Dental:  Undercut EliminaTing Glue, Accelerator Spray \r\nSet - 1 Bottle Base 1/2oz, 1 Spray Accelerator 2oz\r\n.i Gratia:  Dental Venture - Zapit\r\n\rICN: 18-970-7842 SE","Glue, kit, cyanoacrylate, Dental:  Undercut EliminaTing Glue, Accelerator Spray \nSet - 1 Bottle Base 1/2oz, 1 Spray Accelerator 2oz\n.i Gratia:  Dental Venture - Zapit\n\n","set"]
[null,"Shade guide","Tooth set , Prosthetic: Artificial teeth (Mandibular/Maxillary anterior and posterior teeth(Specify Shade, mould and amount in Tabular form) Set up Teeth with fossa angles 20-30 degrees Mono planes present .i Gratia Yamahachi\r\n","Tooth set , Prosthetic: Artificial teeth (Mandibular/Maxillary anterior and posterior teeth(Specify Shade, mould and amount in Tabular form) Set up Teeth with fossa angles 20-30 degrees Mono planes present .i Gratia Yamahachi\n","set"]
[null,"Shade guide","Tooth set , Prosthetic: Artificial teeth (Mandibular/Maxillary anterior and posterior teeth(Specify Shade, mould and amount in Tabular form) Set up Teeth with Lingualised occlusions designed for that purpose .i Gratia:  Vita Lingoform\r\n\r\r.i Gratia:  Meyerson/Acrotone/Dentron\r\n\rICN: 18-970-3725 SE","Tooth set , Prosthetic: Artificial teeth (Mandibular/Maxillary anterior and posterior teeth(Specify Shade, mould and amount in Tabular form) Set up Teeth with Lingualised occlusions designed for that purpose .i Gratia:  Vita Lingoform\n.i Gratia:  Meyerson/Acrotone/Dentron\n\n","set"]
[null,"Shade guide","Tooth set , Prosthetic: Artificial teeth (Mandibular/Maxillary anterior and posterior teeth(Specify Shade, mould and amount in Tabular form) Set up Teeth in the Vita 3D Master shade system .i Gratia Vita MFT\r\n\r.i Gratia:  Meyerson/Acrotone/Dentron\r\n\rICN:18-970-3722 SE","Tooth set , Prosthetic: Artificial teeth (Mandibular/Maxillary anterior and posterior teeth(Specify Shade, mould and amount in Tabular form) Set up Teeth in the Vita 3D Master shade system .i Gratia Vita MFT\n.i Gratia:  Meyerson/Acrotone/Dentron\n\n","set"]
[null,"Shade guide","Guide, Mold, Dental:  Artificial Teeth, Conventional Grade\nEach\n.i Gratia:  Meyerson/Acrotone/Dentron\nICN: 18-974-0632 EA","Guide, Mold, Dental:  Artificial Teeth, Conventional Grade\nEach\n.i Gratia:  Meyerson/Acrotone/Dentron\n","each"]
[null,"Shade guide","Guide, Shade, Teeth:  Artificial Teeth, Conventional Grade\r\nEach\r\n.i Gratia:  Meyerson/Acrotone/Dentron\r\n\rICN: 18-974-0631 EA","Guide, Shade, Teeth:  Artificial Teeth, Conventional Grade\nEach\n.i Gratia:  Meyerson/Acrotone/Dentron\n\n","each"]
[null,"Maintenance","Cleaning Compound, Dental:  Descaler for Steam Cleaners\r\n1 Bottle 1 litre\r\n.i Gratia:  Bego - Calex\r\n\rICN: 18-007-9502 BT","Cleaning Compound, Dental:  Descaler for Steam Cleaners\n1 Bottle 1 litre\n.i Gratia:  Bego - Calex\n","bottle"]
[null,"Maintenance","Cleaning Compound, Dental:  Lime Remover for Boiling-out and Polymerisation Units \r\n1 Bottle 1 litre\r\n.i Gratia:  Dreve Ratiodent - Unisol-E\r\n\rICN: 18-007-9494 BT","Cleaning Compound, Dental:  Lime Remover for Boiling-out and Polymerisation Units \n1 Bottle 1 litre\n.i Gratia:  Dreve Ratiodent - Unisol-E\n","bottle"]
[null,"Maintenance","Cleaning compound, dental:  Pickling Agent, Non-Fuming Type\r\n1 Tin 170g\r\n.i Gratia:  Bego - Aurocid\r\n\rICN: 18-970-7800 CN\r","Cleaning compound, dental:  Pickling Agent, Non-Fuming Type\n1 Tin 170g\n.i Gratia:  Bego - Aurocid\n\n\n","Tin"]
[null,"Maintenance","Cleaning compound, dental:  Wax Remover for Boiling-out and Polymerisation Units\r\n1 bottle 1 litre\r\n.i Gratia:  Dreve Ratiodent - Unisol-W\r\n\rICN: 18-007-9501 BT\r","Cleaning compound, dental:  Wax Remover for Boiling-out and Polymerisation Units\n1 bottle 1 litre\n.i Gratia:  Dreve Ratiodent - Unisol-W\n","bottle"]
[null,"Maintenance","Cleaning compound, Ultrasonic, Dental:  Solution, Plaster Removal\r\n1 container 1 litre\r\n.i Gratia:  L&R\r\n\rICN: 18-970-7589 CO\r\n","Cleaning compound, Ultrasonic, Dental:  Solution, Plaster Removal\n1 container 1 litre\n.i Gratia:  L&R\n","container"]
[null,"laboratory crown and bridge material","Asbestos free strip, dental:  Liner, 40mm x 30 metre\r\n1 roll 30 metres\r\n.i Gratia:  Bego\r\n\rICN: 18-970-7620 RL","Asbestos free strip, dental:  Liner, 40mm x 30 metre\n1 roll 30 metres\n.i Gratia:  Bego\n","roll"]
[null,"laboratory crown and bridge material","Asbestos free strip, dental:  Liner, 50mm x 30 metre\r\n1 roll 30 metres\r\n.i Gratia:  Bego\r\n\rICN: 18-970-7621 RL","Asbestos free strip, dental:  Liner, 50mm x 30 metre\n1 roll 30 metres\n.i Gratia:  Bego\n","roll"]
[null,"laboratory material","Lubricant, cold mould, dental:  SeparaTing Media, Plaster\r\n1 bottle 1000ml\r\n.i Gratia:  Dentaurum\r\n\rICN: 18-970-2288 BT","Lubricant, cold mould, dental:  SeparaTing Media, Plaster\n1 bottle 1000ml\n.i Gratia:  Dentaurum\n","bottle"]
[null,"laboratory crown and bridge material","SeparaTing media,  crown and bridge wax\r\n1 Bottle 1 litre\r\n.i Gratia:  Degussa - Isolit TM\r\n\rICN: 18-970-7084 BT","Separating media,  crown and bridge wax\n1 Bottle 1 litre\n.i Gratia:  Degussa - Isolit TM\n","bottle"]
[null,"laboratory crown and bridge material","Mould,  isolaTing agent, silicon basis, crown and bridge wax dipping technique\r\n1 Bottle 50ml\r\n.i Gratia:  Renfert - Picosep\r\n\rICN: 18-174-7181 BT","Mould,  isolaTing agent, silicon basis, crown and bridge wax dipping technique\n1 Bottle 50ml\n.i Gratia:  Renfert - Picosep\n","bottle"]
[null,"Thermoplastic material","Plastic strip, dental surface protection:  Thermoplastic PVA-PE Mouthguard Material, Clear, 125 x 125 x 2 mm\r\n1 Box 10 Pieces\r\n.i Gratia:  Drufosoft\r\n\rICN: 18-970-6987 BX\r\nItem RT296-19-039  to RT296-19-044  will be awarded as a series","Plastic strip, dental surface protection:  Thermoplastic PVA-PE Mouthguard Material, Clear, 125 x 125 x 2 mm\n1 Box 10 Pieces\n.i Gratia:  Drufosoft\nItem RT296-19-039  to RT296-19-044  will be awarded as a series","box"]
[null,"Thermoplastic material","Plastic strip, dental surface protection:  Thermoplastic PVA-PE Mouthguard Material, Clear, 125 x 125 x 3 mm\r\n1 Box 10 Pieces\r\n.i Gratia:  Drufosoft\r\n\rICN: 18-970-6988 BX","Plastic strip, dental surface protection:  Thermoplastic PVA-PE Mouthguard Material, Clear, 125 x 125 x 3 mm\n1 Box 10 Pieces\n.i Gratia:  Drufosoft\n\n","box"]
[null,"Thermoplastic material","Plastic strip, dental surface protection:  Thermoplastic PVA-PE Mouthguard Material, Clear, 125 x 125 x 4mm\r\n1 Box 10 Pieces\r\nExempli Gratia:  Drufosoft\r\n\rICN: 18-970-2277 BX","Plastic strip, dental surface protection:  Thermoplastic PVA-PE Mouthguard Material, Clear, 125 x 125 x 4mm\n1 Box 10 Pieces\nExempli Gratia:  Drufosoft\n\n","box"]
[null,"Thermoplastic material","Plastic strip, dental surface protection:  Thermoplastic PVA-PE Mouthguard Material, Clear, Dia 125 mm x 2 mm\n1 Box 10 pcs\n.i Gratia:  Biostar - Bioplast\n","Plastic strip, dental surface protection:  Thermoplastic PVA-PE Mouthguard Material, Clear, Dia 125 mm x 2 mm\n1 Box 10 pcs\n.i Gratia:  Biostar - Bioplast\n","box"]
[null,"Thermoplastic material","Plastic strip, dental surface protection:  Thermoplastic PVA-Pe Mouthguard Material, Clear, Dia 125 mm x 3 mm\n1 Box 10 pcs\n.i Gratia:  Biostar - Bioplast\n","Plastic strip, dental surface protection:  Thermoplastic PVA-Pe Mouthguard Material, Clear, Dia 125 mm x 3 mm\n1 Box 10 pcs\n.i Gratia:  Biostar - Bioplast\n","box"]
[null,"Thermoplastic material","Plastic strip, dental surface protection:  Thermoplastic PVA-PE Mouthguard Material, Clear, Dia 125 mm x 4 mm\n1 Box 10 pcs\n.i Gratia:  Biostar - Bioplast\n","Plastic strip, dental surface protection:  Thermoplastic PVA-PE Mouthguard Material, Clear, Dia 125 mm x 4 mm\n1 Box 10 pcs\n.i Gratia:  Biostar - Bioplast\n","box"]
[null,"Thermoplastic material","Plastic strip, dental surface protection:  Thermoplastic, Transparent Polycarbonate Temporary Splint Material, 120 x 120 x 0,5 mm\n1 Box 50 Pieces\n.i Gratia:  Buffalo\n Item RT296-19-045 TO RT296-19-048 will be awarded as a series","Plastic strip, dental surface protection:  Thermoplastic, Transparent Polycarbonate Temporary Splint Material, 120 x 120 x 0,5 mm\n1 Box 50 Pieces\n.i Gratia:  Buffalo\n Item RT296-19-045 TO RT296-19-048 will be awarded as a series","box"]
[null,"Thermoplastic material","Plastic strip, dental surface protection:  Thermoplastic, Transparent Temporary Matrix Material, 120 x 120 x 0,5 mm\r\n1 Box 50 Pieces\r\n.i Gratia:  Buffalo\r\n\rICN: 18-970-7547 BX","Plastic strip, dental surface protection:  Thermoplastic, Transparent Temporary Matrix Material, 120 x 120 x 0,5 mm\n1 Box 50 Pieces\n.i Gratia:  Buffalo\n","box"]
[null,"Thermoplastic material","Plastic strip, dental surface protection:  Thermoplastic, Transparent Polycarbonate Hard Elastic Material for Splints and Temporary Crown/Bridges, Dia 125mm x 1,0mm\r\n1 Box 10 pcs\r\n.i Gratia:  Biostar - Duran\r\n\rICN: 18-094-9381 BX","Plastic strip, dental surface protection:  Thermoplastic, Transparent Polycarbonate Hard Elastic Material for Splints and Temporary Crown/Bridges, Dia 125mm x 1,0mm\n1 Box 10 pcs\n.i Gratia:  Biostar - Duran\n","box"]
[null,"Thermoplastic material","Plastic strip, dental surface protection:  Thermoplastic, Transparent Polycarbonate Break and Abrasion Resistant Material for Splints and Bite Guards, Dia 125mm x 1,0mm\r\n1 Box 10 pcs\r\n.i Gratia:  Biostar - Imprelon \"S\"\r\n\rICN: 18-094-9379 BX.  ","Plastic strip, dental surface protection:  Thermoplastic, Transparent Polycarbonate Break and Abrasion Resistant Material for Splints and Bite Guards, Dia 125mm x 1,0mm\n1 Box 10 pcs\n.i Gratia:  Biostar - Imprelon \"S\"\n ","box"]
[null,"Thermoplastic material","Plastic strip, dental surface protection: Dual laminate mouthguard material, clear, 125 x 125 x 2/ 3/ 5 mm 1 Box 12 pieces       \n.i Gratia: Pro-form Dual Laminate        \nPackaging: Box    \nICN:18-182-9426         \nDOQ: BX","Plastic strip, dental surface protection: Dual laminate mouthguard material, clear, 125 x 125 x 2/ 3/ 5 mm 1 Box 12 pieces       \n.i Gratia: Pro-form Dual Laminate        \nPackaging: Box    \n","box"]
[null,"Thermoplastic material","Pressure moulding: plastic strip, thermoplastic monomer free material, 1 pack of 10 pieces      \n.i Gratia: Biocryl Rosa transparant 2.0 x 125mm round plate (3152)","Pressure moulding: plastic strip, thermoplastic monomer free material, 1 pack of 10 pieces      \n.i Gratia: Biocryl Rosa transparant 2.0 x 125mm round plate (3152)","pack"]
[null,"Thermoplastic material","Pressure moulding: plastic strip, thermoplastic monomer free material, 1 pack of 10 pieces        \n.i Gratia: Biocryl Rosa transparant 3.0 x 125mm round plate (3158) Page","Pressure moulding: plastic strip, thermoplastic monomer free material, 1 pack of 10 pieces        \n.i Gratia: Biocryl Rosa transparant 3.0 x 125mm round plate (3158) Page","pack"]
[null,"Thermoplastic material","Plastic strip, dental surface protection:  InsulaTing Foil, Plaster, For Cold Cure Acrylics, Dia 125mm x 0,01mm\r\n1 Box 100 pcs\r\n.i Gratia:  Biostar - Isofolan Foil\r\n\rICN: 18-095-2465 BX.","Plastic strip, dental surface protection:  InsulaTing Foil, Plaster, For Cold Cure Acrylics, Dia 125mm x 0,01mm\n1 Box 100 pcs\n.i Gratia:  Biostar - Isofolan Foil\n","box"]
[null,"Thermoplastic material","Adhesive, dental:  Bonding between Isofolan Foil and Deep Palatal Areas of Plaster Model\r\n20 x 100ml Bottles\r\n.i Gratia:  Biostar - Isofolan Adhesive\r\n\rICN: 18-094-9380 BT","Adhesive, dental:  Bonding between Isofolan Foil and Deep Palatal Areas of Plaster Model\n20 x 100ml Bottles\n.i Gratia:  Biostar - Isofolan Adhesive\n","bottle"]
[null,"laboratory Cobalt-Chrome material","WetTing agent:  Cobalt-Chrome Technique, Liquid\r\n1 Bottle 100ml\r\n.i Gratia:  Bego - Aurofilm TM\r\n\rICN: 18-970-5404 BT","Wetting agent:  Cobalt-Chrome Technique, Liquid\n1 Bottle 100ml\n.i Gratia:  Bego - Aurofilm TM\n","bottle"]
[null,"laboratory crown and bridge material","WetTing agent:  Crown and Bridge Technique, Liquid\r\n1 Box 2 Bottles 100ml\r\n.i Gratia:  Degussa - Waxit TM\r\n\rICN: 18-970-5857 BX","Wetting agent:  Crown and Bridge Technique, Liquid\n1 Box 2 Bottles 100ml\n.i Gratia:  Degussa - Waxit TM\n","box"]
[null,"laboratory crown and bridge material","WetTing agent:  Crown and Bridge Technique, Spray, Aerosol\r\n1 Can 150ml\r\n.i Gratia:  Degussa - Waxit TM\r\n\rICN: 18-970-7801 TI","Wetting agent:  Crown and Bridge Technique, Spray, Aerosol\n1 Can 150ml\n.i Gratia:  Degussa - Waxit TM\n","can"]
[null,"Laboratory material","Articulator, dental: Plastic, black, plaster less solid not hinge type, starter kit.\r\n.i Gratia: Flash\r\n\rICN: 18-037-5082  KT. \n","Articulator, dental: Plastic, black, plaster less solid not hinge type, starter kit.\n.i Gratia: Flash\n\n\n","kit"]
[null,"Burs","Bur, dental, excavaTing: Tungsten carbide , disposable articulation procedure articulators, plain cut coarse, 10mm head size round.\r\n.i Gratia:\r\n\rICN: 18-095-6528 EA","Bur, dental, excavaTing: Tungsten carbide , disposable articulation procedure articulators, plain cut coarse, 10mm head size round.\n.i Gratia:\n","each"]
[null,"Laboratory material","Butane Gas: Refill for dental laboratory microtorch\r\n\rICN: 18-036-6095 TI","Butane Gas: Refill for dental laboratory microtorch\r\n\rICN: 18-036-6095 TI","Tin","add SABS std"]
[null,"Burs","Bur, dental, excavaTing: Tungsten carbide, disposable articulation procedure articulators, plain cut coarse, 8mm head size round. .i Gratia: ICN: 18-095-6528 EA","Bur, dental, excavating: Tungsten carbide, disposable articulation procedure articulators, plain cut coarse, 8mm head size round. .i Gratia: ICN: 18-095-6528 EA","each"]
[null,"laboratory crown and bridge material","Hardener, dental: DuplicaTing Models, Surface hardener thinner, 125ml bottle, .i Gratia Renfert (1719-2100)\r","Hardener, dental: Duplicating Models, Surface hardener thinner, 125ml bottle, .i Gratia Renfert (1719-2100)\n","bottle"]
[null,"laboratory Cobalt-Chrome material","New item","CRC - Mould former, large","4 pieces"]
[null,"laboratory Cobalt-Chrome material","New item","CRC - Mould former, small","6 pieces"]
[null,"laboratory Cobalt-Chrome material","New item","Ceramic melting crucibles for Fornax. Ref No. 52482  B322022","6 pieces"]
[null,"laboratory material","New item","Crucible Silic Oxide - Large: R-040542 ","1 piece"]
[null,"laboratory Cobalt-Chrome material","New item","Relining and casting adhesive coated wax. 10x10cm. Transparent 0.75mm\nBox of 35 sheets","Box"]
[null,null,"New item","IP&MSc-IP Implant range: diametter 3.0mm implant and components - laboratory analogues and prostetic components\nItem RT20-01-001 to RT20-01-010 will be awarded as a series","Each"]
[null,null,"New item","LP12, colour code: purple, platform diameter: 3.0mm, hex height: 0.70mm, hex width: 2.15mm","Each"]
[null,null,"New item","SP16 (Hex/Engaging) passive abutment plastic cast to fit LSN12.  Uses TS-P-16 retaining screw.","Each","To correct the RT no"]
[null,null,"New item","SP17 (Non-Hex/Non-Engaging) passive abutment plastic cast. Fit LSN 12. uses TS-P-16 retaining screw.","Each"]
[null,null,"New item","TCBN1h (Hex/Engaging), titanium abutment, uses TS-P-16 retaining screw.","Each"]
[null,null,"New item","TCBN1nh (Non-Hex/Non-Engaging), titanium abutment, uses TS-P-16 retaining screw.","Each"]
[null,null,"New item","PKIP2h (Hex/Engaging), peek abutment (semi-crystalline thermoplastic) uses TS-P-16","Each"]
[null,null,"New item","PKIP2h (Non-Hex/Non-Engaging), peek abutment (semi-crystalline thermoplastic) uses TS-P-16","Each"]
[null,null,"New item","SBN16 (Hex/Engaging) passive abutment plastic castable sleeve to fit LP12. Uses 2 series screws.","Each"]
[null,null,"New item","SBN-17-TT (Non-Hx/Non/Engaging) passive abutment plastic castable sleeve. Tof fit LP12. Uses 2 series screws.","Each"]
[null,null,"New item","IBN & IBNT implant range diameter 3.25mm implants and components\nItem RT20-01-011 to RT20-01-020 will be awarded as a series","Each"]
[null,null,"New item","LSN12, colour code: blue, platform diameter: 3.43mm, hx height: 0.70mm, hew width: 2.54mm.","Each"]
[null,null,"New item","SBN1 (Hex/Engaging) plastic castable sleeve for direct procedure to fiit LSN12.","Each"]
[null,null,"New item","SBN5 (Non-Hex/Non-Engaging) plastic castable sleeve for direct procedure to fit LSN 12.","Each"]
[null,null,"New item","TCBN1h and TCBN5h (Hex/Engaging), titanium abutment uses 2 series screws.","Each"]
[null,null,"New item","TCBN1nh and TCBN5nh (Non-Hex/Non-Engaging), titanum abutment, uses 2 series screws.","Each"]
[null,null,"New item","PKBN2h (Hex/Engaging), peek abutment (semi-crystalline thermoplastic), uses 2 series screws.","Each"]
[null,null,"New item","PKBN2nh (Non-Hex/Non-Engaging), peek abutment (semi-crystalline thrmoplastic), uses 2 series screws.","Each"]
[null,null,"New item","SBN16 (Hex/Engaging) passive abutment plastic castable sleeve to fit LSN12. Uses 2 series screws.","Each"]
[null,null,"New item","SBN-17-TT (Non-Hex/Non/Engaging) passive abutment plastic castable sleeve. Tof fit LSN12. Uses 2 series screws.","Each"]
[null,null,"New item","IBS, Ibi, and IBT/IBTi & IBPS implant range diameter 3.75mm & 4.0mm implants and components for laboratory anologues.\nItem RT20-01-021 to RT20-01-029 will be awarded as a series","Each"]
[null,null,"New item","LS12, colour code: grey/silver, platform diameter: 4.05mm & 4.60mm, Hex Heigh: 0.70mm, hex width: 2.70mm.","Each"]
[null,null,"New item","SB1 (Hex/Engaging) plastic castable sleeve for direct procedure to fit LS12","Each"]
[null,null,"New item","SB5 (Non-Hex/Non-Engaging) plastic castable sleeve for direct procedure to fit LS12.","Each"]
[null,null,"New item","TCB1nh and TCB5nh (Non-Hex/Non-Engaging), titanium abutment, uses 2 series screws.","Each"]
[null,null,"New item","PKB2h (Hex/Engaging), peek abutment (semi-crystalline thermoplastic) uses 2 series screws.","Each"]
[null,null,"New item","PKB2nh (Non-Hex/Non-Engaging) peek abutment (semi-crystalline thermoplastic) uses 2 series screws.","Each"]
[null,null,"New item","SBN16 (Hex/Engaging) Passive abutment, plastic castable sleeve. To fit LS12, uses 2 series screws.","Each"]
[null,null,"New item","SBN-17-TT (Non-Hex/Non/Engaging) passive abutment plastic castable sleeve. Tof fit LS12. Uses 2 series screws.","Each"]
[null,null,"New item","BA, Bai &BAT, and BATi Implant range diameter 5.0mm implants and components.\nItem RT20-01-030 to RT20-01-039 will be awarded as a series","Each"]
[null,null,"New item","LSA12, colour code: yellow, platform diameter: 5.0mm, hx height: 0.70mm, hex width: 2.70mm","Each"]
[null,"v","New item","SBA1 (Hex/Engaging) plastic castable sleeve for direct procedure to fit LSA12.","Each"]
[null,"laboratory implant components","New item","SBA5 (Non-Hex/Non-Engaging) plastic castable sleeve for direct procedure to fit LSA12","Each"]
[null,"laboratory implant components","New item","TCBA1h and TCBA5h (Hex/Engaging) titanium abutment uses 2 series screws.","Each"]
[null,"laboratory implant components","New item","TCBA1h and TCBA5h (Non-Hex/Non-Engaging) titanium abutment uses 2 series screws.","Each"]
[null,"laboratory implant components","New item","PKBA2h (Hex/Engaging) peek abutment (semi-crystalline thermoplastic) uses 2 series screws","Each"]
[null,"laboratory implant components","New item","PKBA2h (Non-Hex/Non-Engaging) peek abutment (semi-crystalline thermoplastic) uses 2 series screws","Each"]
[null,"laboratory implant components","New item","SBA 16 (Hex/Engaging) passive abutment plastic castable sleeve to fit LSA12. Uses 2 series screws","Each"]
[null,"laboratory implant components","New item","SBA-17-TT (Non-Hex/Non-Engaging) passive abutment, plastic castable sleeve to fit LSA 12 uses 2 series screws","Each"]
[null,"laboratory implant components","New item","BBBS, BBBi & BBT, and BBBTi implant range diameter 6.0mm implants and components laboratory analogues and preosthetic components\nItem RT20-01-040 to RT20-01-050 will be awarded as a series","Each"]
[null,"laboratory implant components","New item","LBBBS12, colour code: green, platform diameter: 6.0mm, hex height: 0.70mm, hex width: 2.70mm.","Each"]
[null,"laboratory implant components","New item","SBBB1 (Hex/Engaging) plastic castable sleeve for direct procedure to it LSA12.","Each"]
[null,"laboratory implant components","New item","SBBB5 (None to -Hex/Non-Engaging) plastic castable sleeve for direct procedure to fit LSA12","Each"]
[null,"laboratory implant components","New item","TCBBB1h and TCBBB5h (Hex/Engaging) titanium abutment uses 2 series screws.","Each"]
[null,"laboratory implant components","New item","TCBBB1h and TCBBB5h (Non-Hex/Non-Engaging) titanium abutment uses 2 series screws.","Each"]
[null,"laboratory implant components","New item","PKBBB2h (Hex/Engaging) peek abutment (semi-crystalline thermoplastic) uses 2 series screws.","Each"]
[null,"laboratory implant components","New item","PKBBB2h (Non-Hex/Non-Engaging) peek abutment (semi-crystalline thermoplastic) uses 2 series screws.","Each"]
[null,"laboratory implant components","New item","SBBB16 (Hex/Engaging) plastic castable sleeve for direct procedure to it LSA12.  Uses 2 series screws.","Each"]
[null,"laboratory implant components","New item","SBBB-17-TT (Non-Hex/Non-Engaging) passive abutment, plastic castable sleeve to fit LSA12.  Uses 2 series screws.","Each"]
[null,"laboratory implant components","New item","BSS2: laboratory screw to hold the implant abutment in place\nItem RT20-01-051 to RT20-01-054 will be awarded as a series","Each"]
[null,"laboratory implant components","New item","TSS2 titanium prosthetic screw - clinicians screw down th implant crown in postion","Each"]
[null,"laboratory implant components","New item","GSS2: gold prosthetic screw - clinician screw down the implant crown in position","Each"]
[null,"laboratory implant components","New item","TS-P-16: titanium prosthetic screw - clinician uses to scrw down implant crown in position.","Each"]
[null,"laboratory implant components","New item","TS-P-16: titanium prosthetic screw - clinician uses to scrw down implant crown in position.","Each"]
[null,"Preventive material",null,"Silver diamine fluoride (SDF) has been used extensively to prevent caries from forming, growing or spreading to other teeth.\nIt also treats tooth sensitivity and help to stop tooth decay. 1 SDF is a colourless liquid containing silver particles and 38% (44,800 ppm) fluoride ion that at pH 10 is 25% silver, 8% ammonia, 5% fluoride, and 62% water. This is referred to as 38% SDF. \nIt is available as in a two-bottle system Step1 containing SDF and Step 2 containing K1 to prevent discoloration.\nSDF is also available in a single delivery system, containing silver (˷25%) and fluoride (˷5%) stabilised in ammonia.","bottle"]
{"$rows_empty":17}
[null,"Computer Aided Design-Computer Aided Manufacture(CAD-CAM)",null,"Ceramic powder, dental for circonia bonding: Enamel Dark 1 bottle 50g .i Gratia: Vita VM 9 Enamel Dark","bottle","New items, new category"]
[null,"Computer Aided Design-Computer Aided Manufacture(CAD-CAM)",null,"Ceramic block dental, Zirconia Disc with step, top translucent, dia 98.5mm, thick 12, 14, 16, 18 & 20mm                             .i Gratia: Upcera             Packaging: Each          ICN: 18-194-2968           DOQ: EA","Each","New items, new category\nprovive RT no"]
[null,"Computer Aided Design-Computer Aided Manufacture(CAD-CAM)",null,"Ceramic block dental, Zirconia Disc with step, super translucent, dia 98.5mm, thick 12, 14, 16, 18, 20, 22 & 25mm                             .i Gratia: Upcera             Packaging: Each          ICN: 18-194-2887           DOQ: EA","Each","New items, new category\nprovive RT no"]
[null,"Computer Aided Design-Computer Aided Manufacture(CAD-CAM)",null,"Ceramic block dental, Lithium Disilicate high translucent, 5 pieces per box, 10 shades                         .i Gratia: Upcera             Packaging: Set          ICN: 18-194-2890          DOQ: SE","Set","New items, new category\nprovive RT no"]
[null,"Computer Aided Design-Computer Aided Manufacture(CAD-CAM)",null,"Ceramic powder, dental for circonia bonding: Basic Set                .i Gratia: GC Initial LiSi                     Packaging: Set   ICN: 18-194-2901             DOQ: SE","Set","New items, new category\nprovive RT no"]
[null,"Computer Aided Design-Computer Aided Manufacture(CAD-CAM)",null,"Ceramic powder, dental for circonia bonding: Advanced Set          .i Gratia: GC Initial LiSi Dentine         Packaging: Set       ICN: 18-194-2903             DOQ: SE","Set","New items, new category\nprovive RT no"]
[null,"Computer Aided Design-Computer Aided Manufacture(CAD-CAM)",null,"Ceramic powder, dental for circonia bonding: Dentine No. D-A1, A2, A3, A3.5, A4, B1, B2, B3, B4, C1, C2, C3, C4, D2, D3 & D4, 1 Bottle 20g          .i Gratia: GC Initial LiSi Dentine         Packaging: Bottle       ICN: 18-194-2566             DOQ: BT","Bottle","New items, new category\nprovive RT no"]
[null,"Computer Aided Design-Computer Aided Manufacture(CAD-CAM)",null,"PMMA blok, dental: Polymethyl methacrylate block A2, A3, Clear           .i Gratia: Sirona             Packaging: Each              ICN: 18-194-2423       DOQ: EA","Each","New items, new category\nprovive RT no"]
[null,"Computer Aided Design-Computer Aided Manufacture(CAD-CAM)",null,"Wax, dental: Blok with step, dia 98.5mm disc InLab System         .i Gratia: Sirona         Packaging: Each                  ICN: 18-194-2891       DOQ: EA","Each","New items, new category\nprovive RT no"]
[null,"Computer Aided Design-Computer Aided Manufacture(CAD-CAM)",null,"Ceramic liquid, Dental: LiSi Modelling Liquid, 1 Bottle 50ml        .i Gratia: GC Initial LiSi             Packaging: Bottle          ICN: 18-194-2904         DOQ: BT","Bottle","New items, new category\nprovive RT no"]
[null,"Computer Aided Design-Computer Aided Manufacture(CAD-CAM)",null,"Ceramic liquid, Dental: LiSi Correction Powder, 1 Bottle 20g            .i Gratia: GC Initial LiSi             Packaging: Bottle          ICN: 18-194-2905         DOQ: BT","Bottle","New items, new category\nprovive RT no"]
[null,"Computer Aided Design-Computer Aided Manufacture(CAD-CAM)",null,"Ceramic liquid, Dental: LiSi Magic Liquid, 1 Bottle 20ml            .i Gratia: GC Magic Liquid             Packaging: Bottle          ICN: 18-194-2906         DOQ: BT","Bottle","New items, new category\nprovive RT no"]
[null,"Computer Aided Design-Computer Aided Manufacture(CAD-CAM)",null,"Ceramic liquid, Dental: Ceres Optispray, 1 Bottle 200ml            .i Gratia: Cerec Optispary             Packaging: Bottle          ICN: 18-194-2683         DOQ: BT","Bottle","New items, new category\nprovive RT no"]
[null,"Computer Aided Design-Computer Aided Manufacture(CAD-CAM)",null,"Ceramic liquid, Dental: Colouring Liquid, A1, A2, A3, A3.5, A4, B1, B2, B3, B4, C1, C2, C3, C4, D2, D3 & D4, 1 Bottle 50 ml              .i Gratia: Upcera               Packaging: Bottle          ICN: 18-194-2592           DOQ: BT","Bottle","New items, new category\nprovive RT no"]
[null,"Computer Aided Design-Computer Aided Manufacture(CAD-CAM)",null,"Ceramic liquid, Dental: Colouring Liquid Special Shade, LL1, LL2, LL3 & LL4, 1 Bottle 50 ml             .i Gratia: Upcera             Packaging: Bottle          ICN: 18-194-2424           DOQ: BT","Bottle","New items, new category\nprovive RT no"]
[null,"Computer Aided Design-Computer Aided Manufacture(CAD-CAM)",null,"Ceramic liquid, Dental: Colouring Liquid Special Shade Gingival, P1, P2 & P4, 1 Bottle 20 ml             .i Gratia: Upcera             Packaging: Bottle          ICN: 18-194-2473           DOQ: BT","Bottle","New items, new category\nprovive RT no"]
[null,"Computer Aided Design-Computer Aided Manufacture(CAD-CAM)",null,"Ceramic liquid, Dental: Colouring Liquid Special Shade Fossa, O1 & O2, 1 Bottle 20 ml             .i Gratia: Upcera             Packaging: Bottle          ICN: 18-194-2599       DOQ: BT","Bottle","New items, new category\nprovive RT no"]
[null,"Computer Aided Design-Computer Aided Manufacture(CAD-CAM)",null,"Ceramic liquid, Dental: Colouring Liquid Special Shade Cusp, G1 & G2, 1 Bottle 20 ml              .i Gratia: Upcera             Packaging: Bottle          ICN: 18-194-2601       DOQ: BT","Bottle","New items, new category\nprovive RT no"]
[null,"Computer Aided Design-Computer Aided Manufacture(CAD-CAM)",null,"Ceramic block dental: IPS e.max CAD, lithium disilicate glass-ceramic, blok for bridges, Low Translucency (assorted shade range A1 to D2) B32; 1 Pack 3 Pieces        .i Gratia: IPS e.Max CAD B32        Packaging: Pack      ICN: \"NEW\"     DOQ: PK","Pack","New items, new category\nprovive RT no"]
[null,"Computer Aided Design-Computer Aided Manufacture(CAD-CAM)",null,"Ceramic block dental: IPS e.max CAD, lithium disilicate glass-ceramic, blok for bridges, High Translucency (assorted shade range A1 to D2) B40; 1 Pack 3 Pieces        .i Gratia: IPS e.Max CAD B40         Packaging: Pack      ICN: \"NEW\"    DOQ: PK","Pack","New items, new category\nprovive RT no"]
[null,"Computer Aided Design-Computer Aided Manufacture(CAD-CAM)",null,"Ceramic block dental: IPS e.max CAD, lithium disilicate glass-ceramic, blok for bridges, High Translucency (assorted shade range A1 to D2) B40L; 1 Pack 3 Pieces    .i Gratia: IPS e.Max CAD B40L    Packaging: Pack    ICN: \"NEW\"          DOQ: PK   ","Pack","New items, new category\nprovive RT no"]
[null,"Computer Aided Design-Computer Aided Manufacture(CAD-CAM)",null,"Ceramic block dental: IPS e.max CAD, lithium disilicate glass-ceramic, blok single implant crown, Low Translucency (assorted shade range A1 to D2) A16(L); 1 Pack 3 Pieces         .i Gratia: IPS e.Max CAD A16(L)          Packaging: Pack         ICN: \"NEW\"       DOQ: PK","Pack","New items, new category\nprovive RT no"]
[null,"Computer Aided Design-Computer Aided Manufacture(CAD-CAM)",null,"Ceramic block dental: IPS e.max CAD, lithium disilicate glass-ceramic, blok for single crowns, Low Translucency (assorted shade range A1 to D4) C14; 1 Pack 5 Pieces        .i Gratia: IPS e.Max CAD C14        Packaging: Pack      ICN: \"NEW\"     DOQ: PK","Pack","New items, new category\nprovive RT no"]
[null,"Computer Aided Design-Computer Aided Manufacture(CAD-CAM)",null,"Block dental E-Max block LT IPS e.max Block, dental, E-Max block LT, IPS e.max cad (low translucency) is s a system of lithium disilicate glass-, ceramic blocks for cad/cam dental restorations using Cerec and inLab systems (204336 EA) \nEg. E Max Ivodent\n","Each","New items, new category\nprovive RT no"]
[null,"Computer Aided Design-Computer Aided Manufacture(CAD-CAM)",null,"Cad block for Cerec block and block kits Cad block, for Cerec block and block kits, is a system of lithium disilicate glass-ceramic blocks for CAD/CAM dental restorations using cerec and inlab system, B32 blocks are recommended for fabrication of 3-unit bridges and requires chairside SW 4.2 or higher, final strength of 360 MPa, size B32, Shade A3.5 3pg, \"IPS e max@CAD LT (low translucency)blocks \" equal or better, Ivoclar Vivadent (146831 EA )","Each","New items, new category\nprovive RT no"]
[null,"Computer Aided Design-Computer Aided Manufacture(CAD-CAM)",null,"Block translucent zirconia 98x 14mm Block, dental, for single crown to largest bridges (reduces structure for veneering with ceramics), translucent zirconia, diameter: 98mm, height: 14mm, 1 per pack, \"zirkon prettau\" equal or better (139067 EA )","Each","New items, new category\nprovive RT no"]
[null,"Computer Aided Design-Computer Aided Manufacture(CAD-CAM)",null,"Block translucent zirconia 98x 16mm Block, dental, for single crown to largest bridges (reduces structure for veneering with ceramics), translucent zirconia, diameter: 98mm, height: 16mm, 1 per pack, \"zirkon prettau\" equal or better (139068 EA) ","Each","New items, new category\nprovive RT no"]
[null,"Computer Aided Design-Computer Aided Manufacture(CAD-CAM)",null,"Block pre-shaded zirconia 40x19x15.5mmA1 Block, pre-shaded zirconia block, for all anatomical crowns, bridges, telescopes, bars and attachments, true colour technology, LxWxH = 40mm x19mm x15.5mm, INCORIZ TZI C MEDI S A1, available in vita shades: A1 (212058 EA) ","Each","New items, new category\nprovive RT no"]
[null,"Computer Aided Design-Computer Aided Manufacture(CAD-CAM)",null,"Block pre-shaded zirconia 60x40x22mm A1 Block, pre-shaded zirconia block, for all anatomical crowns, bridges, telescopes, bars and attachments, true colour technology, LxWxH = 60mm x40mm x22mm, INCORIZ TZI C MAXI M A1, available in vita shades: A1 ","Each","New items, new category\nprovive RT no"]
[null,"Computer Aided Design-Computer Aided Manufacture(CAD-CAM)",null,"Block zirconia Cerec CadCam B45 shdA1-D2 Block, zirconia, for Cerec CadCam, IPS e.max ZirCAD MT multi B45, size: 45 shade A1-D2 (216204 EA) ","Each","New items, new category\nprovive RT no"]
[null,"Computer Aided Design-Computer Aided Manufacture(CAD-CAM)",null,"Bridge veneered zirconia 4 unit Bridge, veneered zirconia 4 unit bridge with three retainers, fixed partial denture consisting of two or more crown retainers and a maximum of two pontics to replace missing teeth (221094 EA) ","Each","New items, new category\nprovive RT no"]
[null,"Computer Aided Design-Computer Aided Manufacture(CAD-CAM)",null,"Bur dental excavating inLab system MCX5 Bur, dental, lab, excavating, inLab system, MCX5, diamond-coated for zirconia, round, 0.5mm, 1.0mm, 2.5mm, ICN: 18-182-2653, exempli gratia: Sirona inLab Zr02 DC (213405 EA) ","Each","New items, new category\nprovive RT no"]
[null,"Computer Aided Design-Computer Aided Manufacture(CAD-CAM)",null,"Cement resin dental silicone filler Cement resin, dental, final cement two paste system (composed of BIS-GMA and TEGMDA and zirconia/ silicone filler), \"Relyx Arc Refill 3415 A1\"equal or better, ICN: RT-296-0002 BX (169761 BOX) ","Each","New items, new category\nprovive RT no"]
[null,"Computer Aided Design-Computer Aided Manufacture(CAD-CAM)",null,"Cement resin dental ICN:RT-296-0003 BX Cement, resin, dental, final cement two paste system (composed of BIS - GMA and TEGMDA and Zirconia / Silica Filler) Refills, 56846 RelyX Unicem 2 Automix A2, ICN: RT-296-003 BX, .i Gratia: 3M Rely X ARC A2, 56846, RT296-02-258ME (170000 BOX) ","Each","New items, new category\nprovive RT no"]
[null,"Computer Aided Design-Computer Aided Manufacture(CAD-CAM)",null,"Cement resin dental two paste system Cement, resin, dental, final cement two paste system (composed of BIS - GMA and TEGMDA and Zirconia / Silica Filler) refills, 56888 RelyX Ultimate Refill A3O Opaque, ICN: RT-296-003 BX, .i Gratia: 3M Rely X ARC A3 (3415 A3), RT296-02-026ME (124694 EA )","Each","New items, new category\nprovive RT no"]
[null,"Computer Aided Design-Computer Aided Manufacture(CAD-CAM)",null,"Ceramic block dental LT 10mm 8 shades Ceramic block, dental, zirconia disc with step, LT (low translucency monochromatic), dia 98.5mm thick 10mm, 8 shades BL1, A1, A2, A3, B1, B2, C2 & D2, 1 disc per pack, .i Gratia: IPS e.Max ZirCAD LT, ICN: \"NEW\", DOQ: EA (213347 EA) ","Each","New items, new category\nprovive RT no"]
[null,"Computer Aided Design-Computer Aided Manufacture(CAD-CAM)",null,"Ceramic block dental LT 12mm 8 shades Ceramic block, dental, zirconia disc with step, LT (low translucency monochromatic), dia 98.5mm thick 12mm, 8 shades BL1, A1, A2, A3, B1, B2, C2 & D2, 1 disc per pack, .i Gratia: IPS e.Max ZirCAD LT, ICN: \"NEW\", DOQ: EA (213348 EA) ","Each","New items, new category\nprovive RT no"]
[null,"Computer Aided Design-Computer Aided Manufacture(CAD-CAM)",null,"Ceramic block dental LT 14mm 8 shades Ceramic block, dental, zirconia disc with step, LT (low translucency monochromatic), dia 98.5mm thick 14mm, 8 shades BL1, A1, A2, A3, B1, B2, C2 & D2, 1 disc per pack, .i Gratia: IPS e.Max ZirCAD LT, ICN: \"NEW\", DOQ: EA (213349 EA) ","Each","New items, new category\nprovive RT no"]
[null,"Computer Aided Design-Computer Aided Manufacture(CAD-CAM)",null,"Ceramic block dental LT 16mm 8 shades Ceramic block, dental, zirconia disc with step, LT (low translucency monochromatic), dia 98.5mm thick 16mm, 8 shades BL1, A1, A2, A3, B1, B2, C2 & D2, 1 disc per pack, .i Gratia: IPS e.Max ZirCAD LT, ICN: \"NEW\", DOQ: EA (213350 EA) ","Each","New items, new category\nprovive RT no"]
[null,"Computer Aided Design-Computer Aided Manufacture(CAD-CAM)",null,"Ceramic block dental LT 18mm 8 shades Ceramic block, dental, zirconia disc with step, LT (low translucency monochromatic), dia 98.5mm thick 18mm, 8 shades BL1, A1, A2, A3, B1, B2, C2 & D2, 1 disc per pack, .i Gratia: IPS e.Max ZirCAD LT, ICN: \"NEW\", DOQ: EA (213351 EA) ","Each","New items, new category\nprovive RT no"]
[null,"Computer Aided Design-Computer Aided Manufacture(CAD-CAM)",null," Ceramic block dental LT 20mm 8 shades Ceramic block, dental, zirconia disc with step, LT (low translucency monochromatic), dia 98.5mm thick 20mm, 8 shades BL1, A1, A2, A3, B1, B2, C2 & D2, 1 disc per pack, .i Gratia: IPS e.Max ZirCAD LT, ICN: \"NEW\", DOQ: EA (213352 EA) ","Each","New items, new category\nprovive RT no"]
[null,"Computer Aided Design-Computer Aided Manufacture(CAD-CAM)",null,"Ceramic block dental LT 25mm 8 shades Ceramic block, dental, zirconia disc with step, LT (low translucency monochromatic), dia 98.5mm thick 25mm, 8 shades BL1, A1, A2, A3, B1, B2, C2 & D2, 1 disc per pack, .i Gratia: IPS e.Max ZirCAD LT, ICN: \"NEW\", DOQ: EA (213353 EA) ","Each","New items, new category\nprovive RT no"]
[null,"Computer Aided Design-Computer Aided Manufacture(CAD-CAM)",null,"Ceramic block dental monochromatic 14mm Ceramic block, dental, zirconia disc with step, MT (medium translucency monochromatic), dia 98.5mm thick 14mm, 8 shades BL1, A1, A2, A3, B1, B2, C2 & D2, 1 disc per pack, .i Gratia: IPS e.Max ZirCAD MT, ICN: \"NEW\", DOQ: PAK ","Each","New items, new category\nprovive RT no"]
[null,"Computer Aided Design-Computer Aided Manufacture(CAD-CAM)",null,"Ceramic block dental monochromatic 18mm Ceramic block, dental, zirconia disc with step, MT (medium translucency monochromatic), dia 98.5mm thick 18mm, 8 shades BL1, A1, A2, A3, B1, B2, C2 & D2, 1 disc per pack, .i Gratia: IPS e.Max ZirCAD MT, ICN: \"NEW\", DOQ: PAK (213345 PAK)","Pack","New items, new category\nprovive RT no"]
[null,"Computer Aided Design-Computer Aided Manufacture(CAD-CAM)",null,"Ceramic block medium translucency 16mm Ceramic block, dental, zirconia disc with step, MT multi (medium translucency polychromatic), dia 98.5mm thick 16mm, 8 shades BL1, A1, A2, A3, B1, B2, C2 & D2, 1 disc per pack, .i Gratia: IPS e.Max ZirCAD MT Multi, ICN: \"NEW\", DOQ: PAK (213343 PAK) ","Pack","New items, new category\nprovive RT no"]
[null,"Computer Aided Design-Computer Aided Manufacture(CAD-CAM)",null,"Ceramic block medium translucency 20mm Ceramic block, dental, zirconia disc with step, MT multi (medium translucency polychromatic), dia 98.5mm thick 20mm, 8 shades BL1, A1, A2, A3, B1, B2, C2 & D2, 1 disc per pack, .i Gratia: IPS e.Max ZirCAD MT Multi, ICN: \"NEW\", DOQ: PAK (213346 EA) ","Pack","New items, new category\nprovive RT no"]
[null,"Computer Aided Design-Computer Aided Manufacture(CAD-CAM)",null,"Ceramic block super translucent 20mm Ceramic block, dental, zirconia disc with step, super translucent, dia: 98.5mm, thick: 20mm, .i Gratia: Upcera, ICN: 18-194-2887, DOQ: EA (213293 EA )","Each","New items, new category\nprovive RT no"]
[null,"Computer Aided Design-Computer Aided Manufacture(CAD-CAM)",null,"Ceramic block super translucent 22mm Ceramic block, dental, zirconia disc with step, super translucent, dia: 98.5mm, thick: 22mm, .i Gratia: Upcera, ICN: 18-194-2887, DOQ: EA (213294 EA) ","Each","New items, new category\nprovive RT no"]
[null,"Computer Aided Design-Computer Aided Manufacture(CAD-CAM)",null,"Ceramic block super translucent 25mm Ceramic block, dental, zirconia disc with step, super translucent, dia: 98.5mm, thick: 25mm, .i Gratia: Upcera, ICN: 18-194-2887, DOQ: EA (213295 EA) ","Each","New items, new category\nprovive RT no"]
[null,"Computer Aided Design-Computer Aided Manufacture(CAD-CAM)",null,"Ceramic block super translucent 12mm Ceramic block, dental, zirconia disc with step, super translucent, dia: 98.5mm, thick:12mm, .i Gratia: Upcera, ICN: 18-194-2887, DOQ: EA (213289 EA) ","Each","New items, new category\nprovive RT no"]
[null,"Computer Aided Design-Computer Aided Manufacture(CAD-CAM)",null,"Ceramic block super translucent 14mm Ceramic block, dental, zirconia disc with step, super translucent, dia: 98.5mm, thick:14mm, .i Gratia: Upcera, ICN: 18-194-2887, DOQ: EA (213290 EA)","Each","New items, new category\nprovive RT no"]
[null,"Computer Aided Design-Computer Aided Manufacture(CAD-CAM)",null,"Ceramic block super translucent 16mm Ceramic block, dental, zirconia disc with step, super translucent, dia: 98.5mm, thick:16mm, .i Gratia: Upcera, ICN: 18-194-2887, DOQ: EA (213291 EA) ","Each","New items, new category\nprovive RT no"]
[null,"Computer Aided Design-Computer Aided Manufacture(CAD-CAM)",null,"Ceramic block super translucent 18mm Ceramic block, dental, zirconia disc with step, super translucent, dia: 98.5mm, thick:18mm, .i Gratia: Upcera, ICN: 18-194-2887, DOQ: EA ","Each","New items, new category\nprovive RT no"]
[null,"Computer Aided Design-Computer Aided Manufacture(CAD-CAM)",null,"Ceramic block top translucent 12mm Ceramic block, dental, zirconia disc with step, top translucent, dia: 98.5mm, thick:12mm, .i Gratia: Upcera, ICN: 18-194-2968, DOQ: EA (213284 EA) ","Each","New items, new category\nprovive RT no"]
[null,"Computer Aided Design-Computer Aided Manufacture(CAD-CAM)",null,"Ceramic block top translucent 14mm Ceramic block, dental, zirconia disc with step, top translucent, dia: 98.5mm, thick:14mm, .i Gratia: Upcera, ICN: 18-194-2968, DOQ: EA (213285 EA) ","Each","New items, new category\nprovive RT no"]
[null,"Computer Aided Design-Computer Aided Manufacture(CAD-CAM)",null,"Ceramic block top translucent 16mm Ceramic block, dental, zirconia disc with step, top translucent, dia: 98.5mm, thick:16mm, .i Gratia: Upcera, ICN: 18-194-2968, DOQ: EA (213286 EA) ","Each","New items, new category\nprovive RT no"]
[null,"Computer Aided Design-Computer Aided Manufacture(CAD-CAM)",null,"Ceramic block top translucent 18mm Ceramic block, dental, zirconia disc with step, top translucent, dia: 98.5mm, thick:18mm, .i Gratia: Upcera, ICN: 18-194-2968, DOQ: EA (213287 EA) ","Each","New items, new category\nprovive RT no"]
[null,"Computer Aided Design-Computer Aided Manufacture(CAD-CAM)",null,"Ceramic block top translucent 20mm Ceramic block, dental, zirconia disc with step, top translucent, dia: 98.5mm, thick:20mm, .i Gratia: Upcera, ICN: 18-194-2968, DOQ: EA (213288 EA) ","Each","New items, new category\nprovive RT no"]
[null,"Computer Aided Design-Computer Aided Manufacture(CAD-CAM)",null,"Kit VITA CEREC assortment block dental Kit, VITA CEREC assortment block kit, dental, consisting of the following triluxe forte,cerec 2,cad temp,accessories in 3D master shade.triluxe forte 3D, master, box of 10 pcs,CEREC 2 3D, master, box of 10 pcs (119653 EA) ","Each","New items, new category\nprovive RT no"]
[null,"Computer Aided Design-Computer Aided Manufacture(CAD-CAM)",null,"Accessory CAD cam milling Cerec MCXLAccessory kit, for cutting ceramic and acrylic material, CAD cam milling machine, Cerec MCXL, incoris TZI blocl size 40/19, ceres step bur size 12s, cerec MCXL step bur size 20, cerec MCXL cylinder pointed bur size 12, cerec MCXL cylinder pointed bur size 12s, cerec MCXL cylinder pointed bur size 20, dentatec liquid 1ltr, MCXL Filters\nFILTERS ADDED (155709SET) \n","Each","New items, new category\nprovive RT no"]
[null,"Computer Aided Design-Computer Aided Manufacture(CAD-CAM)",null,"Block pre-shaded zirconia 20x19x15.5mmA1 Block, pre-shaded zirconia block, for all anatomical crowns, bridges, telescopes, bars and attachments, true colour technology, LxWxH = 20mm x19mm x15.5mm, INCORIZ TZI C MONO L A1, available in vita shades: A1 (212057 EA) ","Each","New items, new category\nprovive RT no"]
[null,"Computer Aided Design-Computer Aided Manufacture(CAD-CAM)",null,"Ceramic block dental: IPS e.max CAD, lithium disilicate glass-ceramic, blok for single crowns, High Translucency (assorted shade range A1 to D4) C14; 1 Pack 5 Pieces        .i Gratia: IPS e.Max CAD C14        Packaging: Pack      ICN: \"NEW\"     DOQ: PK","pack","New items, new category\nprovive RT no"]
[null,"Computer Aided Design-Computer Aided Manufacture(CAD-CAM)",null,"Ceramic liquid, dental: Paste, glaze paste, IPS e.max CAD Crystallisation, paste,  1 Syringe 3g                                     .i Gratia: IPS e.Max CAD Crystallisation Glaze Paste        Packaging: Each      ICN: \"NEW\"     DOQ: EA","each","New items, new category\nprovive RT no"]
[null,"Computer Aided Design-Computer Aided Manufacture(CAD-CAM)",null,"Ceramic liquid, dental: Paste, glaze, IPS e.max CAD Crystallisation, 5 Shades 0, 1, 2, 3 & 4 and Incisal 1 & 2,  1 Syringe 3g       .i Gratia: IPS e.Max CAD Crystallisation Glaze        Packaging: Each      ICN: \"NEW\"     DOQ: EA","each","New items, new category\nprovive RT no"]
[null,"Computer Aided Design-Computer Aided Manufacture(CAD-CAM)",null,"Ceramic liquid, dental: Paste, stain, IPS e.max CAD Crystallisation, 6 Assorted Colours, 1 Syringe 3g                           .i Gratia: IPS e.Max CAD Crystallisation Stain        Packaging: Each      ICN: \"NEW\"     DOQ: EA","each","New items, new category\nprovive RT no"]
[null,"Computer Aided Design-Computer Aided Manufacture(CAD-CAM)",null,"Ceramic liquid, dental: Paste, glaze liquid, IPS e.max CAD Crystallisation, 1 Bottle 15ml                                                .i Gratia: IPS e.Max CAD Crystallisation Glaze Liquid      Packaging: Bottle      ICN: \"NEW\"     DOQ: BT","Bottle","New items, new category\nprovive RT no"]
[null,"Computer Aided Design-Computer Aided Manufacture(CAD-CAM)",null,"Ceramic block dental: IPS e.max Press, lithium disilicate glass-ceramic, Ingots, Low Translucency 16 Shades A to D and 4 Bleach Shades, 5 Ingots per Pack        .i Gratia: IPS e.Max Press        Packaging: Pack      ICN: \"NEW\"     DOQ: PK","pack","New items, new category\nprovive RT no"]
[null,"Computer Aided Design-Computer Aided Manufacture(CAD-CAM)",null,"Ceramic block dental: IPS e.max Press, lithium disilicate glass-ceramic, Ingots, Medium Translucency 16 Shades A to D and 4 Bleach Shades, 5 Ingots per Pack        .i Gratia: IPS e.Max Press        Packaging: Pack      ICN: \"NEW\"     DOQ: PK","pack","New items, new category\nprovive RT no"]
[null,"Computer Aided Design-Computer Aided Manufacture(CAD-CAM)",null,"Ceramic block dental: IPS e.max Press, lithium disilicate glass-ceramic, Ingots, High Translucency 16 Shades A to D and 4 Bleach Shades, 5 Ingots per Pack        .i Gratia: IPS e.Max Press        Packaging: Pack      ICN: \"NEW\"     DOQ: PK","pack","New items, new category\nprovive RT no"]
[null,"Computer Aided Design-Computer Aided Manufacture(CAD-CAM)",null,"Ceramic block dental: IPS e.max Press, lithium disilicate glass-ceramic, Ingots, Medium Opacity 5 Shades 0, 1, 2, 3 & 4,        5 Ingots per Pack        .i Gratia: IPS e.Max Press        Packaging: Pack      ICN: \"NEW\"     DOQ: PK","pack","New items, new category\nprovive RT no"]
[null,"Computer Aided Design-Computer Aided Manufacture(CAD-CAM)",null,"Ceramic block dental: IPS e.max Press, lithium disilicate glass-ceramic, Ingots, Multi (polychromatic ingot) 16 Shades A to D and 4 Bleach Shades, 5 Ingots per Pack       .i Gratia: IPS e.Max Press     Packaging: Pack     ICN: \"NEW\"     DOQ: PK","pack","New items, new category\nprovive RT no"]
[null,"Computer Aided Design-Computer Aided Manufacture(CAD-CAM)",null,"Ceramic block dental, Zirconia Disc with step, MT multi (medium translucency polychromatic), dia 98.5mm, thick 16 & 20mm, 8 shades BL1, A1, A2, A3, B1, B2, C2 & D2, 1 disc per pack         .i Gratia: IPS e.max ZirCAD MT Multi            Packaging: Each        ICN: \"NEW\"          DOQ: EA","Each","New items, new category\nprovive RT no"]
[null,"Computer Aided Design-Computer Aided Manufacture(CAD-CAM)",null,"Ceramic block dental, Zirconia Disc with step, MT (medium translucency monochromatic), dia 98.5mm, thick 14 & 18mm, 8 shades BL1, A1, A2, A3, B1, B2, C2 & D2, 1 disc per pack       .i Gratia: IPS e.max ZirCAD MT      Packaging: Each      ICN: \"NEW\"        DOQ: EA","Each","New items, new category\nprovive RT no"]
[null,"Computer Aided Design-Computer Aided Manufacture(CAD-CAM)",null,"Ceramic liquid, Dental: Zirconia MT colouring liquids, 16 Shades, 1 bottle 60ml      .i Gratia: IPS e.max ZirCAD MT Colouring Liquid     Packaging: Bottle      ICN: \"NEW\"        DOQ: BT","Bottle","New items, new category\nprovive RT no"]
[null,"Computer Aided Design-Computer Aided Manufacture(CAD-CAM)",null,"Ceramic block dental, Zirconia Disc with step, LT (low translucency monochromatic), dia 98.5mm, thick 10, 12, 14, 16, 18, 20 & 25, 8 shades BL1, A1, A2, A3, B1, B2, C2 & D2, 1 disc per pack       .i Gratia: IPS e.max ZirCAD MT         Packaging: Each         ICN: \"NEW\"         DOQ: EA","Each","New items, new category\nprovive RT no"]
[null,"Computer Aided Design-Computer Aided Manufacture(CAD-CAM)",null,"Ceramic liquid, Dental: Zirconia LT colouring liquids, 16 Shades, 1 bottle 60ml      .i Gratia: IPS e.max ZirCAD LT Colouring Liquid     Packaging: Bottle      ICN: \"NEW\"        DOQ: BT","Bottle","New items, new category\nprovive RT no"]
[null,"Computer Aided Design-Computer Aided Manufacture(CAD-CAM)",null,"Investment, dental: Base metal casting and lithium disilicate pressing, phosphate silicate bonded, powder 1 Pack 60 x 100g packets, .i Gratia: Gilvest HS Powder            Packaging: Pack         ICN: \"NEW\"            DOQ: PK","Pack","New items, new category\nprovive RT no"]
[null,"Computer Aided Design-Computer Aided Manufacture(CAD-CAM)",null,"Investment, dental: Base metal casting and lithium disilicate pressing, phosphate silicate bonded, liquid 1 bottle 1 litre,     .i Gratia: Gilvest-Liquid            Packaging: Bottle         ICN: \"NEW\"            DOQ: BT","Bottle","New items, new category\nprovive RT no"]
[null,"Computer Aided Design-Computer Aided Manufacture(CAD-CAM)",null,"Bur, lab, dental, excavating: InLab System, MCX5, Grinder for glass and hybrid ceramics, Diamond, 0.6mm, 1.2mm, 1.4mm, 2.2mm         .i Gratia: Sirona InLab Diamond          Packaging: Each     ICN:18-182-2644         DOQ: EA","Each","New items, new category\nprovive RT no"]
[null,"Computer Aided Design-Computer Aided Manufacture(CAD-CAM)",null,"Bur, lab, dental, excavating: InLab System, MCX5, Diamond-coated for zirconia, 0.5mm, 1.0mm, 2.5mm                       .i Gratia: Sirona InLab Bur Zr02 DC        Packaging: Each     ICN:18-182-2653         DOQ: EA","Each","New items, new category\nprovive RT no"]
[null,"Computer Aided Design-Computer Aided Manufacture(CAD-CAM)",null,"Bur, lab, dental, excavating: InLab System, MCX5, for PMMA, wax, PEEK, 0.5mm, 1.0mm, 2.5mm                                .i Gratia: Sirona InLab Bur PMMA          Packaging: Each     ICN:18-182-2885         DOQ: EA","Each","New items, new category\nprovive RT no"]
[null,"Computer Aided Design-Computer Aided Manufacture(CAD-CAM)",null,"Bur, lab, dental, excavating: InLab System, MCX5, for composite resin, 0.5mm, 1.0mm, 2.5mm                                     .i Gratia: Sirona InLab Bur Composite          Packaging: Each     ICN:18-182-2889         DOQ: EA","Each","New items, new category\nprovive RT no"]

{"sheet":"Pricing Schedule","index":2,"n_rows":2464,"n_cols":12,"rows_kept":2464}
[null,null,"Annexure 3- RT296-2023 Pricing Schedule"]
["Item Number","ITEM CATEGORIES","ITEM DESCRIPTION","Name of the Bidder","Name of the Manufacturer","Brand Name","Unit of measure\n(UOM)","No. of items per box","Test Report/ Techincal Specification","Minimum Order Quantity","Product Code Number","Delivery Price Inclusive of VAT"]
["RT296-01-001","Acrylic resin","Resin, acrylic, dental: Denture Chairside Relining, Ethylmathacrylate Resin, Selfcuring Hard Liquid, Set\n1 Bottle Powder 454 g, 1 Bottle Liquid 240ml, Accessories\n\n",{"$nulls":3},"Set"]
["RT296-01-002","Acrylic resin","Resin, acrylic, dental: Occlusion Registration, Powder and Liquid Set, Selfcuring\nSet - 1 Bottle Powder 60g, 1 Bottle Liquid 60g, Lubricant\n\n",{"$nulls":3},"Set"]
["RT296-01-003","Acrylic resin","Flexi Biosens for flexi dentures Cartridge and Cap 25mm Large 95 mm\nItem RT296-01-003,RT296-01-004 & RT296-01-005 will be awarded as a series..",{"$nulls":3},"Cartridge"]
["RT296-01-004","Acrylic resin","Flexi Biosens Std for Flex Dentues 1 Kg",{"$nulls":3},"Container"]
["RT296-01-005","Acrylic resin","Flexi Nylon Std Pink for Flexi Dentures 1 kg ",{"$nulls":3},"Container"]
["RT296-01-006","Acrylic resin","Resin, Acrylic, Dental: Denture Chair side Relining, Ethylmathacrylate Resin, Self curing Hard Liquid, Set\n1 Bottle Powder 454 g, 1 Bottle Liquid 240ml, Accessories\n\n",{"$nulls":3},"Set"]
["RT296-01-007","Acrylic resin","Resin, acrylic, dental: Temporary Crowns, Powder and Liquid Set, Poly-Ethyl Methacrylate, Selfcuring, Shade 69\nSet - 1 Bottle Powder 40g, 1 Bottle Liquid 118ml\n",{"$nulls":3},"Set"]
["RT296-01-008","Acrylic resin ","Acrylic resin liquid, dental: denture base, clear, conventional poly-methacrylate cadmium free, heat curing\n1 Bottle 500 ml\n\nItem RT296-01-009 & RT296-01-010 will be awarded as a series.",{"$nulls":3},"Bottle"]
["RT296-01-009","Acrylic resin ","Resin, acrylic, dental: denture base, clear, conventional poly-methacrylate cadmium free, heat curing, powder\n1 can 1000 g\n\n\n",{"$nulls":3},"Can"]
["RT296-01-010","Acrylic resin ","Acrylic resin liquid, dental: denture base, veined, pink, cadmium-free, methyl-methacrylate, heat curing, comply with ISO 1567\n1 Bottle 1000 ml\n\nItem RT296-01-010 &  RT296-01-011 will be awarded as a series",{"$nulls":3},"Bottle"]
["RT296-01-011","Acrylic resin ","Resin, acrylic, dental: denture base, veined, pink, cadmium-free, methyl-methacrylate, heat curing powder, comply with ISO 1567\n1 Container 4000 g\n\n\n\n",{"$nulls":3},"Container"]
["RT296-01-012","Acrylic resin ","Resin, acrylic, dental: orthodontic, powder and liquid set cadmium free, clear and pink, cold curing set - 1 litre pink liquid, 1 litre clear liquid, 1 kg clear powder\n  Item RT296-01-012 & RT296-01-013 will be awarded as a series\n\n",{"$nulls":3},"Set"]
["RT296-01-013","Acrylic resin ","Acrylic Resin Liquid, Dental: Orthodontic, Clear, Conventional Poly-Methacrylate;  Self Curing\n1 Bottle 500 ml\n",{"$nulls":3},"Bottle"]
["RT296-01-014","Acrylic resin ","Acrylic resin liquid, dental: Denture Base, Pink, Cadmium-free, Methacrylate, Cold Curing\n1 Bottle 1000 ml\n\n Item RT296-01-014 & RT296-01-015 will be awarded as a series",{"$nulls":3},"Bottle"]
["RT296-01-015","Acrylic resin ","Resin, acrylic, dental: Denture Base, Veined Pink, Cadmium-free, Methyl-Methacrylate, Cold Curing Powder\n1 Container 1000 g\n\n\n\n",{"$nulls":3},"Container"]
["RT296-01-016","Acrylic resin ","Resin, acrylic, dental: Denture Base, Veined, High Impact, Heat Curing, Powder and Liquid Set\nSet - 454 g Powder, 240 ml Liquid\n\n",{"$nulls":3},"Set"]
["RT296-01-017","Acrylic resin ","Resin, acrylic, dental: Precision-Cast Dentures, Methyl-Methacrylate Based, Tertiary Amine-Free Catalyst System, Cold Curing\n1 Bottle 500 g\n\nItem RT296-01-017 & RT296-01-018 will be awarded as a series",{"$nulls":3},"Bottle"]
["RT296-01-018","Acrylic resin ","Acrylic resin liquid, dental: Precision-Cast Dentures, Methyl-Methacrylate Based, Tertiary Amine-Free Catalyst System, Cold Curing\n1 Bottle 500 ml\n\n\n",{"$nulls":3},"Bottle"]
["RT296-01-019","Acrylic resin ","Powder, acrylic pouring, pouring denture acrylic for mixing with acrylic liquid for construction of dentures, 1 x 4kg bucket    \n\nNote: RT296-01-019 & RT296-01-020 will be awarded as a series .",{"$nulls":3},"4kg bucket"]
["RT296-01-020","Acrylic resin ","Liquid, acrylic, for mixing with acrylix powder in the construction of dentures 1 x 1 litre bottle. Castdon Pouring Acrylic Liquid (D 3867)",{"$nulls":3},"1 Litre"]
["RT296-01-021","Acrylic resin ","Acrylic resin liquid, dental:  Special Trays, Cold Curing\n1 Bottle 250 ml\nRT296-01-021and RT296-01-022 will be awarded in series\n\n",{"$nulls":3},"Bottle"]
["RT296-01-022","Acrylic resin ","Resin, acrylic, dental:  Special Trays, Powder, Cold Curing\n1 Container 1kg\n\n\n",{"$nulls":3},"Container"]
["RT296-01-023","Acrylic resin ","Denture material lab; For use with Vertex system:  Polyamide, microcrystalline, Cartridges in assorted shades 25 mm  EA\n Item RT296-01-023 andRT296-01-024 will be awarded \n",{"$nulls":3},"Each"]
["RT296-01-024","Acrylic resin ","Denture material lab; For use with Vertex system:  Monomer based Methyl Methacrylate (CH2=C9CH3)C00CH3 1 bottle of 5 litres,  \n",{"$nulls":3},"Bottle"]
["RT296-01-025","Acrylic resin ","Denture material lab; For use with Vertex system:  Polymer 1 X1 0KG Bucket, \n",{"$nulls":3},"Bucket"]
["RT296-01-026","Acrylic resin ","Denture material lab; For use with Vertex system:  Bonding of Acrylic to polyamides. 1 X 30ml bottle, \nItem RT296-01-026 and RT296-01-027 will be awarded in series\n",{"$nulls":3},"Bottle"]
["RT296-01-027","Acrylic resin ","Resin, acrylic, dental: orthodontic, powder  cadmium free,  cold curing  1 kg container clear powder\n",{"$nulls":3},"Container"]
["RT296-01-028","Acrylic resin ","Baseplate, dental:  Light Cured, Preformed Sheets, Mandibular\n1 Pack 100 Pieces\n\n\n\n",{"$nulls":3},"Pack"]
["RT296-01-029","Acrylic resin ","Baseplate, dental:  Light Cured, Preformed Sheets, Maxillary\n1 Pack 100 Pieces\n\n\n",{"$nulls":3},"Pack"]
["RT296-01-030","Acrylic resin ","Baseplate, dental:  Light Cured, Preformed Sheets, Maxillary and Mandibular\n1 Pack 100 Pieces\n\n\n\n",{"$nulls":3},"Pack"]
["RT296-02-001","Applicator Tips","Tip, applicator brush, dental: micro tips, 1 container 20 pieces\n\n",{"$nulls":3},"Container"]
["RT296-02-002","Applicator Tips","Tip, applicator brush, dental: mini tips, 1 container 20  pieces\n\n",{"$nulls":3},"Container"]
["RT296-02-003","Applicator Tips","Tip, dental material dispenser: 3M Delivery Tips  with pistons\n1 Bag 50 pieces\n  \n",{"$nulls":3},"Bag"]
["RT296-02-004","Applicator Tips","Tip, applicator brush, dental: refill applicator needles (red)\n1 Pack 25 pieces\n\n\n",{"$nulls":3},"Pack"]
["RT296-02-005","Applicator Tips","Tip, applicator brush, dental: refill  fiber applicator tips, long refill \n1 Pack, 100 Tips\n\n\n",{"$nulls":3},"Pack"]
["RT296-02-006","Applicator Tips","Dish, medicament, dental: applicator dishes, refill \n1 Pack, 50 disposable dappen dishes \n\n",{"$nulls":3},"Pack"]
["RT296-02-007","Applicator Tips","Tip, applicator brush, dental: inspiral brush tips \n1 container 20 pieces \n\n",{"$nulls":3},"Container"]
["RT296-02-008","Applicator Tips","Tip, applicator brush, dental: applicator brushes to fit application handle\n1 pack 60 pieces \n\n",{"$nulls":3},"Pack"]
["RT296-02-009","Applicator Tips","Tip, applicator brush, dental: applicator fibre tip to fit application handle\n1 pack 100 pieces \n\n",{"$nulls":3},"Pack"]
["RT296-02-010","Applicator Tips","ICN: 6520 Tip, applicator brush, dental: etch applicator needles \n1 container 25 pieces \n\n",{"$nulls":3},"Container"]
["RT296-02-011","Applicator Tips","Resin Restoritive, Dental: C:B Material, mixing tips  : Box of 50\n",{"$nulls":3},"Box of 50"]
["RT296-02-012","Applicator Tips","Resin Restoritive, Dental: C:B Material, mini Syringe mixing tips  : Bx of 50 \n",{"$nulls":3},"Box"]
["RT296-02-013","Applicator Tips","Resin Restoritive, Dental: C:B Material, Dispenser for Cartriges with  slied ",{"$nulls":3},"Box"]
["RT296-03-001","Bonding agents","Resin, restorative, dental:  adhesive system refill, adhesive\n1 bottle adhesive 8 ml\n\nItem RT296-03-001 to RT296-03-005 will be awarded as a series.",{"$nulls":3},"Bottle"]
["RT296-03-002","Bonding agents","Resin, restorative, dental: adhesive system refill, primer \n1 bottle primer 8 ml\n\n",{"$nulls":3},"Bottle"]
["RT296-03-003","Bonding agents","Resin, restorative, dental: adhesive system refill, activator\n1 bottle primer 4 ml\n\n",{"$nulls":3},"Bottle"]
["RT296-03-004","Bonding agents","Resin, restorative, dental: adhesive system refill, catalyst\n1 bottle primer 4 ml\n\n",{"$nulls":3},"Bottle"]
["RT296-03-005","Bonding agents","Resin, restorative, dental: adhesive system refill, ceramic primer\n1 bottle primer 5 ml\n\n",{"$nulls":3},"Bottle"]
["RT296-03-006","Bonding agents","Resin, restorative, dental: bonding agent dual cured, denTine and enamel adhesive, 1 component system for composite bonding, Nano technology dual cure \n1 x 3.5ml bottle\n\n",{"$nulls":3},"Bottle"]
["RT296-03-007","Bonding agents","Resin. restorative, dental: conditioner, refill for use with compomers fillings and sealants\n1 Bottle, 4,5 ml\n",{"$nulls":3},"Bottle"]
["RT296-03-008","Bonding agents","Resin, restorative, dental: self-etching adhesive \nLiquid and Liquid, Unidose, 4.8ml, box of 40 \n",{"$nulls":3},"Box"]
["RT296-03-009","Bonding agents","Resin. restorative, dental: acid etch gel, 35%  Ortho-phosphoric acid. \n1 Bottle 6ml\n\n",{"$nulls":3},"Bottle"]
["RT296-03-010","Bonding agents","Resin, restorative, dental: Acid etch gel, 35% phosphoric acid, syringes system\n\n",{"$nulls":3},"Kit"]
["RT296-03-011","Bonding agents","Glass Ionomer restorative dental: conditioner, cavity cleaning agent, 20% polyacrylic conditioner, 5.7ml bottle\n\n",{"$nulls":3},"Bottle"]
["RT296-03-012","Bonding agents","Primer, cement resin, orthodontic: Adhesive, moisture tolerant. 1 x 6ml\n\n",{"$nulls":3},"Bottle"]
["RT296-03-013","Bonding agents","Primer, cement resin, orthodontic: Adhesive. 1 x 6ml\n\n",{"$nulls":3},"Bottle"]
["RT296-03-014","Bonding agents","Cement, resin, orthodontic: Band adhesive, light cure with colour kit. 5 x syringe, 2 x 25 disposable tips\n\nItem RT296-03-014 ,  RT296-06-042 & RT296-06-043 will be awarded as a series.",{"$nulls":3},"Kit"]
["RT296-03-015","Bonding agents","Adhesive, Primer,Dental: Orthodontic,Light Cure adhesive,6ml bottle, XT Light Cure Adhesive Primer",{"$nulls":3},"Bottle"]
["RT296-03-016","Bonding agents","Resin restorative dental: Self etch adhesive: 1 bottle of 5ml\n\n\n",{"$nulls":3},"Bottle"]
["RT296-03-017","Bonding agents","Primer: dental: Ceramic Silane Coupling Agent; Ceramic Primer (2721) 1 x 5ml bottle \n",{"$nulls":3},"Each"]
["RT296-04-001","Burs","Bur, clinical dental, finishing:  ISO No. 310 204 001 071 014, Steel, RA Std, Round, Fine Cut, Dia 1,4 mm\n1 pack 6 pieces\n\n",{"$nulls":3},"Pack"]
["RT296-04-002","Burs","Bur, clinical dental, finishing:  ISO No. 310 204 001 071 016, Steel, RA Std, Round, Fine Cut, Dia 1,6 mm\n1 pack 6 pieces\n.\n",{"$nulls":3},"Pack"]
["RT296-04-003","Burs","Bur, clinical dental, finishing:  ISO No. 310 204 001 071 023, Steel, RA Std, Round, Fine Cut, Dia 2,3 mm\n1 pack 6 pieces\n\n",{"$nulls":3},"Pack"]
["RT296-04-004","Burs","Bur, clinical dental, finishing:  ISO No. 310 204 237 071 014, Steel, RA Std, Pear, Fine Cut, Dia 1,4 mm\n1 pack 6 pieces\n\n",{"$nulls":3},"Pack"]
["RT296-04-005","Burs","Bur, clinical dental, finishing:  ISO No. 310 204 237 071 016, Steel, RA Std, Pear, Fine Cut, Dia 1,6 mm \n1 pack 6 pieces\n\n",{"$nulls":3},"Pack"]
["RT296-04-006","Burs","Bur, clinical dental, finishing:  ISO No. 310 204 237 071 023, Steel, RA Std, Pear, Fine Cut, Dia 2,3 mm\n1 pack 6 pieces\n\n",{"$nulls":3},"Pack"]
["RT296-04-007","Burs","Bur, clinical dental, finishing:  ISO No. 310 204 243 071 010, Steel, RA Std, Flame (4,6 mm), Fine Cut, Dia 1,0 mm\n1 pack 6 pieces\n\n\n",{"$nulls":3},"Pack"]
["RT296-04-008","Burs","Bur, clinical dental, finishing:  ISO No. 310 204 243 071 014, Steel, RA Std, Flame (5,1 mm), Fine Cut, Dia 1,4 mm\n1 pack 6 pieces\n\n\n",{"$nulls":3},"Pack"]
["RT296-04-009","Burs","Bur, clinical dental, finishing:  ISO No. 310 204 243 071 018, Steel, RA Std, Flame (5,7 mm), Fine Cut, Dia 1,8 mm\n1 pack 6 pieces\n\n",{"$nulls":3},"Pack"]
["RT296-04-010","Burs","Bur, clinical dental, finishing: ISO No. 310 204 243 071 023, Steel, RA Std, Flame (6,3 mm) Fine Cut, Dia 2,3 mm 1 pack 6 pieces                                                                                                                     ",{"$nulls":3},"Pack"]
["RT296-04-011","Burs","Bur, clinical dental, finishing:  ISO No. 310 204 243 071 023, Steel, RA Std, Flame (6,3 mm) Fine Cut, Dia 2,3 mm\n1 pack 6 pieces\n\n",{"$nulls":3},"Pack"]
["RT296-04-012","Burs","Mandrel, lab, dental handpiece:  ISO No. 311 104 603 391 050, Steel RP, HP Std, Huey`s, Std, Dia 5,0 mm\nEach\n\n",{"$nulls":3},"Each"]
["RT296-04-013","Burs","Mandrel, lab, dental handpiece:  ISO No. 311 104 604 391 090, Steel RP, HP Std, Huey`s, Reinforced, Dia 8,0 mm\nEach\n\n",{"$nulls":3},"Each"]
["RT296-04-014","Burs","Mandrel, lab, dental handpiece:  ISO No. 311 104 610 415, Steel RP, HP Std, Spindle with Shoulder Coarse Thread\nEach\n\n",{"$nulls":3},"Each"]
["RT296-04-015","Burs","Mandrel, lab, dental handpiece:  ISO No. 311 104 615 421, Steel RP, HP Std, Moore`s \nEach \n\n\n",{"$nulls":3},"Each"]
["RT296-04-016","Burs","Mandrel, clinical dental handpiece:  ISO No. 311 204 603 391 050, Steel RP, RA Std, Huey`s, Std, Dia 5,0 mm\nEach\n\n",{"$nulls":3},"Each"]
["RT296-04-017","Burs","Mandrel, clinical dental handpiece:  ISO No. 311 204 615 421, Steel RP, RA Std, Moore`s\nEach\n\n",{"$nulls":3},"Each"]
["RT296-04-018","Burs","Mandrel, clinical dental handpiece:  Steel, Stainless, RA Std, Pop-On, Low Profile\nEach\n\n",{"$nulls":3},"Each"]
["RT296-04-019","Burs","Bur, lab, dental, excavaTing:  ISO No. 500 104 001 001 006, Tungsten Carbide, HP Std, Round, Plain Cut, Dia 0,6mm\nEach \n\n",{"$nulls":3},"Each"]
["RT296-04-020","Burs","Bur, lab, dental, excavaTing:  ISO No. 500 104 001 001 014, Tungsten Carbide, HP Std, Round, Plain Cut, Dia 1,4 mm\nEach\n\n",{"$nulls":3},"Each"]
["RT296-04-021","Burs","Bur, lab, dental, excavaTing:  ISO No. 500 104 001 001 027, Tungsten Carbide, HP Std, Round, Plain Cut, Dia 2,7 mm\nEach\n\n",{"$nulls":3},"Each"]
["RT296-04-022","Burs","Bur, dental, excavaTing:  ISO No. 500 104 010 001 018, Tungsten Carbide, HP Std, Inv Cone, Plain Cut, Dia 1,8 mm\nEach\n\n",{"$nulls":3},"Each"]
["RT296-04-023","Burs","Bur, dental, excavaTing:  ISO No. 500 104 137 006 014, Tungsten Carbide, HP Std, Cylinder Round (4,4 mm), Plain Cut, Dia 1,4 mm\nEach\n\n",{"$nulls":3},"Each"]
["RT296-04-024","Burs","Bur, dental, excavaTing:  ISO No. 500 104 168 007 012, Tungsten Carbide, HP Std, Tapered Flat (4,8 mm), Cross Cut, Dia 1,2 mm\nEach\n\n",{"$nulls":3},"Each"]
["RT296-04-025","Burs","Bur, dental, excavaTing:  ISO No. 500 104 168 007 021, Tungsten Carbide, HP Std, Tapered Flat (4,8 mm), Cross Cut, Dia 2,1 mm\nEach\n",{"$nulls":3},"Each"]
["RT296-04-026","Burs","Bur, dental, excavaTing:  ISO No. 500 204 001 001 008, Tungsten Carbide, RA Std, Round, Plain Cut, Dia 0,8 mm\nEach\n\n",{"$nulls":3},"Each"]
["RT296-04-027","Burs","Bur, dental, excavaTing:  ISO No. 500 204 001 H1S 010, Tungsten Carbide, RA Std, Round, High-Efficiency Cut, Dia 1,0 mm\nEach\n\n",{"$nulls":3},"Each"]
["RT296-04-028","Burs","Bur, dental, excavaTing:  ISO No. 500 204 001 H1S 014, Tungsten Carbide, RA Std, Round, High-Efficiency Cut, Dia 1,4 mm\nEach\n\n",{"$nulls":3},"Each"]
["RT296-04-029","Burs","Bur, dental, excavaTing:  ISO No. 500 204 001 H1S 018, Tungsten Carbide, RA Std, Round, High-Efficiency Cut, Dia 1,8 mm\nEach\n\n",{"$nulls":3},"Each"]
["RT296-04-030","Burs","Bur, dental, excavaTing:  ISO No. 500 204 001 H1S 023, Tungsten Carbide, RA Std, round, High-Efficiency Cut, Dia 2,3 mm\nEach\n\n",{"$nulls":3},"Each"]
["RT296-04-031","Burs","Bur, dental, excavaTing:  ISO No. 500 204 010 001 012, Tungsten Carbide, RA Std, Inv Cone, Plain Cut, Dia 1,2 mm\nEach\n\n",{"$nulls":3},"Each"]
["RT296-04-032","Burs","Bur, dental, excavaTing:  ISO No. 500 204 010 001 018, Tungsten Carbide, RA Std, Inv Cone, Plain Cut, Dia 1,8 mm\nEach\n\n",{"$nulls":3},"Each"]
["RT296-04-033","Burs","Bur, dental, excavaTing:  ISO No. 500 204 171 006 009, Tungsten Carbide, RA Std, Tapered Flat (5,2 mm), Plain Cut, Dia 0,9 mm\nEach\n\n",{"$nulls":3},"Each"]
["RT296-04-034","Burs","Bur, dental, excavaTing:  ISO No. 500 204 137 006 010, Tungsten Carbide, RA Std, Cylinder Round (4,2 mm), Plain Cut, Dia 1,0 mm\nEach\n\n",{"$nulls":3},"Each"]
["RT296-04-035","Burs","Bur, dental, excavaTing:  ISO No. 500 314 H1S 010, Tungsten Carbide, FG Std, Round, High-Efficiency Cut, Dia 1,0 mm\nEach\n\n",{"$nulls":3},"Each"]
["RT296-04-036","Burs","Bur, dental, excavaTing:  ISO No. 500 314 001 H1S 014, Tungsten Carbide, FG Std, Found, High-Efficiency Cut Dia 1,4 mm\nEach\n\n",{"$nulls":3},"Each"]
["RT296-04-037","Burs","Bur, dental, excavaTing:  ISO No. 500 314 010 001 012, Tungsten Carbide, FG Std, Inv Cone, Plain Cut, Dia 1,2 mm\nEach\n\n",{"$nulls":3},"Each"]
["RT296-04-038","Burs","Bur, dental, excavaTing:  ISO No. 500 314 107 006 014, tungsten Carbide, FG Std, Cyl Flat (4,4 mm), Plain Cut, Dia 1,4 mm\nEach\n\n\n",{"$nulls":3},"Each"]
["RT296-04-039","Burs","Bur, dental , excavaTing: ISO No.500 314 107 007 010, Tungsten Carbide, FG Std, Cyliner Round(4.2 mm), Cross Cut, Dia 1,4mm\nEach\n\n",{"$nulls":3},"Each"]
["RT296-04-040","Burs","Bur, dental, excavaTing:  ISO No. 500 314 137 006 010, Tungsten Carbide, FG Std, Cylinder round (4,2 mm), Plain Cut, Dia 1,0 mm\nEach\n\n\n",{"$nulls":3},"Each"]
["RT296-04-041","Burs","Bur, dental, excavaTing:  ISO No. 500 314 137 006 014, Tungsten Carbide, FG Std, Cylinder Round (4,4 mm), Plain Cut, Dia 1,4 mm\nEach\n\n",{"$nulls":3},"Each"]
["RT296-04-042","Burs","Bur, dental, excavaTing:  ISO No. 500 314 168 006 021, Tungsten Carbide, FG Std, Tapered Flat (4,8 mm), Plain Cut, Dia 2,1 mm\nEach\n\n",{"$nulls":3},"Each"]
["RT296-04-043","Burs","Bur, dental, excavaTing:  ISO No. 500 314 171 006 012, Tungsten Carbide, FG Std, Tapered Flat (6,0 mm), Plain Cut, Dia 1,2 mm\nEach\n\n",{"$nulls":3},"Each"]
["RT296-04-044","Burs","Bur, dental, finishing:  ISO No. 500 314 534 072 009, Tungsten Carbide, FG Std, Torpedo (3,0 mm), Fine Cut, Dia 0,9 mm\nEach\n\n",{"$nulls":3},"Each"]
["RT296-04-045","Burs","Bur, dental, finishing:  ISO No. 500 314 289 072 010, Tungsten Carbide, FG Std, Torpedo (8,0 mm), Fine Cut, Dia 1,0 mm\nEach\n\n\n",{"$nulls":3},"Each"]
["RT296-04-046","Burs","Bur, dental surgery:  ISO No. 500 104 001 291 018, Tungsten Carbide, HP Std, Round, Bone Cutter, Dia 1,8 mm\nEach\n\n",{"$nulls":3},"Each"]
["RT296-04-047","Burs","Bur, dental surgery:  ISO No. 500 104 291 023, Tungsten Carbide, HP Std, Round, Bone Cutter, Dia 2,3 mm\nEach\n\n",{"$nulls":3},"Each"]
["RT296-04-048","Burs","Bur, dental surgery:  ISO No. 500 104 408 297 016, Tungsten Carbide, HP Std, Tapered (9,0 mm), Bone Cutter, Dia 1,6 mm\nEach \n\n",{"$nulls":3},"Each"]
["RT296-04-049","Burs","Bur, dental surgery:  ISO No. 500 104 409 297 021, Tungsten Carbide, HP Std, Tapered (10 mm), Bone Cutter, Dia 2,1 mm\nEach\n\n",{"$nulls":3},"Each"]
["RT296-04-050","Burs","Bur, dental surgery:ISO No. 500 205 001 291 018, Tungsten Carbide, RA Long, Round, Bone Cutter, Dia 1,8 mm\nEach\n\n",{"$nulls":3},"Each"]
["RT296-04-051","Burs","Bur, dental surgery:  ISO No. 500 205 001 291 023, Tungsten Carbide, RA Long, Round, Bone Cutter, Dia 2,3 mm\nEach\n\n",{"$nulls":3},"Each"]
["RT296-04-052","Burs","Bur, dental surgery:  ISO No. 500 205 408 297 016, Tungsten Carbide, RA Long, Tapered (9,0 mm) Bone Cutter, Dia 1,6 mm\nEach\n\n\n",{"$nulls":3},"Each"]
["RT296-04-053","Burs","Bur, dental surgery:  ISO No. 500 205 409 297 021, Tungsten Carbide, RA Long, Tapered (10 mm), Bone Cutter, Dia 2,1 mm\nEach\n\n\n\n\n\n\n\n\n\n\n\n",{"$nulls":3},"Each"]
["RT296-04-054","Burs","Bur, dental, excavaTing:  Tungsten Carbide, FG Std, Cylinder Round, Transmetal for cutting Metals, Dia 1,2 mm\nEach\n\n\n",{"$nulls":3},"Each"]
["RT296-04-055","Burs","Bur, dental, excavaTing:  Tungsten Carbide, FG Std, Pear, Transmetal for cutting Metals, Dia 1,0 mm\nEach\n\n\n",{"$nulls":3},"Each"]
["RT296-04-056","Burs","Bur, denture trimming:  ISO No. 500 104 137 190 060, Tungsten Carbide, HP Std, Cylinder Round (12 mm), Staggered Toothing, Dia 6,0 mm\nEach\n\n",{"$nulls":3},"Each"]
["RT296-04-057","Burs","Bur, denture trimming:  ISO No. 500 104 194 190 050, Tungsten Carbide, HP Std, Tapered Round (13 mm), Staggered Toothing, Dia 5,0 mm\nEach\n\n",{"$nulls":3},"Each"]
["RT296-04-058","Burs","Bur, denture trimming:  ISO No. 500 104 263 190 060, Tungsten Carbide, HP Std, Bud (11 mm), Staggered Toothing, Dia 6,0 mm\nEach\n\n",{"$nulls":3},"Each"]
["RT296-04-059","Burs","Bur, denture trimming:  ISO No. 500 104 274 190 060, Tungsten Carbide, HP Std, Grenade (14 mm), Staggered Toothing Dia 6,0 mm\nEach\n\n",{"$nulls":3},"Each"]
["RT296-04-060","Burs","Bur, denture trimming:  ISO No. 500 104 292 141 023, Tungsten Carbide, HP Std, Torpedo (15 mm), Diamond Toothing Fine, Dia 2,3 mm\nEach\n\n",{"$nulls":3},"Each"]
["RT296-04-061","Burs","Bur, denture trimming:  ISO No. 500 104 292 190 023, Tungsten Carbide, HP Std, Torpedo (15 mm), Staggered Toothing, Dia 2,3 mm\nEach\n\n",{"$nulls":3},"Each"]
["RT296-04-062","Burs","Bur, dental, excavaTing:  ISO No. 500 104 547 211 070, Tungsten Carbide, HP Std, Pin-Hole Cutter (3,3 mm), Plain Cut, Dia 7,0 mm\nEach\n",{"$nulls":3},"Each"]
["RT296-04-063","Burs","Bur, dental, excavaTing:  Diamond, FG Std, ST.11, Crown Cut TM\nEach\n\n",{"$nulls":3},"Each"]
["RT296-04-064","Burs","Bur, dental, excavaTing:  Diamond, FG Std, ST.8, Crown Cut TM\nEach\n\n",{"$nulls":3},"Each"]
["RT296-04-065","Burs","Bur, dental, excavaTing:  ISO No. 806 104 001 524 018, Diamond, HP Std, Round, Med Grit, Dia 1,8 mm\nEach\n\n",{"$nulls":3},"Each"]
["RT296-04-066","Burs","Bur, dental, excavaTing:  ISO No. 806 104 001 524 023, Diamond, HP Std, Round, Med Grit, Dia 2,3 mm\nEach\n\n",{"$nulls":3},"Each"]
["RT296-04-067","Burs","Bur, dental, excavaTing:  ISO No. 806 104 010 524 027, Diamond, HP Std, Inv Cone, Med Grit, Dia 2,7 mm\nEach\n\n",{"$nulls":3},"Each"]
["RT296-04-068","Burs","Bur, dental, excavaTing:  ISO No. 806 104 172 524 040, Diamond, HP Std, Tapered Flat (9,0 mm), Med Grit, Dia 4,0 mm\nEach\n.\n",{"$nulls":3},"Each"]
["RT296-04-069","Burs","Bur, dental, excavaTing:  ISO No. 806 104 173 524 016, Diamond, HP Std, Tapered Flat (10,0 mm), Med Grit, Dia 1,6 mm\nEach\n\n",{"$nulls":3},"Each"]
["RT296-04-070","Burs","Bur, dental, excavaTing:  ISO No. 806 104 198 524 033, Diamond, HP Std, Tapered Round (9,0 mm), Med Grit, Dia 3,3 mm\nEach\n\n",{"$nulls":3},"Each"]
["RT296-04-071","Burs","Bur, dental, excavaTing:  ISO No. 806 104 225 524 023, Diamond, HP Std, Inv Tapered (6,0 mm), Med Grit, Dia 2,3 mm\nEach\n\n",{"$nulls":3},"Each"]
["RT296-04-072","Burs","Bur, dental, excavaTing:  ISO No. 806 104 249 524 018, Diamond, HP Std, Flame (8,0 mm), Med Grit, Dia 1,8 mm\nEach\n\n",{"$nulls":3},"Each"]
["RT296-04-073","Burs","Bur, dental, excavaTing:  ISO No. 806 104 250 524 012, Diamond, HP Std, Flame (10 mm), Med Grit, Dia 1,2 mm\nEach\n.\n",{"$nulls":3},"Each"]
["RT296-04-074","Burs","Bur, dental, excavaTing:  ISO No. 806 104 257 524 023, Diamond, HP Std, Bud (5,0 mm), Med Grit, Dia 2,3 mm\nEach\n\n",{"$nulls":3},"Each"]
["RT296-04-075","Burs","Bur, Dental, excavaTing: Iso 806 314 001 504 023, diamond HP Std, Round, Diam  023mm, Course  Each                           \n                                                                                                                                     ",{"$nulls":3},"Each"]
["RT296-04-076","Burs","Bur, Dental, excavaTing: Iso 806 314 001 504 029, diamond HP Std, Round, Diam  029mm, Course  Each                           \n                                                                                                                                   ",{"$nulls":3},"Each"]
["RT296-04-077","Burs","Bur, Dental, excavaTing: Iso 806 314 001 504 029, diamond HP Std, Round, Diam  029mm, Course  Each                           \n                                                                                                                                    ",{"$nulls":3},"Each"]
["RT296-04-078","Burs","Bur, dental, excavaTing:  ISO No. 806 314 198 544 015, Diamond, FG Std, Tapered Round (8,0 mm), Super-Coarse Grit, Dia 1,5 mm\nEach\n\n",{"$nulls":3},"Each"]
["RT296-04-079","Burs","Bur, dental, excavaTing:  ISO No. 806 314 198 544 020, Diamond, FG Std, Tapered round (8,0 mm), Super-Coarse Grit, Dia 2,0 mm\nEach\n\n",{"$nulls":3},"Each"]
["RT296-04-080","Burs","Bur, dental, excavaTing:  ISO No. 806 314 198 544 025, Diamond, FG Std, Tapered Round (8.0 mm), Super-Coarse Grit, Dia 2,5 mm\nEach\n\n",{"$nulls":3},"Each"]
["RT296-04-081","Burs","Bur, dental, excavaTing:  ISO No. 806 314 198 544 027, Diamond, FG Std, Tapered Round (8,0 mm), Super-Coarse Grit, Dia 2,7 mm\nEach\n\n",{"$nulls":3},"Each"]
["RT296-04-082","Burs","Bur, dental, excavaTing:  ISO No. 806 314 001 524 009, Diamond, FG Std, Round, Med Grit, Dia 0,9 mm\nEach\n\n",{"$nulls":3},"Each"]
["RT296-04-083","Burs","Bur, lab, dental, excavaTing: InLab System, MCX5, Grinder for glass and hybrid ceramics, Diamond, 0.6mm, 1.2mm, 1.4mm, 2.2mm         \n        \nPackaging: Each \nItem RT296-04-083 to RT296-04-086 will be awarded as a series\n",{"$nulls":3},"Each"]
["RT296-04-084","Burs","Bur, lab, dental, excavaTing: InLab System, MCX5, Diamond-coated for zirconia, 0.5mm, 1.0mm, 2.5mm     \n Packaging: Each                    \n        ",{"$nulls":3},"Each"]
["RT296-04-085","Burs","Bur, lab, dental, excavaTing: InLab System, MCX5, for PMMA, wax, PEEK, 0.5mm, 1.0mm, 2.5mm       \nPackaging: Each                            \n        ",{"$nulls":3},"Each"]
["RT296-04-086","Burs","Bur, lab, dental, excavaTing: InLab System, MCX5, for composite resin, 0.5mm, 1.0mm, 2.5mm                                     \n        \nPackaging: Each   ",{"$nulls":3},"Each"]
["RT296-04-087","Burs","Bur, dental, excavaTing:  ISO No. 806 314 001 524 012, Diamond, FG Std, Round, Med Grit, Dia 1,2 mm\nEach\n\nItem RT296-04-087 to RT296-04-089 will be awarded as a series",{"$nulls":3},"Each"]
["RT296-04-088","Burs","Bur, dental, excavaTing:  ISO No. 806 314 010 524 010, Diamond, FG Std, Inv Cone, Med Grit, Dia 1,0 mm\nEach\n\n",{"$nulls":3},"Each"]
["RT296-04-089","Burs","Bur, dental, excavaTing:  ISO No. 806 314 038 524 033, Diamond, FG Std, Double Cone (4,2 mm), Med Grit, Dia 3,3 mm\nEach\n\n",{"$nulls":3},"Each"]
["RT296-04-090","Burs","Bur, Dental:   ISO 808 314 165 534 018, Diamond, FG Needle                                                                                                                                        ",{"$nulls":3},"Each"]
["RT296-04-091","Burs","Bur, dental, excavaTing:  ISO No. 806 314 068 524 040, Diamond, FG Std, Wheel Half-Circle Rim (1,0 mm), Dia 4,0 mm\nEach\n\n",{"$nulls":3},"Each"]
["RT296-04-092","Burs","Bur, dental, excavaTing:  ISO No. 806 314 107 524 010, Diamond, FG Std, Cyl Flat (4,0 mm), Med Grit, Dia 1,0 mm\nEach\n\n",{"$nulls":3},"Each"]
["RT296-04-093","Burs","Bur, Dental, ExcavaTing: ISO 806 314 001 534 018 diamond, course                                                                                                                                      ",{"$nulls":3},"Each"]
["RT296-04-094","Burs","Bur , Dental, Soft Tissue Trimmer:,  Porcelain FG                                    \n                                                                                                                         ",{"$nulls":3},"Each"]
["RT296-04-095","Burs","Bur , Dental, Soft Tissue Trimmer:  ,  Porcelain FG                                     \n                                                                                                                         ",{"$nulls":3},"Each"]
["RT296-04-096","Burs","Bur, dental, excavaTing:  ISO No. 806 314 110 524 014, Diamond, FG Std, Cyl Flat (6,0 mm), Med Grit, Dia 1,4 mm\nEach\n\n",{"$nulls":3},"Each"]
["RT296-04-097","Burs","Bur, dental, excavaTing:  ISO No.806 314 137 524 012, Diamond, FG Std, Cylinder Round (4,0 mm), Med Grit, Dia 1,2 mm\nEach\n\n",{"$nulls":3},"Each"]
["RT296-04-098","Burs","Bur, dental, excavaTing:  ISO No. 806 314 141 524 014, Diamond, FG Std, Cylinder Round (8,0 mm), Med Grit, Dia 1,4 mm\nEach\n\n",{"$nulls":3},"Each"]
["RT296-04-099","Burs","Bur, dental, excavaTing:  ISO No. 806 314 150 524 012, Diamond, FG Std, Cyl End cutting, Med Grit, Dia 1,2 mm\nEach\n\n",{"$nulls":3},"Each"]
["RT296-04-100","Burs","Bur, dental, excavaTing:  ISO No. 806 314 156 524 010, Diamond, FG Std, Cylinder with Rounded Edges (4,0 mm), Med grit, Dia 1,0 mm\nEach\n\n",{"$nulls":3},"Each"]
["RT296-04-101","Burs","Bur, dental, excavaTing;  ISO No. 806 314 157 524 014, Diamond, FG Std, Cylinder with Rounded Edges (6,0 mm), Med Grit, Dia 1,4 mm\nEach\n\n",{"$nulls":3},"Each"]
["RT296-04-102","Burs","Bur, dental, excavaTing:  ISO No. 806 314 171 524 016, Diamond, FG Std, Tapered Flat (6,0 mm), Med Grit, Dia 1,6 mm\nEach\n\n",{"$nulls":3},"Each"]
["RT296-04-103","Burs","Bur, dental, excavaTing:  ISO No. 806 314 198 524 018, Diamond, FG Std, Tapered round (8,0 mm), Med Grit, dial 1,8 mm\nEach\n\n",{"$nulls":3},"Each"]
["RT296-04-104","Burs","Bur denture trimming: Student Laboratory kit, consisTing of two acrylic polishers, three HP Standard tungsten carbide cutters and one HP Standard mandrel as follow:\nISO No.658 104 201 534 150, Grey Silicon-carbide, HP Std, Bud 18.0 mm, Medium Grit, Dia 15 mm (e.g. Edenta 0662HP)\nISO No.658 900 372 533 220, White Silicone-carbide, Unmounted, Disc (3,0 mm), Coarse Grit, Dia 22 mm (e.g. Edenta 0501UM)\nISO No.500 104 274 190 060, Tungsten Carbide, HP Std, Grenade (14 mm), Volcano Cut 10 Cross Cut Standard, Dia 6,0 mm (e.g. Edenta 7210.060HP)\nISO No.500 104 194 190 040, Tungsten Carbide, HP Std, Tapered (14 mm), Volcano Cut 10 Cross Cut Standard, Dia 4,0 mm (e.g. Edenta 5710.040HP\nISO No.500 104 001 175 031, Tungsten Carbide, HP Std, Round, Volcano Cut 70 Plain Cut Standard, Dia 3,1 mm (e.g. Edenta 7170.031HP)\nISO No.330 104 604 391 050, Stainless Steel, HP Std, Screw type Mandrel reinforced, Dia 5.0 mm \n\n",{"$nulls":3},"kit"]
["RT296-04-105","Burs","Bur denture trimming: Student Laboratory kit, consisTing of one HP Standard mandrel, one diamond disc and two HP Standard tungsten carbide cutters as follow:\nISO No.330 104 604 391 050, Stainless Steel, HP Std, Screw type Mandrel reinforced, Dia 5.0 mm (e.g. Edenta 4007HP)\nISO No 806 104 335 524 220, Diamond, HP Std Mandrel mounted, both Sides Coated Perforated (0,3 mm), Std Grit, Dia 22 mm (e.g. Edenta 335.524.220HP)\nISO No.500 104 194 194 040, Tungsten Carbide, HP Std, Tapered (14 mm), Cut 26 Titanium toothing coarse, Dia 4,0 mm (e.g. Edenta 6926.040HP\nISO No.500 104 001 001 023, Tungsten Carbide, HP Std, Round, for contouring fissures, Dia 2.3 mm ",{"$nulls":3},"kit"]
["RT296-04-106","Burs","Bur, dental, excavaTing:  ISO No. 806 314 198 524 025, Diamond, FG Std, Tapered round (8,0 mm), Med Grit, Dia 2,5 mm\nEach\n\n",{"$nulls":3},"Each"]
["RT296-04-107","Burs","Bur, dental, excavaTing:  ISO No. 806 314 199 524 012, Diamond, FG Std, Tapered Round (10,0 mm) Med Grit, Dia 1,2 mm\nEach\n\n\n",{"$nulls":3},"Each"]
["RT296-04-108","Burs","Bur, dental, excavaTing:  ISO No. 806 314 225 524 012, Diamond, FG Std, Inv Tapered (3,5 mm), Med Grit, Dia 1,2 mm\nEach\n\n",{"$nulls":3},"Each"]
["RT296-04-109","Burs","Bur, dental, excavaTing:  ISO No. 806 314 233 524 009, Diamond, FG Std, Pear (2,7 mm), Med Grit, Dia 0,9 mm\nEach\n\n",{"$nulls":3},"Each"]
["RT296-04-110","Burs","Bur, dental, excavaTing:  ISO No. 806 314 233 524 012, Diamond, FG Std, Pear (2,7 mm), Med Grit, Dia 1,2mm\nEach\n\n",{"$nulls":3},"Each"]
["RT296-04-111","Burs","Bur, dental, excavaTing:  ISO No. 806 314 234 524 014, Diamond, FG Std, Pear (4,0 mm), Med Grit, Dia 1,4 mm\nEach\n\n",{"$nulls":3},"Each"]
["RT296-04-112","Burs","Bur, dental, excavaTing:  ISO No.8 06 314 257 524 023, Diamond, FG Std, Bud (5,0 mm), Med Grit, dia 2,3 mm\nEach\n\n\n",{"$nulls":3},"Each"]
["RT296-04-113","Burs","Bur, dental, excavaTing:  ISO No. 806 314 288 524 012, Diamond, FG Std, Torpedo (6,0 mm), Med Grit, dia 1,2 mm\nEach\n\n",{"$nulls":3},"Each"]
["RT296-04-114","Burs","Bur, dental, excavaTing:  ISO No. 806 314 289 524 014, Diamond, FG Std, Torpedo (8,0 mm), Med Grit, Dia 1,4 mm\nEach\n\n",{"$nulls":3},"Each"]
["RT296-04-115","Burs","Bur, dental, excavaTing;  ISO No. 806 314 535 524 009, Diamond, FG Std, Torpedo (3,0 mm), Med Grit, Dia 0,9 mm\nEach\n",{"$nulls":3},"Each"]
["RT296-04-116","Burs","Bur, dental, finishing:  ISO No. 806 314 165 504 014, Diamond, FG Std, Pointed (8,0 mm), S-Fine Grit, Dia 1,4 mm\nEach\n\n",{"$nulls":3},"Each"]
["RT296-04-117","Burs","Bur, dental, finishing:  ISO No. 806 314 249 504 012, Diamond, FG Std, Flame (8,0 mm), S-Fine Grit, Dia 1,2 mm\nEach\n\n",{"$nulls":3},"Each"]
["RT296-04-118","Burs","Bur, dental, finishing:  ISO No. 806 314 257 504 023, Diamond, FG Std, Bud (5,0 mm), S-Fine Grit, Dia 2.3 mm\nEach\n\n",{"$nulls":3},"Each"]
["RT296-04-119","Burs","Disk, abrasive:  Flexible, ISO No. 806 900 346 524 220, Diamond, Unmounted, One Side Coated (0,2 mm), Med Grit, Dia 22 mm\nEach\n\n",{"$nulls":3},"Each"]
["RT296-04-120","Burs","Disk, abrasive:  Flexible, ISO No. 806 900 350 524 220, Diamond, Unmounted, Both Sides Coated Perforated (0,3 mm), Med Grit, Dia 22 mm\nEach \n\n\n",{"$nulls":3},"Each"]
["RT296-04-121","Burs","Disk, abrasive:  Hyperflex, ISO No. 806 900 355 514 220, Diamond, Unmounted, Both Sides 3,0 mm Periphery Coated (0,15 mm), Fine Grit, Dia 22 mm\nEach\n\n",{"$nulls":3},"Each"]
["RT296-04-122","Burs","Wheel, abrasive:  White, Aluminium Oxide, FG Std, Conical, Finishing, CN1 \n1 Pack 12 Pieces\n\n\n",{"$nulls":3},"Pack"]
["RT296-04-123","Burs","Wheel, abrasive:  White, Aluminium Oxide, FG Std, Flame, Finishing, FL2\n1 Pack 12 Pieces\n\n\n\n",{"$nulls":3},"Pack"]
["RT296-04-124","Burs","Wheel, abrasive:  White, Aluminium Oxide, FG Std, Round, Finishing, RD1\n1 Pack 12 Pieces\n\n\n",{"$nulls":3},"Pack"]
["RT296-04-125","Burs","Wheel, abrasive:  White, Aluminium Oxide, FG Std, Tapered Cone, Finishing, TC1 \n1 Pack 12 Pieces\n\n",{"$nulls":3},"Pack"]
["RT296-04-126","Burs","Wheel, abrasive:  White, Aluminium Oxide, RA Std, Conical, Finishing, CN1\n1 Pack 12 Pieces\n\n",{"$nulls":3},"Pack"]
["RT296-04-127","Burs","Wheel, abrasive:  White, Aluminium Oxide, RA Std, Flame, Finishing, FL2\n1 Pack 12 Pieces\n\n\n",{"$nulls":3},"Pack"]
["RT296-04-128","Burs","Wheel, abrasive:  White, Aluminium Oxide, RA Std, Round, Finishing, RD1\n1 Pack 12 Pieces\n\n",{"$nulls":3},"Pack"]
["RT296-04-129","Burs","Wheel, abrasive:  White, Aluminium Oxide, RA Std, Tapered Cone, Finishing, TC1\n1 Pack 12 Pieces\n\n",{"$nulls":3},"Pack"]
["RT296-04-130","Burs","Wheel, abrasive:  Green, ISO No. 655 104 041 130, Silicon-Carbide, HP Std, Wheel Square (1,5 mm), Fine Grit Med Hardness, Dia 13,0 mm\nEach\n\n",{"$nulls":3},"Each"]
["RT296-04-131","Burs","Wheel, abrasive:  Brown, ISO No. 635 104 027 522 070, High-grade Corundum, HP Std, Inv Wheel (4,0 mm), Med Grit Soft Hardness, Dia 7,0 mm\nEach\n",{"$nulls":3},"Each"]
["RT296-04-132","Burs","Wheel, abrasive:  Brown, ISO No. 635 104 107 522 050, High-grade Corundum, HP Std, Cyl Flat (12,0 mm), Med Grit Soft Hardness, Dia 5,0 mm\nEach\n\n",{"$nulls":3},"Each"]
["RT296-04-133","Burs","Wheel, abrasive:  Brown, ISO No. 635 104 107 522 065, High-grade Corundum, HP Std, Cyl Flat (13 mm), Med Grit Soft Hardness, Dia 6,5 mm\nEach\n\n",{"$nulls":3},"Each"]
["RT296-04-134","Burs","Wheel, abrasive:  Brown, ISO No. 635 104 168 522 035, High-grade Corundum, HP Std, Tapered Flat (10,5 mm), Med Grit Soft Hardness, Dia 3,5 mm\nEach\n\n\n",{"$nulls":3},"Each"]
["RT296-04-135","Burs","Wheel, abrasive:  Brown, ISO No. 635 104 243 522 050, High-grade Corundum, HP Std, Flame (1- mm), Med Grit Soft Hardness, Dia 5,0 mm\nEach\n\n",{"$nulls":3},"Each"]
["RT296-04-136","Burs","Disk, abrasive:  SeparaTing, brown, for ceramics, carborundum, unmounted, both sides coated (0,2 mm), Ultra-Fine Grit, Dia 22 mm\n1 box 50 pieces\n\n\n",{"$nulls":3},"Box"]
["RT296-04-137","Burs","Disk, abrasive: SeparaTing, brown, for ceramics, carborundum, unmounted, both sides coated (0,2 mm), Ultra-Fine Grit, Dia ISO 613 900 327 504 220   22 mm 1 box 100 pieces                                                                                                                                                                                                                                                                                                                                                    ",{"$nulls":3},"Box"]
["RT296-04-138","Burs","Disk, abrasive:  SeparaTing, brown, ISO No. 613 900 327 524 220, normal corundum, unmounted, both sides coated (0,7 mm), Med Grit Hard, Dia 22 mm\n1 Box 100 Pieces\n\n\n\n",{"$nulls":3},"Box"]
["RT296-04-139","Burs","Disk, abrasive: SeparaTing, brown, ISO No. 613 900 327 524 375 normal corundum, unmounted, both sides coated (0,7 mm), Med Grit Hard, Dia 22 mm 1 Box 100 Pieces                                                                                                                                                                                                                                                                                        ",{"$nulls":3},"Box"]
["RT296-04-140","Burs","Disk, abrasive:  SeparaTing, brown, ISO No. 613 900 371 524 370, normal corundum, unmounted, both sides coated (1,0 mm), Med Grit Hard, Dia 37 mm\n1 Box 100 Pieces\n\n\n",{"$nulls":3},"Box"]
["RT296-04-141","Burs","Disk, abrasive:  SeparaTing, brown, ISO No. 613 900 371 534 400, normal, corundum, unmounted, reinforced both sides coated (1,0 mm), Coarse Grit Hard, Dia 40 mm\n1 box 25 pieces\n\n\n",{"$nulls":3},"Box"]
["RT296-04-142","Burs","Brush, bristle, dental handpiece:  Black artificial bristles, snap-on, flat, bristle dia 0,178 mm\n1 pack 12 pieces\n\n\n",{"$nulls":3},"Pack"]
["RT296-04-143","Burs","Brush, bristle, dental handpiece:  Black artificial bristles, snap-on, tapered, bristle dia 0,178 mm\n1 pack 12 pieces\n\n\n",{"$nulls":3},"Pack"]
["RT296-04-144","Burs","Cup, polishing, dental handpiece:  Prophylactic, Screw on Type, Webbed, Firm\n1 Pack 12 Pieces\n\n",{"$nulls":3},"Pack"]
["RT296-04-145","Burs","Cup, polishing, dental handpiece:  Prophylactic, Snap on Type, Webbed, Firm\n1 Pack 12 Pieces\n\n",{"$nulls":3},"Pack"]
["RT296-04-146","Burs","Cup, polishing, dental handpiece:  Prophylactic, White ISO No. 658 204 034 523 060, Silicon-Carbide, RA Std, Inv Cone (10 mm) Webbed, Med Grit Med Hardness, Dia 6,0 mm\n1 Pack 12 Pieces\n\n",{"$nulls":3},"Pack"]
["RT296-04-147","Burs","Brush, bristle, dental handpiece:  White Artificial Bristles, RA Std, Cup, M-Hard, Small (Dia 5-8 mm)\n1 Pack 6 Piece\n\n",{"$nulls":3},"Pack"]
["RT296-04-148","Burs","Brush, bristle, dental handpiece:  Black Artificial Bristles, HP Std, Wheel, X-Hard, Dia 19 mm\n1 Pack 12 Pieces\n\n",{"$nulls":3},"Pack"]
["RT296-04-149","Burs","Brush, bristle, dental handpiece:  White Natural Bristles, HP Std, Wheel, Soft, Dia 19 mm\n1 Pack 12 Pieces\n\n",{"$nulls":3},"Pack"]
["RT296-04-150","Burs","Polisher, dental:  Brown, ISO No. 658 104 292 513 045, Silicon-Carbide, HP Std, Torpedo (16 mm), Fine Grit Med Hardness, Dia 4,5 mm\n1 Pack 12 Pieces\n\n\n",{"$nulls":3},"Pack"]
["RT296-04-151","Burs","Polisher, dental:  Brown, ISO No. 658 104 303 513 150, Silicon-Carbide, Lenticular (2,5 mm), Fine Grit Med Hardness, Dia 15 mm\n1 Pack 12 Pieces\n\n\n",{"$nulls":3},"Pack"]
["RT296-04-152","Burs","Polisher, dental:  Brown, ISO No. 658 104 372 513 150, Silicon-Carbide, HP Std, Disc (2,5 mm), Fine Grit Med Hardness, Dia 15 mm\n1 Pack 12 Pieces\n\n\n",{"$nulls":3},"Pack"]
["RT296-04-153","Burs","Polisher, dental:  Brownie, silicon-carbide, HP Std, floppy disc, high-efficiency\n1 pack 12 pieces\n\n\n",{"$nulls":3},"Pack"]
["RT296-04-154","Burs","Polisher, dental:  Brownie, silicon-carbide, RA Std, Cup, high-efficiency\n1 pack 12 pieces\n\n\n",{"$nulls":3},"Pack"]
["RT296-04-155","Burs","Polisher, dental:  Brownie, silicon-carbide, RA Std, Knife, high-efficiency, KN7\n1 pack 12 pieces\n\n\n",{"$nulls":3},"Pack"]
["RT296-04-156","Burs","Polisher, dental:  Brownie, silicon-carbide, RA Std, mini-point, high-efficiency\n1 pack 12 pieces\n\n\n",{"$nulls":3},"Pack"]
["RT296-04-157","Burs","Polisher, dental:  Brownie, silicon-carbide, RA Std, pointed cone, high-efficiency, PC2\n1 pack 12 pieces\n\n",{"$nulls":3},"Pack"]
["RT296-04-158","Burs","Polisher, dental:  Green, ISO No. 658 104 292 503 045, Silicon-Carbide, HP Std, Torpedo (16 mm), X-Fine Grit Med Hardness, Dia 4,5 mm\n1 pack 12 pieces\n\n",{"$nulls":3},"Pack"]
["RT296-04-159","Burs","Polisher, dental:  Green, ISO No. 658 104 303 503 150, Silicon-Carbide, HP Std, Lenticular (2,5 mm), X-Fine Grit Med Hardness, Dia 15 mm\n1 pack 12 pieces\n\n\n\n",{"$nulls":3},"Pack"]
["RT296-04-160","Burs","Polisher, dental:  Green, ISO No. 658 104 372 503 150, Silicon-Carbide, HP Std, Disc (2,5 mm), X-Fine Grit Med Hardness, Dia 15 mm\n1 pack 12 pieces\n\n\n",{"$nulls":3},"Pack"]
["RT296-04-161","Burs","Polisher, dental:  Greenie, Silicon-Carbide, HP Std, Floppy Disc, High-Efficiency\n1 pack 12 pieces\n\n",{"$nulls":3},"Pack"]
["RT296-04-162","Burs","Polisher, dental:  Greenie, Silicon-Carbide, RA Std, Cup, High-Efficiency\n1 pack 12 pieces\n\n",{"$nulls":3},"Pack"]
["RT296-04-163","Burs","Polisher, dental:  Greenie, Silicon-Carbide, RA Std, Knife, High-Efficiency, KN7\n1 pack 12 pieces\n\n",{"$nulls":3},"Pack"]
["RT296-04-164","Burs","Polisher, dental:  Greenie, Silicon-Carbide, RA Std, Mini-Point, High-Efficiency\n1 pack 12 pieces\n\n",{"$nulls":3},"Pack"]
["RT296-04-165","Burs","Polisher, dental:  Greenie, Silicon-Carbide, RA Std, Pointed Cone, High-Efficiency, PC2\n1 pack 12 pieces\n\n",{"$nulls":3},"Pack"]
["RT296-04-166","Burs","Bur, Dental Surgery: ISO No. 500 205 001 291 018, Tungsten Carbide, RA Long, Round, Bone Cutter, Dia 1,8 mm Each\n\n",{"$nulls":3},"Each"]
["RT296-04-167","Burs","Polisher, dental:  Supergreenie, Silicon-Carbide, RA Std, Cup, High-Efficiency\n1 pack 12 pieces\n\n",{"$nulls":3},"Pack"]
["RT296-04-168","Burs","Polisher, dental:  Supergreenie, Silicon-Carbide, RA Std, Mini-Point, High-Efficiency\n1 pack 12 pieces\n\n\n",{"$nulls":3},"Pack"]
["RT296-04-169","Burs","Finishing and polishing kit:  Composite Restorations, Discs, Points, Cups, Mandrels and Gloss Kit - 20 Finishing Discs, 10 Finishing Cups, 10 Finishing Points, 25 Polishing Cups, 1 Metal Mandrel, 1 4g Syringe Prisma Gloss, 1 4g Syringe Prisma Gloss Extrafine\n\n",{"$nulls":3},"Kit"]
["RT296-04-170","Burs","Polisher, dental: finishing cups\n1 Box, 40 Pieces\n\nItem RT296-04-170 to RT296-04-171 must be compatible with RT296-04-169",{"$nulls":3},"Box"]
["RT296-04-171","Burs","Polisher, dental: finishing discs\n1 Box, 40 Pieces\n\n",{"$nulls":3},"Box"]
["RT296-04-172","Burs","Polisher, dental: finishing points\n1 Box, 40 Pieces\n\n",{"$nulls":3},"Box"]
["RT296-04-173","Burs","Polisher, dental: polishing cups\n1 Box, 100 Pieces\n\n",{"$nulls":3},"Box"]
["RT296-04-174","Burs","Mandrel, dental handpiece: polishing system, Metal\n1 Pack, 3 Pieces\n",{"$nulls":3},"Pack"]
["RT296-04-175","Burs","Polishing, compound, dental: Prisma Gloss\n1 Syringe, 4g\n\nItem RT296-04-175 and RT296-04-176 will be awarded as a series",{"$nulls":3},"Syringe"]
["RT296-04-176","Burs","Polishing compound, dental:  Prisma Gloss Extra Fine\n1 Syring, 4g\n\n",{"$nulls":3},"Syringe"]
["RT296-04-177","Burs","Polisher, dental:  diamond, HP Std, Knife-edge (2 mm), Fine Grit, 26 mm Dia, L26D\n1 Box 100 Pieces\n\n",{"$nulls":3},"Box"]
["RT296-04-178","Burs","Bur, Denture Trimming: ISO No. 500 104 292 190 023, Tungsten Carbide, HP Std, Torpedo (15 mm), Staggered Toothing, Dia 2,3 mm\nEach\n\n",{"$nulls":3},"Each"]
["RT296-04-179","Burs","Polisher, dental:  diamond, HP Std, Knife-edge (2 mm), Medium Grit, 26 mm Dia, L26Dmf\n1 Box 100 Pieces\n\n",{"$nulls":3},"Box"]
["RT296-04-180","Burs","Mandrel, Dental Hand piece:  ISO No. 311 104 615 422 060, Steel RP, HP Std, Moore`s \nEach \n\n",{"$nulls":3},"Each"]
["RT296-04-181","Burs","Polisher, dental:  diamond, HP Std, Knife-edge (2 mm), Coarse Grit, 26 mm Dia, L26Dg\n1 Box 100 Pieces\n\n",{"$nulls":3},"Box"]
["RT296-04-182","Burs","Bur, Dental, ExcavaTing: Diamond, FG Std, ST.11, Crown Cut TM Each\n\n",{"$nulls":3},"Each"]
["RT296-04-183","Burs","Polisher, dental:  Disc, Plastic Backed, Brass Centre to fit Mandrel ISO No.615 421.  (Moore`s), Coarse Grit, Dia 15 mm\n1 Box 100 Pieces\n\nItem RT296-04-183 to RT296-04-186 will be awarded as a series",{"$nulls":3},"Box"]
["RT296-04-184","Burs","Polisher, dental:  Disc, Plastic Backed, Brass Centre to fit Mandrel ISO No.615 421.  (Moore`s), Med Grit, Dia 15 mm\n1 Box 100 Pieces\n\n",{"$nulls":3},"Box"]
["RT296-04-185","Burs","Polisher, dental:  Disc, Plastic Backed, Brass Centre to fit Mandrel ISO No.615 421.  (Moore`s), Fine Grit, Dia 15 mm\n1 Box 100 Pieces\n\n",{"$nulls":3},"Box"]
["RT296-04-186","Burs","Polisher, dental:  Disc, Plastic Backed, Brass Centre to fit Mandrel ISO No.615 421.  (Moore`s), S-Fine Grit, Dia 15 mm\n1 Box 100 Pieces\n\n",{"$nulls":3},"Box"]
["RT296-04-187","Burs","Polisher, dental:  Disc, Plastic Backed, Brass Centre to fit Pop-On Mandrel, Coarse Grit, Regular Thickness, Dia 12,7mm (1/2 inch)\n1 Box 85 Pieces\nItem RT 296-04-187 to RT296-04-194 will be awarded as a series",{"$nulls":3},"Box"]
["RT296-04-188","Burs","Polisher, dental:  Disc, Plastic Backed, Brass Centre to fit Pop-On Mandrel, Medium Grit, Regular Thickness, Dia 12,7 mm (1/2 inch)\n1 Box 85 Pieces\n\n",{"$nulls":3},"Box"]
["RT296-04-189","Burs","Polisher, dental:  Disc, Plastic Backed, Brass Centre to fit Pop-On Mandrel, Fine Grit, Regular Thickness, Dia 12,7 mm (1/2 inch)\n1 Box 85 Pieces\n\n",{"$nulls":3},"Box"]
["RT296-04-190","Burs","Polisher, dental:  Disc, Plastic Backed, Brass Centre to fit Pop-on Mandrel, Superfine Grit,\nRegular Thickness, Dia 12,7 mm (1/2 inch)\n1 Box 85 Pieces\n\n\n\n\n",{"$nulls":3},"Box"]
["RT296-04-191","Burs","Polisher, dental:  Disc, Plastic Backed, Brass Centre to fit Pop-On Mandrel, Coarse Grit, Extra Thin Thickness, Dia 3/8 inch\n1 Box 85 Pieces\n\n",{"$nulls":3},"Box"]
["RT296-04-192","Burs","Polisher, dental:  Disc, Plastic Backed, Brass Centre to fit Pop-on Mandrel, Medium Grit, Extra Thin Thickness, Dia 3/8 inch\n1 Box 85 Pieces\n\n",{"$nulls":3},"Box"]
["RT296-04-193","Burs","Polisher, dental:  Disc, Plastic Backed, Brass Centre to fit Pop-on Mandrel, Fine Grit, Extra Thin Thickness, Dia 3/8 inch\n1 Box 85 Pieces\n\n",{"$nulls":3},"Box"]
["RT296-04-194","Burs","Polisher, dental:  Disc, Plastic Backed, Brass Centre to fit Pop-on Mandrel, Superfine Grit, Extra Thin Thickness, Dia 3/8 inch\n1 Box 85 Pieces\n\n",{"$nulls":3},"Box"]
["RT296-04-195","Burs","Polisher, dental:  Blue, ISO No. 658 900 114 522 064, Silicon-Carbide, Unmounted, Cyl Flat (23,8 mm) Med Grit Soft Hardness, Dia 6,4 mm\n1 Pack 100 Pieces\n\n",{"$nulls":3},"Pack"]
["RT296-04-196","Burs","Polisher, dental:  Blue, ISO No. 658 900 372 522 220, Silicon-Carbice, Unmounted, Disc (3,0 mm), Med Grit Soft Hardness, Dia 22 mm\n1 Pack 100 Pieces\n\n",{"$nulls":3},"Pack"]
["RT296-04-197","Burs","Polisher, dental:  white, ISO No.658 900 303 523 220, silicon-carbide, unmounted, lenticular (3,5 mm), med grit, med hardness, dia 22 mm\n1 Pack 100 Pieces\n\n\n",{"$nulls":3},"Pack"]
["RT296-04-198","Burs","Polisher, dental:  White, ISO No. 658 900 372 523 220, Silicon-Carbide, Unmounted, Disc (3,0 mm), Med Grit Hardness, Dia 22 mm\n1 Pack 100 Pieces\n\n",{"$nulls":3},"Pack"]
["RT296-04-199","Burs","Polisher, dental:  Prepolisher for Permanent Soft Silicone Based Linings, Unmounted, Wheel Shape \n1 Pack 12 Pieces;  1 Mandrel\n",{"$nulls":3},"Pack"]
["RT296-04-200","Burs","Polisher, dental:  Dark-brown, ISO No. 618 900 114 534 070, Normal Corundum, Unmounted, Cyl Flat (21 mm), Coarse Grit Hard Hardness, Dia 7,0 mm\n1 Box 100 Pieces\n\n",{"$nulls":3},"Box"]
["RT296-04-201","Burs","Polisher, dental:  Dark-brown, ISO No. 618 900 372 534 220, Normal Corundum, Unmounted, Disc (3,0 mm), Coarse Grit Hard, Dia 22 mm\n1 Box 100 Pieces\n\n\n",{"$nulls":3},"Box"]
["RT296-04-202","Burs","Polisher, dental:  White, ISO No. 658 900 372 525 220, Silicon-Carbide, Unmounted, Disc (2,0 mm), Med Grit X-Hard Hardness, Dia 22 mm\n1 Box 100 Pieces\n\n\n",{"$nulls":3},"Box"]
["RT296-04-203","Burs","Polisher, dental:  Diamond Polisher, Unmounted, Knife-edged, Coarse Grit, 15 x 2,5 mm\n1 Pack 6 Pieces\n\n\n",{"$nulls":3},"Pack"]
["RT296-04-204","Burs","Polisher, dental:  black, silicon-carbide, HP Std, Bud, med grit, no. 0662\n1 Pack 6 Pieces\n\n\n",{"$nulls":3},"Pack"]
["RT296-04-205","Burs","Polisher, dental:  black, silicon-carbide, HP Std, Grenade, med grit, no. 0664 \n1 Pack 6 Pieces\n\n\n",{"$nulls":3},"Pack"]
["RT296-04-206","Burs","Polisher, dental: Diamand Polisher, Soft Rubber Wheel Red \nEach\n",{"$nulls":3},"Each"]
["RT296-04-207","Burs","Polisher, dental: Diamond Polisher, Soft Rubber Wheel Red Each                                                                                              ",{"$nulls":3},"Each"]
["RT296-04-208","Burs","Polisher, dental: Diamand Polisher, Soft Rubber Wheel Blue \nEach\n",{"$nulls":3},"Each"]
["RT296-04-209","Burs","Polisher, dental: Diamand Polisher, Soft Rubber Wheel Yellow \nEach\n",{"$nulls":3},"Each"]
["RT296-04-210","Burs","Bur dental, cavity access set, 2 carbite round burs (ISO 010 and 014), 1 diamond round bur (ISO 016), 1 transmetal bur, 1 diamond conical bur, 1 X-Gates bur\n\nItem RT296-04-210 to RT296-04-211 will be awarded as a series.\n\n",{"$nulls":3},"Set"]
["RT296-04-211","Burs","Bur dental, cavity access refill pack, 2 carbide round burs (ISO 010 and 014), 1 diamond round bur (ISO 016), 1 transdermal bur, 1 diamond conical bur, 1 X-Gates bur\n\n",{"$nulls":3},"Set"]
["RT296-04-212","Burs","Bur dental excavaTing, student operative kit consisTing of bur block/s with a minimum of 16 friction grip instruments and 4 right angle instruments, complete with the following instruments.\nISO no. 806 314 233 524 012, diamond, FG Std, pear (2.7mm), med grit, dia 1.2mm \nISO no. 806 314 234 524 014, diamond, FG Std, pear (4.0mm), med grit, dia 1.4mm \nISO no. 806 314 001 524 007, diamond, FG Std, round, med grit, dia 0.7mm \nISO no. 806 314 001 524 012, diamond, FG Std, round, med grit, dia 1.2mm \nISO no. 806 314 001 524 016, diamond, FG Std, round, med grit, dia 1.6mm\nISO no. 806 314 198 524 016, diamond, FG round end taper med grid dia 1.6mm\nISO no. 806 314 165 504 014, diamond, FG Std, pointed (8.0mm), S-Fine grit, dia 1.4mm\nISO no. 806 314 257 524 023, diamond, FG Std, bud (5.0mm), med grit, dia 2.3mm\nISO no. 806 314 257 504 023, diamond, FG Std, bud (5.0mm), S-Fine grit, dia 2.3mm \nISO no. 806 814 249 514 012, diamond, HP Std, Flame (8.0mm), fine grit, dia 1.2mm \nISO no. 806 814 249 504 012, diamond, HP Std, Flame (8.0mm), extra fine grit, dia 1.2mm\nISO no. 500 204 001 001 021, tungsten carbide, HP Std, round, plain cut, dia 2.1 mm \n***\nISO no. 500 204 001 001 014, tungsten carbide, HP Std, round, plain cut, dia 1.4mm ",{"$nulls":3},"Set"]
["RT296-04-213","Burs","Bur dental excavaTing, student Crown and bridge  kit consisTing of bur block/s , complete with the following instruments.                                                                                                                                                                                                                                                                                                                                                                                                                              I.  ISO no. 806 314 111 524 010 diamond, FG Flat end cylinder, standard grit                                        \n2. ISO no. 806 314 111 524 014 diamond, FG  Flat end cylinder, standard grit                                                         \n3. ISO no. 806 314 111 524 016 diamond, FG  Flat end cylinder, standard grit                                 \n4. ISO no. 806 314 112 524 012 diamond, FG  Flat end cylinder, standard grit                                       \n5. ISO no. AX836 314 112 524 012 diamond, Flat. FG  Rapid Grinder                                          \n6.  ISO no. 806 314 167 524 010 diamond,  FG  , needle                                                               \n7.  ISO no. 806 314 565 524 009 diamond, FG Beveled end cylinder                                                  \n8.  ISO no. 806 314 289 534 012 diamond, FG Cylindrical torpedo Course grid                                                    \n9.  ISO no. 806 314 141 524 014 diamond, FG Round End Cylinder, standard grid                   \n10.ISO no. 806 314 539 524 012 diamond, FG Beveled Cylinder. Standard grid                 \n11.ISO no. 806 314 277 524 023 diamond FG Egg shape/Football standard grid          \n12.ISO no. 806 314 277 504 023 diamond FG Egg shape/Football course grid               \n13.ISO no. W806 314 173 534 018 diamond,FG Flat end taper course grid                              \n14.ISO no. 500 314 137 008 012  Tungsten carbide, FG Cylinder Round                       \n15.ISO no. 500 204 186 006 014 Tungsten Carbide, RA Tapered fissure                      \n16.ISO no. 500 314 172 072 016  Tungsten Carbide . Flat End finisher                                      \n17.ISO no. 500 314 289 072 012  Tungsten Carbide, Parallel Bevel, FG                                 \n18.ISO no. 500 314 290 072 014 Tungsten Carbite,FG,  Modified Round End Cylinder       \n19.ISO no. V806 314 299 524 014 Diamond, Torpedo Tapered, FG                                      \n20.ISO no  500 314 138 019 012  Tungsten Carbide,   Crown separator, FG                                  \n21.ISO no. 500 315 139 019 012 Tungsten Carbide, Crown Separator  Long , FGL                    \n22.ISO no. 806 314 141 524 014  Diamond, FG. Round end cylinder                                   \n23.ISO no   806 314 166 524 012 Diamond FG , Needle                                                        \n24.ISO no. 806 314 535 524 009  Diamond; FG, Beveled end Cylinder",{"$nulls":3},"Set"]
["RT296-04-214","Burs","Sinus Lift Kit: Dental kit consisTing of 8 Hand instruments with Washtray with lid.                                                                                \n.i . :  \"Dr Kirsch kit: Helmud Zepf (24.995.00).                                                                                                                                                                                                                                                                                                                                                                                                                                                                                                                                                                                                                                                                                                                         Hand Instruments should be\":                                                                                                                                                                                                                             \n1. Sinus lift instrument: Dental  Universal raspatory, exchangable inserts (24.747.03)                                                                         \n2. Sinus lift instrument: Dental  Kirsh,Sinus 1 elevator 25°, Titanium Handle (41.868.01)                                                                                                                            3. Sinus lift instrument: Dental  Kirsh,Sinus 2 elevator 60°, Titanium Handle (41.868.02)                                                            \n3. Sinus lift instrument: Dental  Kirsh,Sinus 3 elevator 90°, Titanium Handle (41.868.03)                                                                  \n 4. Sinus lift instrument: Dental  Kirsh,Sinus 4 elevator 120°, Titanium Handle (41.868.04)                                                              \n  5. Sinus lift instrument: Dental  Kirsh,Sinus 5 elevator 90/90/60°, Titanium Handle (41.868.05)                                                           \n6. Sinus lift instrument: Dental  Kirsh,Sinus 6 elevator 90/90°, Titanium Handle (41.868.06)                                                              \n7. Sinus lift instrument: Dental  Kirsh,Sinus 7 spoon plugger;Dia 4.7mm Titanium Handle (41.868.07)                                            \n8. Sinus lift instrument: Dental  Kirsh,Sinus 8 convex plugger;Dia 45mm,plan-plugger dia 2.6mm Titanium Handle (41.868.087) ",{"$nulls":3},"Kit"]
["RT296-04-215","Burs","Bur denture trimming  excavaTing : ISO500 104 001 090 050 Tungsten Carbite, HP Std Round \n",{"$nulls":3},"Each"]
["RT296-04-216","Burs","Bur  denture trimming :ISO no. 500 204 001 001 018, tungsten carbide, HP Std, round, plain cut, dia 1.8mm ",{"$nulls":3},"Each"]
["RT296-04-217","Burs","Bur  denture trimming : ISO 500 123 116 190 015 Tungsten Carbite, HP Std Round \n",{"$nulls":3},"Each"]
["RT296-04-218","Burs","Bur  denture trimming :ISO no. 500 204 137 006 010, tungsten carbide,HP Std, cylinder round (4.2mm), plain cut, dia 1.0mm ",{"$nulls":3},"Each"]
["RT296-04-219","Burs","Bur  denture trimming : ISO 500 104 468 211 023 Tungsten Carbite, HP Std",{"$nulls":3},"Each"]
["RT296-04-220","Burs","Bur  denture trimming :ISO no. 310 204 001 071 021, steel, HP Std, round, fine cut, dia 2.1mm ",{"$nulls":3},"Each"]
["RT296-04-221","Burs","Bur  denture trimming : ISO 500 104 184 140 016 Tungsten Carbite, HP Std \n",{"$nulls":3},"Each"]
["RT296-04-222","Burs","Bur  denture trimming :ISO no. 310 204 237 071 021, steel, HP Std, pear, fine cut, dia 2.1mm ",{"$nulls":3},"Each"]
["RT296-04-223","Burs","Bur  denture trimming : ISO 500 104 194 216 023 Tungsten Carbite, HP Std  \n",{"$nulls":3},"Each"]
["RT296-04-224","Burs","Polisher, dental composite, ISO 685 204 243 524 030, white universal polisher for all resin based materials ",{"$nulls":3},"Each"]
["RT296-04-225","Burs","Bur  denture trimming : ISO  500 204 194 190 031Tungsten Carbite with Titanium Nitrade CoaTing, HP Std  \n",{"$nulls":3},"Each"]
["RT296-04-226","Burs","Bur  denture trimming : ISO  500 104 194 216 040 Tungsten Carbite with Titanium Nitrade CoaTing for mouthguard and soft reline material, HP Std\n",{"$nulls":3},"Each"]
["RT296-04-227","Burs","Bur  denture trimming : ISO  500 104 274 221 060 Tungsten Carbite with Titanium Nitrade CoaTing for work on acrylic and stone cutting, HP Std  \n",{"$nulls":3},"Each"]
["RT296-04-228","Burs","Bur  denture trimming : ISO  500 104 274 190 060 Tungsten Carbite with Titanium Nitrade CoaTing for rapid metal,acrylic and stone cutting, HP Std  ",{"$nulls":3},"Each"]
["RT296-04-229","Burs","Bur  denture trimming : ISO  500 104 263 140 060 Tungsten Carbite with Titanium Nitrade CoaTing for Fine metal,acrylic and stone cutting, HP Std  ",{"$nulls":3},"Each"]
["RT296-04-230","Burs","Bur  denture trimming : ISO  500 104 164 140 013 Tungsten Carbite with Titanium Nitrade CoaTing for Fine metal,acrylic and stone cutting, HP Std  ",{"$nulls":3},"Each"]
["RT296-04-231","Burs","Bur  vacuum formed trimmer  : ISO  500 104 468 211 023 Tungsten Carbite with Titanium Nitrade CoaTing f, HP Std  \n",{"$nulls":3},"Each"]
["RT296-04-232","Burs","Bur  vacuum formed trimmer  : ISO  500 104 468  133 023 Tungsten Carbite with Titanium Nitrade CoaTing f, HP Std ",{"$nulls":3},"Each"]
["RT296-04-233","Burs","Bur   trimming : ISO  500 104 194 141 023 Tungsten Carbite with Titanium Nitrade CoaTing for texturising porcelain, metal substructure and temp, HP Std  ",{"$nulls":3},"Each"]
["RT296-04-234","Burs","Bur   trimming : ISO  500 104 263 194 060 Tungsten Carbite with Titanium Nitrade CoaTing for work n plaste and acrylicsom, HP Std  \n",{"$nulls":3},"Each"]
["RT296-04-235","Burs","Bur dental  excavaTing , Diamond with Sintered Bond, HP Round ISO 807 104 001 524  018 -Lab \n",{"$nulls":3},"Each"]
["RT296-04-236","Burs","Bur dental  excavaTing; Diamond with Sintered Bond, HP Inverted Cone  ISO 807  104 524 029  -Lab\n",{"$nulls":3},"Each"]
["RT296-04-237","Burs","Bur dental  excavaTing; Diamond with Sintered Bond, HP Inverted Cone  ISO 807  104 534 029  -Lab \n",{"$nulls":3},"Each"]
["RT296-04-238","Burs","Bur dental  excavaTing; Diamond with Sintered Bond, HP Inverted Cone  ISO 807  104 030 524 029  -Lab\n",{"$nulls":3},"Each"]
["RT296-04-239","Burs","Bur dental  excavaTing; Diamond with Sintered Bond, HP lenticular  ISO 807  104 304 534 029  -Lab \n",{"$nulls":3},"Each"]
["RT296-04-240","Burs","Bur dental  excavaTing; Diamond with Sintered Bond, HP lenticular  ISO 807  104 304 534 040  -Lab \n",{"$nulls":3},"Each"]
["RT296-04-241","Burs","Bur dental  excavaTing; Diamond with Sintered Bond, HP Cylinder Round  ISO 807  104 141 534 029  -Lab \n",{"$nulls":3},"Each"]
["RT296-04-242","Burs","Bur dental  excavaTing; Diamond with Sintered Bond, HP Taper pointed  ISO 807  104 166 534 029  -Lab \n",{"$nulls":3},"Each"]
["RT296-04-243","Burs","Bur dental  excavaTing; Diamond with Sintered Bond, HP Flat end taper  ISO 807  104 174 524 029  -Lab \n",{"$nulls":3},"Each"]
["RT296-04-244","Burs","Bur dental  excavaTing; Diamond with Sintered Bond, HP Round end taper  ISO 807  104 198 524 023  -Lab \n",{"$nulls":3},"Each"]
["RT296-04-245","Burs","Bur dental  excavaTing , Diamond with Sintered Bond, HP Round end taper  ISO 807  104 198 524 029  -Lab \n",{"$nulls":3},"Each"]
["RT296-04-246","Burs","Bur dental  excavaTing , Diamond with Sintered Bond, HP Round end taper  ISO 807  104 198 524 033  -Lab \n",{"$nulls":3},"Each"]
["RT296-04-247","Burs","Bur Dental  ExcavaTing , Diamond with Sintered Bond, HP Neeler ISO 807  104 200 524 080  -Lab \n",{"$nulls":3},"Each"]
["RT296-04-248","Burs","Bur Dental  ExcavaTing , Diamond with Sintered Bond, HP Flame  ISO 807  104 243 524 029  -Lab ",{"$nulls":3},"Each"]
["RT296-04-249","Burs","Bur dental  excavaTing , Diamond with Sintered Bond, HP Round End Taper  ISO 807  104 263 524 050  -Lab ",{"$nulls":3},"Each"]
["RT296-04-250","Burs","Bur dental  excavaTing , Diamond with Sintered Bond, HP Grenade  ISO 807  104 274 534 060  -Lab",{"$nulls":3},"Each"]
["RT296-04-251","Burs","Bur dental  excavaTing , Diamond with Sintered Bond, HP Round End Taper  ISO 807  104 167 524 035  \n",{"$nulls":3},"Each"]
["RT296-04-252","Burs","Disk separaTing , diamond sintered , ISO 807 104 041 524 080 Lab \n",{"$nulls":3},"Each"]
["RT296-04-253","Burs","Disk separaTing , diamond sintered , ISO 807 104 327 524 200 Lab \n",{"$nulls":3},"Each"]
["RT296-04-254","Burs","Disk separaTing , diamond sintered , ISO 807 104 327 534 200 Lab \n",{"$nulls":3},"Each"]
["RT296-04-255","Burs","Polisher dental lab, hi glaze dental polishing kit for ceramics containing 3 pieces, \n",{"$nulls":3},"Kit"]
["RT296-04-256","Burs","Polisher dental lab, Silcone Rubber Polishers extra fine  \n",{"$nulls":3},"Each"]
["RT296-04-257","Burs","Polisher dental lab, diamond sandin cap  with 1 Dia dome mandrel 12.7mm  and 1 fine 12.7mm goldie diamond Cap ",{"$nulls":3},"Each"]
["RT296-04-258","Burs","Polisher dental lab, diamond sandin cap 3 fine 12.7mm goldie diamond Caps  Polishers extra fine  \n",{"$nulls":3},"Each"]
["RT296-04-259","Burs","Bur dental prosthodontic kit consisTing of bur block complete consisTing of the following Burs :\n1. Diamond FG Round ended straight fissure  1,2 mm dia ISO 806 314 141  5364 014\n2. Diamond FG Round ended Straight fisure  1,4 mm dai ISO 806 314 534 140  014 \n3. Diamond FG Chamfer 1,2mm dia ISO 806 314 289 534 012\n4. Diamond FG  Chamfer 1,4 mm dia ISO 806 314 289 534 014\n5. Diamond FG Chamfer short shank 1,2mm dia ISO 806 313 289 534 012 \n6.  Diamond FG Tapered Fissure ISO 806 314 198 534 014 \n7. Diamond FG Flame coarse ISO 806 314 273 514 010\n8. Diamond FG Rugby ball fine ISO 806 314 277 574 023\n9. Diamond FG Rugby ball. Coarse ISO 806 314 277 534 023\n10.Tungstan Carbite FG  end cutting 1,2mm ISO 500 314 150 001 012 \n11. Tungsten Carbite FG Finishing bur ch\namfer 1,2 mm ISO 500 314 289 072 012 12. Tungsten Carbite FG finishing bur straight 1,2mm dia ISO 500 314 158 072 012 \n13. Tungsten Carbite FG finishing bur tapered fissure 1,2mm dia ISO 500 314 194 006 012 \n14. Tungsten Carbite FG finishing bur staight 1,2mm dia ISO 500 314 150 001 012\n15. Tungsten Carbite  FG finishing bur round 1,8 mm daia ISO 500 314 001 003 012 \n16. Tungsten Carbite FC metal cutting bur 1.2 dia  ISO 500 314 139 008 \n17. Polisher Brownie FG  for smoothing gold amalgam and composite OSO 653 314 243 513 030\n18. Polisher Greenie FG High lustre polishing on gold , amalgam and composite ISO 500 314 289 072 012)\n19:  Polisher Diamond RA polishing porcelain and metal without paste (ISO803 204 030 514 060)\n20. Polisher  RA Reducing and smoothing porcelain (ISO 803 204 234 514 040) \n21. Polisher Diamond RA pre-polishing and smoothing porcelain and metal (ISO 803 204 243 524 040) \n22. Polisher RA Fine finish on Porcelain (ISO 803 204 243 532 040)\n23. Polisher RA diamond for reducing and trimming of porcelain and metal (ISO 803 204 243 534 040) \n24.  Polisher RA diamond for reducing and trimming porcelain and metals (ISO 803 204 243 534 040) \n25. Trimmer HP with diamond reducing porcelain (ISO 805 104 042 534 150) 26.  Mandrel RA for abrasive disc  (ISO 330 204 406 391 050) \n27. Polisher, dental RA Cotton mop ,polishing paste carrier (ISO 050 204 373 000 220 0 ",{"$nulls":3},"Kit"]
["RT296-04-260","Burs","Paediatric & restorative student kit consisTing of the following items:\n1 . FG Straight Fissure ISO 500 314 107 006 010 .  Horico C 21 314 012\n2.  FG Straight Fissure ISO 500 314 107 006 014.  Horico C 21 314 014\n3.  RA Straight Fissure ISO 500 204 107 006 010.  Horico C 21 204 012\n4.  RA Straight Fissure ISO 500 204 107 006 014.  Horico C 21 204 014\n5.  RA Straight Fissure round tip T/C ISO 500 314 137 006 010.  Horico C 21R 204 012 \n6.  RA Straight Fissure round tip T/C ISO 500 314 137 006 012.  Komet H21R\n7.  FG Straight Fissure round tip Diamond - fine ISO 806 314 158 514 010.  Horico FG156G010\n8.  FG Straight Fissure round tip Diamond - medium ISO 806 314 158 524 014;.  Horico FG156G014\n9.  RA Inverted cone  T/C ISO 500 204 010 001 012.  Horico C 2 204 012\n10. RA Round    T/C ISO 500 204 001 001 012.  Horico C 1 204 012\n11. RA Round    T/C ISO 500 204 001 001 016.  Horico C 1 204 016\n12. RA  Round high cutting  T/C ISO 500 204 001 003 016.  Horico C1S 204 016\n13. FG Round    T/C ISO 500 314 001 001 012.  Horico C 1 314 012\n14. FG Round    T/C ISO 500 314 001 001 016.  Horico C 1 314 016\n15. FG Truncated conical  Diamond - medium  ISO 806 314 168 524 010.  Horico FG 170 010\n16. FG Bud    Diamond - fine ISO 806 314 277 514 016.  Horico FG277F016\n17. FG conical, slender, pointed Diamond - fine ISO 806 314 165 514 014.  Horico FG165F014\n18.RA Snap-on mandrel ISO.  ISO 311 204 615 421 Komet327 \n19.RA Inverted cone hollow polisher Medium ISO 652 204 030 513 060.  Horico 1 BV5W\n20. RA Flame polisher   Medium ISO 652 204 297 513 030.  Horico 1 BV2K\n21. RA Inverted cone hollow polisher  Fine ISO 652 204 030 503 090.  Horico 1 GH5W\n22. RA Flame polisher    Fine ISO 652 204 030 503 030\n23 RA Arkansas round   Extra fine 030 ISO 635 204 001 523 601\n24. RA  Arkansas slender bud  Extra fine 025 ISO 635 204 257 505 025\n25. RA Round polishing bur   ISO 500 204 001 001  012 \n26.  RA Round polishing bur   T/C ISO SO 500 204 001 001  016 .\n27. RA Flame shaped   T/C ISO  310 204 243 071 014 \n28 RA Junior cup brush ISO\n29 RA Rubber cup ISO\n30. FG Fissurotomy bur  ISO 500 314 194 006 012.  Horico C 23R 314 012\n31.FG Fissurotomy bur  ISO    ISO 500 314 194 006 0162.  Horico C 23R 314 016\n32. FG Diamond Egg shaped fine ISO 806 314 277 514 018.  Horrico 277U -018 \n33. FG Diamond Egg shaped  extra fine ISO 806 314 277 504 023.  Horrico 277U -023\n34. FG Diamond cylindrical end pointed fine ISO 806 314 249514 010 .i . Horrico 249 C-010\n35. FG Diamond cylindrical end pointed extra fine ISO 806 314 249 504 010 .i . Horrico 249F -010\n36. Bur stand (autoclavable) and label .i . Komet Fig A 701 S\n",{"$nulls":3},"Kit"]
["RT296-04-261","Burs","Bur dental excavaTing, diamond, FG,Round  Finishing, course size 006 ISO 0806 314 001 1534 009 \r",{"$nulls":3},"Each"]
["RT296-04-262","Burs","Bur dental excavaTing, diamond, FG, Round  Finishing, course size 0012 ISO 0806 314 001 1534 0012",{"$nulls":3},"Each"]
["RT296-04-263","Burs","Bur dental excavaTing, diamond, FG,Pear shape , Normal Size 007  ISO 830 314 233 524 007 ",{"$nulls":3},"Each"]
["RT296-04-264","Burs","Bur dental excavaTing, diamond, FG, Pear shape , Normal Size 012  ISO 830 314 233 524 012 ",{"$nulls":3},"Each"]
["RT296-04-265","Burs","Bur dental excavaTing, Diamond, FG,  short parallele Edshoulder , Rounded edge shape , Normal Size 010  ISO 806 314 157 524 010 \n",{"$nulls":3},"Each"]
["RT296-04-266","Burs","Bur dental excavaTing, Diamond, FG,  short parallele Edshoulder , Rounded edge shape , Normal Size 012  ISO 806 314 157 524 012 \n",{"$nulls":3},"Each"]
["RT296-04-267","Burs","Bur dental excavaTing, diamond, FG, Cylinder with Beveled tip  shape , Normal Size 012  ISO 806 314 130 524 012 ",{"$nulls":3},"Each"]
["RT296-04-268","Burs","Bur dental excavaTing, diamond, FG, Pointed finishing Burr Normal;  Size 010  ISO 806 314 166 524 010 \n",{"$nulls":3},"Each"]
["RT296-04-269","Burs","Bur dental excavaTing, diamond, FG, Bud, occlusal/lingular reduction Normal;  Size 016  ISO 806 314 257 524 010 ",{"$nulls":3},"Each"]
["RT296-04-270","Burs","Bur dental excavaTing, diamond, FG, Egg/football occlusal,lingual resuction course Normal;  Size 018i  ISO 806 314 277 534  018 \n",{"$nulls":3},"Each"]
["RT296-04-271","Burs","Bur, dental surgery,ISO 500 205 001 291 010, Tungsten Carbide, HP Std round Bone Cutter size 010 \n",{"$nulls":3},"Each"]
["RT296-04-272","Burs","Bur, dental surgery , ISO 500 104 001 1291 010, Bone cutter round ZrN coated size 10 \n",{"$nulls":3},"Each"]
["RT296-04-273","Burs","Bur, dental surgery , ISO 500 104 001 1291 014, Bone cutter round ZrN coated size 14\n",{"$nulls":3},"Each"]
["RT296-04-274","Burs","Bur, dental surgery , ISO 500 104 001 1291 018, Bone cutter round ZrN coated size 18 \n",{"$nulls":3},"Each"]
["RT296-04-275","Burs","Bur, dental surgery,ISO 500 206 001 291 023, Tungsten Carbide, HP Std round Bone Cutter size 010\n",{"$nulls":3},"Each"]
["RT296-04-276","Burs","Bur, dental surgery,ISO 500 206 001 291 025, Tungsten Carbide, HP Std round Bone Cutter size 010 \n",{"$nulls":3},"Each"]
["RT296-04-277","Burs","Bur, dental surgery,ISO 500 205 001 291 035, Tungsten Carbide, HP Std round Bone Cutter size 035 \n",{"$nulls":3},"Each"]
["RT296-04-278","Burs","Bur, dental surgery,ISO 500 314 415 296 010 Tungsten Carbide, RA Bone Cutter for leaf implants size 035 \n",{"$nulls":3},"Each"]
["RT296-04-279","Burs","Bur, dental surgery,Tungsten Carbide, RA Bone Cutter for  size 014 \n",{"$nulls":3},"Each"]
["RT296-04-280","Burs","Bur, dental surgery,Tungsten Carbide, RA Bone Cutter for  size 014 \n",{"$nulls":3},"Each"]
["RT296-04-281","Burs","Bur, dental surgery,ISO 500 104 210 295 016, Tungsten Carbide, FG Bone Cutter  size 016 \n",{"$nulls":3},"Each"]
["RT296-04-282","Burs","Bur, dental surgery,ISO 316 150 001 012, Tungsten Carbide,  FGXL  Bone Cutter  End cutting for bone reduction duringCrown extention size 012 \n",{"$nulls":3},"Each"]
["RT296-04-283","Burs","Bur, dental surgery,Diamond , HP Bone Cutter diamond round size 018 \n",{"$nulls":3},"Each"]
["RT296-04-284","Burs","Bur, dental surgery,Diamond , RA Bone Cutter diamond round size 023 ",{"$nulls":3},"Each"]
["RT296-04-285","Burs","Bur, dental surgery, diamond , RA Bone Cutter diamond  for apisectomy and root separation 012  \n",{"$nulls":3},"Each"]
["RT296-04-286","Burs","Bur, dental surgery, stainless steel, HP Trepan Bur for explantation size 032 .\n",{"$nulls":3},"Each"]
["RT296-04-287","Burs","Bur, dental surgery ,stainless steel, HP Trepan Bur for explantation size 040 \n",{"$nulls":3},"Each"]
["RT296-04-288","Burs","Bur, dental surgery, stainless steel, HP Trepan Bur for explantation size 050 \n",{"$nulls":3},"Each"]
["RT296-04-289","Burs","Bur, dental surgery, stainless steel, HP Trepan Bur for explantation size 060 \n",{"$nulls":3},"Each"]
["RT296-04-290","Burs","Bur, dental surgery, stainless steel, RA Centering Bur,  Bur for Centering for creaTing guide groove size 060 .\n",{"$nulls":3},"Each"]
["RT296-04-291","Burs","Bur, dental surgery, stainless steel, HP Bone chip extractor  Bur for extracTing bone chips 060 ",{"$nulls":3},"Each"]
["RT296-04-292","Burs","Bur, dental surgery, ceramic, HP Universal pilot drill size 20 \n",{"$nulls":3},"Each"]
["RT296-04-293","Burs","Bur, dental surgery, Ceramic, HP Univerasl pilot drill size 20 \n",{"$nulls":3},"Each"]
["RT296-04-294","Burs","Bur, dental laboratory ,ISO 500 104 001 190 050, Tungsten Carbide, HP for Acrylics, plaster and metal size 050 \n",{"$nulls":3},"Each"]
["RT296-04-295","Burs","Bur, dental laboratory ,ISO 500 104 277 190 040 Tungsten Carbide, HP for Acrylics, plaster and metal Size 040 \n",{"$nulls":3},"Each"]
["RT296-04-296","Burs","Bur, dental laboratory ,ISO 500 104 257 190 060 Tungsten Carbide, HP for Acrylics, plaster and metal Size 060 \n",{"$nulls":3},"Each"]
["RT296-04-297","Burs","Bur, dental laboratory ,ISO 500 104 194 190 060 Tungsten Carbide, HP for Acrylics, plaster and metal size 060 \n",{"$nulls":3},"Each"]
["RT296-04-298","Burs","Bur, dental laboratory ,ISO 310 104 107 002 023 Tungsten Carbide, HP for Acrylics, plaster and metal size 23 \n",{"$nulls":3},"Each"]
["RT296-04-299","Burs","Bur, dental laboratory ,ISO 310 104 417 364  023 Tungsten Carbide, HP Twist drill size 23 \n",{"$nulls":3},"Each"]
["RT296-04-300","Burs","Bur, dental laboratory ,ISO 806 104 250 524 025  Diamond, HP Tflame Long size 23 \n",{"$nulls":3},"Each"]
["RT296-04-301","Burs","Bur, lab, dental, excavaTing: InLab System, MCX5, Grinder for glass and hybrid ceramics, Diamond, 0.6mm, 1.2mm, 1.4mm, 2.2mm         \n\nPackaging: Each          \nItem RT296-04-301 to RT296-04-304 will be awarded as a series\n",{"$nulls":3},"Each"]
["RT296-04-302","Burs","Bur, lab, dental, excavaTing: InLab System, MCX5, Diamond-coated for zirconia, 0.5mm, 1.0mm, 2.5mm                       \n   \nPackaging: Each     \n     \n",{"$nulls":3},"Each"]
["RT296-04-303","Burs","Bur, lab, dental, excavaTing: InLab System, MCX5, for PMMA, wax, PEEK, 0.5mm, 1.0mm, 2.5mm                              \n\nPackaging: Each    \n",{"$nulls":3},"Each"]
["RT296-04-304","Burs","Bur, lab, dental, excavaTing: InLab System, MCX5, for composite resin, 0.5mm, 1.0mm, 2.5mm        \n      \nPackaging: Each    \n",{"$nulls":3},"Each"]
["RT296-04-305","Burs","Disk separating, for metal and ceramic crowns, carbon reinforced and flexible, heatless cutting disks for cutting of sprues on all ceramic crowns . 1 pack with 20 pieces\n",{"$nulls":3},"Each"]
["RT296-04-306","Burs","Disk separating, for metal and ceramic crowns, carbon reinforced and flexible, heatless cutting disks for cutting of sprues on all ceramic crowns . 1 pack with 20 pieces\n",{"$nulls":3},"Each"]
["RT296-04-307","Burs","Disk separating, for metal and ceramic crowns, carbon reinforced and flexible, heatless cutting disks for cutting of sprues on all ceramic crowns . 1 pack with 20 pieces\n",{"$nulls":3},"Pack"]
["RT296-04-308","Burs","Bur, dental, excavaTing: Tungsten carbide , disposable articulation procedure articulators, plain cut coarse, 10mm head size round.\n\n",{"$nulls":3},"Each"]
["RT296-04-309","Burs","Bur, dental, excavating: Tungsten carbide, disposable articulation procedure articulators, plain cut coarse, 8mm head size round.. ICN: 18-095-6528 EA",{"$nulls":3},"Each"]
["RT296-05-001","Cavity Liners and Bases","Pulp protector, dental: calcium hydroxide liner, high strength, acid resistant, paste set\nSet: 1 tube base 13 g, 1 tube catalyst 11 g, 1 mixing pad\n\n",{"$nulls":3},"Set"]
["RT296-05-002","Cavity Liners and Bases","Pulp protector, dental: calcium hydroxide liner and base material, light activated, fluoride, release, high strength, acid resistant kit\nKit: 2 denTine colour prefilled syringes 1,2 cc each, 2 opaque white colour prefilled syringes 1.2 cc each, 20 black micro tips, 20 black mini tips\n\n",{"$nulls":3},"Kit"]
["RT296-05-003","Cavity Liners and Bases","Pulp protector, dental: calcium hydroxide liner and base material, light activated, fluoride release, high strength, acid resistant, denTine colour refill syringe, 4 prefilled syringes 1 ,2 cc, kit\n\n",{"$nulls":3},"Kit"]
["RT296-05-004","Cavity Liners and Bases","Pulp protector, dental calcium hydroxide liner and base material, light activated, fluoride release, high strength, acid resistant, opaque white colour refill syringe, 4 Prefilled syringes 1 ,2 cc, kit\n\n",{"$nulls":3},"Kit"]
["RT296-05-005","Cavity Liners and Bases","Cement Kit, glass ionomer, dental: liner, visible light cured, powder and liquid set: Set- 1 bottle powder 9 g, 1 bottle liquid 5,5 ml, 1 mixing spoon, mixing pads \n\nItem RT296-05-005 to RT296-05-007 will be awarded as a series   ",{"$nulls":3},"Set"]
["RT296-05-006","Cavity Liners and Bases","Powder, glass ionomer restorative dental: liner, visible light cured, powder refill: 1 Bottle powder 9 g, 1 mixing spoon\n\n",{"$nulls":3},"Bottle"]
["RT296-05-007","Cavity Liners and Bases","Liquid, glass ionomer restorative, dental: liner visible light cured, liquid refil,  1 Bottle liquid 5,5 ml \n\n",{"$nulls":3},"Bottle"]
["RT296-05-008","Cavity Liners and bases","Cavity lining, dental: Vanish for cavity seal: 1 bottle, 15ml\n\n\n",{"$nulls":3},"Bottle"]
["RT296-05-009","Cavity Liners and bases"," Kit, glass ionomer, dental: liner, visible light cured, 2 paste system in dispenser\n1 Dispenser 10g, 1 mixing pad\n\n",{"$nulls":3},"Kit"]
["RT296-05-010","Cavity Liners and bases","Zinc Oxide, Dental:Imtermediate restorative polymer reinforceced Powder  refill  1 Bottle of 40g powder \n",{"$nulls":3},"Bottle"]
["RT296-05-011","Cavity Liners and bases","Zinc Oxide, Dental: Imtermediate restorative polymer reinforceced liquid Refill  1 Bottle of 15 ml Liquid \n",{"$nulls":3},"Bottle"]
["RT296-06-001","Cement","Cement, glass ionomer, dental: resin, luTing cement: Set- 1 bottle powder 16 g, 1 bottle liquid 15 ml, 1 spoon and 2 mixing pads \n\nItem RT296-06-001 to RT296-06-003 will be awarded as a series",{"$nulls":3},"Set"]
["RT296-06-002","Cement","Powder, dental: glass ionomer/resin, luTing cement,  1 bottle powder 16 g \n\n",{"$nulls":3},"Bottle"]
["RT296-06-003","Cement","Liquid,  dental: glass ionomer/resin, luTing cement, 1 bottle liquid 15 ml\n\n",{"$nulls":3},"Bottle"]
["RT296-06-004","Cement","Cement, polycarboxylate, dental: liner/final cement, anhydrous type, powder set \nSet- 1 bottle powder 30 g, 1 water dispenser, 1 powder measure, 1 mixing pad \n\n",{"$nulls":3},"Set"]
["RT296-06-005","Cement","Cement, resin, dental: aesthetic resin cement with minimum of 4 shades complete kit, Kit I (Operatory) and Kit ll (Try-in) \n\nItem RT296-06-005 to RT296-06-013 will be awarded as a series.",{"$nulls":3},"Kit"]
["RT296-06-006","Cement","Cement, resin, dental: Aesthetic resin cement refill paste, base dark, syringe, 1 syringe 2 g \n\n",{"$nulls":3},"Syringe"]
["RT296-06-007","Cement","Cement, resin, dental: Aesthetic resin cement refill paste, base light, syringe, 1 syringe 2 g \n\n",{"$nulls":3},"Syringe"]
["RT296-06-008","Cement","Cement, resin, dental: Aesthetic resin cement refill paste, base medium, syringe, 1 syringe 2 g \n\n",{"$nulls":3},"Syringe"]
["RT296-06-009","Cement","Cement, resin, dental: Aesthetic resin cement refill paste, base opaque, syringe, 1 syringe 2 g \n.\n",{"$nulls":3},"Syringe"]
["RT296-06-010","Cement","Cement, resin, dental: Aesthetic resin cement refill paste, base translucent, syringe: 1 syringe 2 g \n\n",{"$nulls":3},"Syringe"]
["RT296-06-011","Cement","Cement, resin, dental: Aesthetic resin cement refill paste, catalyst high viscosity, syringe, 1 syringe 2 g \n\n",{"$nulls":3},"Syringe"]
["RT296-06-012","Cement","Cement, resin, dental: Aesthetic resin cement refill paste, catalyst regular viscosity, syringe, 1 syringe 2 g. \n",{"$nulls":3},"Syringe"]
["RT296-06-013","Cement","Cement, resin, dental: Aesthetic resin cement refill silane coupling agent, syringe and applicator needles, 1 syringe 3 ml, 25 applicator needles\n\n",{"$nulls":3},"Box"]
["RT296-06-014","Cement","Cement, resin, dental: final cement, two paste system \n\nItem RT296-06-014 to RT296-06-016 will be awarded as a series.\n",{"$nulls":3},"Each"]
["RT296-06-015","Cement","Cement, resin, dental: final cement two paste system (composed of BIS-GMA and TEGMDA and zircornia\\silicone filler) refills \n\n",{"$nulls":3},"Each"]
["RT296-06-016","Cement","Cement,resin,dental:Final cement two paste system (Composed of BIS - GMA and TEGMDA and Zirconia / Silica Filler) Refills\n\n",{"$nulls":3},"Each"]
["RT296-06-017","Cement","Resin, Dental Cement,dental: Dual Cure, Dental Crowns, Shade A2, Adhesive 1x1.5ml Bottle, cement 1x8.5g syringe,Etchant 1x3ml syringe,25x dispensing tips,50*microbrushes, 10x regular mixing tips, 5xwide mixing tips,5x intra oral tips. ",{"$nulls":3},"Kit"]
["RT296-06-018","Cement","Resin, Dental Cement,dental: Dual Cure, Dental Crowns, Shade Translucent, Adhesive 1x1.5ml Bottle, cement 1x8.5g syringe,Etchant 1x3ml syringe,25x dispensing tips,50xmicrobrushes, 10x regular mixing tips, 5x wide mixing tips,5x intra oral tips.",{"$nulls":3},"Kit"]
["RT296-06-019","Cement","Resin, Dental Cement,dental: Dual Cure, Dental Crowns, Shade Translucent, Refill, 1x8.5g syringe. ",{"$nulls":3},"Syringe"]
["RT296-06-020","Cement","Resin, Dental Cement,dental: Dual Cure, Dental Crowns, Shade A1, Refill, 1x8.5g syringe.",{"$nulls":3},"Syringe"]
["RT296-06-021","Cement","Resin, Dental Cement,dental: Dual Cure, Dental Crowns, Shade A2, Refill, 1x8.5g syringe.",{"$nulls":3},"Syringe"]
["RT296-06-022","Cement","Resin, Dental Cement,dental: Dual Cure, Dental Crowns, Shade Bleach, Refill, 1x8.5g syringe.",{"$nulls":3},"Syringe"]
["RT296-06-023","Cement","Resin, Dental Cement,dental: Dual Cure, Dental Crowns, Shade A1, Adhesive 1x1.5ml Bottle, cement 1x8.5g syringe,Etchant 1x3ml syringe,25xdispensing tips,50xmicrobrushes, 10x regular mixing tips, 5x wide mixing tips,5xintra oral tips",{"$nulls":3},"Kit"]
["RT296-06-024","Cement","Cement, Dual Cure, Resin,Dental:Dental Crowns, Shade A2,Cement  5ml*1 syringe,1*5ml bottle Bon, 1*5ml Primer, Automix Tips *20, Disposable Dispensing Dish, Disposable Applicators",{"$nulls":3},"Kit"]
["RT296-06-025","Cement","Cement, Dual Cure, Resin,Dental:Dental Crowns, Shade A1,Cement  5ml*1 syringe,1*5ml bottle Bon, 1*5ml Primer, Automix Tips *20, Disposable Dispensing Dish, Disposable Applicators,.G-CEM Linkforce",{"$nulls":3},"Kit"]
["RT296-06-026","Cement","Cement, Dual Cure, Resin,Dental:Dental Crowns, Shade Translucent,Cement  5ml*1 syringe,1*5ml bottle Bon, 1*5ml Primer, Automix Tips *20, Disposable Dispensing Dish, Disposable Applicators",{"$nulls":3},"Kit"]
["RT296-06-027","Cement","Cement, zinc oxide and eugenol, dental intermediate restorative, polymer reinforcement. colour ivory , powder and liquid set, \nSet- 1 bottle powder 38 g, 1 bottle liquid 14 ml, 1 dispenser, 1 scoop \n\n",{"$nulls":3},"Set"]
["RT296-06-028","Cement","Cement, zinc oxide and eugenol, dental intermediate restorative, polymer reinforcement. colour ivory , powder\nSet- 1 bottle powder 38 g  \n\n",{"$nulls":3},"Set"]
["RT296-06-029","Cement","Cement, zinc oxide and eugenol, dental intermediate restorative, polymer reinforcement. colour ivory liquid  \n1 bottle liquid 14 ml\n\n",{"$nulls":3},"Bottle"]
["RT296-06-030","Cement","Cement, zinc oxide and eugenol, dental lining/temporary restorative, powder and liquid , set, high compressive strength,\nSet- 1 bottle powder 40 g, 1 bottle liquid 15 ml\n\n",{"$nulls":3},"Set"]
["RT296-06-031","Cement","Cement, zinc oxide and eugenol, dental lining/temporary restorative, powder and liquid , set, high compressive strength,\n1 bottle powder 40 g\n\n",{"$nulls":3},"Bottle"]
["RT296-06-032","Cement","Cement, zinc oxide and eugenol, dental lining/temporary restorative, powder and liquid , set, high compressive strength,\n1 bottle liquid 15 ml\n\n",{"$nulls":3},"Bottle"]
["RT296-06-033","Cement","Cement, zinc oxide and eugenol, dental: temporary cement, set\nSet- 1 tube base 50 g, 1 tube accelerator 50 g\n\n",{"$nulls":3},"Set"]
["RT296-06-034","Cement","Cement, zinc oxide, dental: Temporary Non-eugenol Cement, set\nSet- 1 tube Base 50g, 1 tube Accelerator 15g\n\n",{"$nulls":3},"Set"]
["RT296-06-035","Cement","Cement, zinc phosphate, Dental: Final Cement, Fine Grain, Powder and Liquid set, \nSet- 1 bottle powder 90g, 1 Bottle Liquid 30ml\n",{"$nulls":3},"Set"]
["RT296-06-036","Cement","Cement, universal resin, dental: Dual cured self adhesive cement in dispenser system. 1 dispenser system, 11 gram shade transluscent, 1 mixing pad\n\nItem RT296-06-036 to RT296-06-038 will b awarded as a series.",{"$nulls":3},"Set"]
["RT296-06-037","Cement","Cement, universal resin, dental: Dual cured self adhesive cement in dispenser system: 1 dispenser system, 11 gram shade A2 Universal, 1 mixing pad\n\n\n",{"$nulls":3},"Set"]
["RT296-06-038","Cement","Cement, resin, dental: Dual cured self adhesive cement in dispenser system, universal: 1 dispenser system, 11 gram shade A3 Opague, 1 mixing pad\n\n",{"$nulls":3},"Set"]
["RT296-06-039","Cement","Cement, resin dental: Self etching and self adhesive resin one step cement kit\n1 x automix syringe, 10 x mixing tips, 10 x extra fine oral tips, 10 x fine oral tips\n\n",{"$nulls":3},"Kit"]
["RT296-06-040","Cement","Cement, resin, orthodontic: Light cure adhesive lit in capsules. 25 x 0.2g capsules, 1 x 6ml primer, 1 x dispensing gun\n\n",{"$nulls":3},"Kit"]
["RT296-06-041","Cement","Cement, resin, orthodontic: Light cure adhesive in capsules. 25 x 0.2g capsules\n\n",{"$nulls":3},"Pack"]
["RT296-06-042","Cement","Cement, resin, orthodontic: Band adhesive, light cure with colour. 1 x Syringe, 10 x disposable tips\n\n",{"$nulls":3},"Kit"]
["RT296-06-043","Cement","Cement, resin, orthodontic: Band adhesive, disposable tips. 25 x Disposable tips\n\n",{"$nulls":3},"Each"]
["RT296-06-044","Cement","Cement,Resin,dental:orthodontic,light cure adhesive,Kit- 2*4g syringes,6ml Primer,1 Brush holder,60 brush inserts   \n                                  \nItem RT296-06-044 to RT296-06-045 & RT296-03-015 will be awarded as a series",{"$nulls":3},"Kit"]
["RT296-06-045","Cement","Cement,Resin,dental:orthodontic,light cure resin Refill Pack- 4*4g syringes. ",{"$nulls":3},"Pack"]
["RT296-06-046","Cement","Cement glass ionomer orthodontic: Band cement, dual cure, blue Tint set. 1 x 35g powder, 1 x 25g liquid, 1 x dispensing spoon, 2 x mixing pads\n\n",{"$nulls":3},"Set"]
["RT296-06-047","Cement","Cement glass ionomer orthodontic: Band cement, dual cure, blue Tint powder. 1 x 35g powder\n\n",{"$nulls":3},"Bottle"]
["RT296-06-048","Cement","Cement glass ionomer orthodontic: Band cement, dual cure, blue Tint liquid. 1 x 25g liquid\n",{"$nulls":3},"Bottle"]
["RT296-06-049","Cement","Cement ZincOxide, dental: Temporary Non-eugenol Cement automix sytem. With 2 X9g syringes and 20 Mixing tips ",{"$nulls":3},"Pack"]
["RT296-06-050","Cement","Cement ZincOxide, dental: Temporary Non-eugenol Cement automix sytem tips pack of 50Tips tips \n",{"$nulls":3},"Pack"]
["RT296-06-051A436","Cement","Cement, composite, dental: light cure composite cement for veneers; \n Introductory kit consisTing of 5 x try-In Paste (Translucent, White-Opaque, A1 Light-yellow, A3 Opaque/Yellow Opaque, A5 Dark and B0.5 White) of 2 g each; 5 Cement syringes (Translucent, White-Opaque, A1 Light-yellow, A3 Opaque/Yellow Opaque, A5 Dark and B0.5 White) of 3 g each; 1 Syringe  etchant of 3 ml; 1 bottle Ceramic Primer of 5 ml ;  1 x  Adhesive of 6 ml\n\nItem RT296-06-051 to RT296-06-061 will be awaded as a series",{"$nulls":3},"Kit"]
["RT296-06-052","Cement","Cement, composite, dental: light cure composite cement for veneers; Refill;  1 x Cement syringe of 3 g, Shade: translucent\n",{"$nulls":3},"Each"]
["RT296-06-053","Cement","Cement, composite, dental: light cure composite cement for veneers; Refill;  1 x Cement syringe of 3 g, Shade: White Opaque\n",{"$nulls":3},"Each"]
["RT296-06-054","Cement","Cement, composite, dental: light cure composite cement for veneers; Refill;  1 x Cement syringe of 3 g, Shade: Light Yellow\n",{"$nulls":3},"Each"]
["RT296-06-055","Cement","Cement, composite, dental: light cure composite cement for veneers; Refill; .1 x Cement syringe of 3 g, Shade: opaque/Yellow opaque\n",{"$nulls":3},"Each"]
["RT296-06-056","Cement","Cement, composite, dental: light cure composite cement for veneers; Refill;  1 x Cement syringe of 3 g, Shade: White\n",{"$nulls":3},"Each"]
["RT296-06-057","Cement","Cement, composite, dental: light cure composite cement for veneers; Refill;  1 x Try-In Paste; Shade: Translucent\n",{"$nulls":3},"Each"]
["RT296-06-058","Cement","Cement, composite, dental: light cure composite cement for veneers; Refill;  1 x Try-In Paste; Shade: Light Yellow\n",{"$nulls":3},"Each"]
["RT296-06-059","Cement","Cement, composite, dental: light cure composite cement for veneers; Refill;  1 x Try-In Paste; Shade: White Opaque\n",{"$nulls":3},"Each"]
["RT296-06-060","Cement","Cement, composite, dental: light cure composite cement for veneers; Refill; ; 1 x Try-In Paste; Shade: Opaque/Yellow opaque\n",{"$nulls":3},"Each"]
["RT296-06-061","Cement","Cement, composite, dental: light cure composite cement for veneers; Refill;  1 x Try-In Paste; Shade: White\n",{"$nulls":3},"Each"]
["RT296-06-062","Cement","Cement, resin, dental: self-adhesive universal resin cement: refill;  50 capsules; shade: Translucent.\n Item RT296-02-273 to RT296-02-289 will be awarded as a series",{"$nulls":3},"Box of 50"]
["RT296-06-063","Cement","Cement, resin, dental: self-adhesive universal resin cement: refill; Exepli . 3M Rely-X Unicem Applicap (56817) 50 capsules; shade: A3 Opaque\n",{"$nulls":3},"Box of 50"]
["RT296-06-064","Cement","Cement, resin, dental: self-adhesive universal resin cement: refill; Exepli . 3M Rely-X Unicem Applicap (56817) 50 capsules; shade: A2 Universal\n\n",{"$nulls":3},"Box of 50"]
["RT296-06-065","Cement","Cement, resin, dental: self-adhesive universal resin cement: refill; exepli . 3M Rely-X Unicem Applicap (56819) 20 capsules; shade: A1\n",{"$nulls":3},"Box of 50"]
["RT296-06-066","Cement","Cement, resin, dental: self-adhesive universal resin cement: refill; exepli . 3M Rely-X Unicem Applicap (56820) 20 capsules; shade: White Opaque\n",{"$nulls":3},"Box of 50"]
["RT296-06-067","Cement","Cement, resin, dental: self-adhesive universal resin cement: refill; 1 x Aplicap Applier\n",{"$nulls":3},"Box of 50"]
["RT296-06-068","Cement","Cement, resin, dental: self-adhesive universal resin cement: refill; 1 x Aplicap Activator \n",{"$nulls":3},"Box of 50"]
["RT296-06-069","Cement","\nCement, resin, orthodontic: Light cure adhesive syringe kit with 2 X 4g syringes, 6ml primer, 1 X brush holder and  brush tips. \n",{"$nulls":3},"Kit"]
["RT296-06-070","Cement","Cement, resin, orthodontic: Light cure adhesive syringe refill , pack of 4 X 4g Syringes  . \n",{"$nulls":3},"Pack"]
["RT296-06-071","Cement","Cement, resin, orthodontic: Light cure adhesive light cure in capsules. \n25 x 0.2g capsules, 1 x 6ml primer and 1 x dispensing gun\n Light cure specifically designed for bonding lingual retainer.\n",{"$nulls":3},"Pack"]
["RT296-06-072","Cement","Cement, resin, orthodontic: Light cure adhesive light cure in capsules 25 x 0.2g capsules\n, Light cure specifically designed for bonding lingual retainer.\n",{"$nulls":3},"Pack"]
["RT296-06-073","Cement","Cement resin dental silicone filler Cement resin, dental, final cement two paste system (composed of BIS-GMA and TEGMDA and zirconia/ silicone filler),  Refill  A1\"equal or better,",{"$nulls":3},"Box"]
["RT296-06-074","Cement","Cement resin dental , dental, final cement two paste system (composed of BIS - GMA and TEGMDA and Zirconia / Silica Filler) Refills,  Automix A2, ",{"$nulls":3},"Box"]
["RT296-06-075","Cement","Cement resin dental two paste system Cement, resin, dental, final cement two paste system (composed of BIS - GMA and TEGMDA and Zirconia / Silica Filler) refills, Refill A3O Opaque,  A3 ",{"$nulls":3},"Each"]
["RT296-07-001","Computer Aided Design-Computer Aided Manufacture(CAD-CAM)","PMMA block, dental: Polymethyl methacrylate block A2, A3, Clear         \nPackaging: Each\n",{"$nulls":3},"Each"]
["RT296-07-002","Computer Aided Design-Computer Aided Manufacture(CAD-CAM)","Ceramic block dental, Vita in Ceram Inlab YZ  Block YZ-55 1 block per pack\nItem RT296-07-002 toRT296-07-025 will be awarded as a series",{"$nulls":3},"Pack"]
["RT296-07-003","Computer Aided Design-Computer Aided Manufacture(CAD-CAM)","Ceramic block dental, Vita in Ceram Inlab YZ  Block YZ-40/19 10 blocks per pack\r",{"$nulls":3},"Pack"]
["RT296-07-004","Computer Aided Design-Computer Aided Manufacture(CAD-CAM)","Ceramic block dental, Vita in Ceram Inlab YZ  Block YZ-20/15; 25 blocks per pack\n",{"$nulls":3},"Pack"]
["RT296-07-005","Computer Aided Design-Computer Aided Manufacture(CAD-CAM)","Ceramic block dental, Vita in Ceram Inlab YZ  colouring liquid set with work container LL1  250 ml\n",{"$nulls":3},"Set"]
["RT296-07-006","Computer Aided Design-Computer Aided Manufacture(CAD-CAM)","Ceramic block dental, Vita in Ceram Inlab YZ  colouring liquid set with work container LL2  250 ml\r",{"$nulls":3},"Set"]
["RT296-07-007","Computer Aided Design-Computer Aided Manufacture(CAD-CAM)","Ceramic block dental, Vita in Ceram Inlab YZ  colouring liquid set with work container LL3  250 ml\r",{"$nulls":3},"Set"]
["RT296-07-008","Computer Aided Design-Computer Aided Manufacture(CAD-CAM)","Ceramic block dental, Vita in Ceram Inlab YZ  colouring liquid set with work container LL4  250 ml\r",{"$nulls":3},"Set"]
["RT296-07-009","Computer Aided Design-Computer Aided Manufacture(CAD-CAM)","Ceramic block dental, Vita in Ceram Inlab YZ  colouring liquid set with work container LL5  250 ml\r",{"$nulls":3},"Set"]
["RT296-07-010","Computer Aided Design-Computer Aided Manufacture(CAD-CAM)","Ceramic block dental, Vita in Ceram Inlab YZ  colouring liquid shade indicator\r",{"$nulls":3},"Each"]
["RT296-07-011","Computer Aided Design-Computer Aided Manufacture(CAD-CAM)","Ceramic block dental, Vita in Ceram Inlab, Aluminium Oxide block; AL 40, 1 pack with 24 pieces\r",{"$nulls":3},"Pack"]
["RT296-07-012","Computer Aided Design-Computer Aided Manufacture(CAD-CAM)","Ceramic block dental, Vita in Ceram Inlab, Aluminium Oxide block,  AL 20, 1 pack with 24 pieces\r",{"$nulls":3},"Pack"]
["RT296-07-013","Computer Aided Design-Computer Aided Manufacture(CAD-CAM)","Ceramic block dental, Vita in Ceram Inlab; Aluminium Oxcide  colouring liquid set with work container LL1  250 ml\r",{"$nulls":3},"Set"]
["RT296-07-014","Computer Aided Design-Computer Aided Manufacture(CAD-CAM)","Ceramic block dental, Vita in Ceram Inlab; Aluminium Oxcide  colouring liquid set with work container LL2  250 ml\r",{"$nulls":3},"Set"]
["RT296-07-015","Computer Aided Design-Computer Aided Manufacture(CAD-CAM)","Ceramic block dental, Vita in Ceram Inlab; Aluminium Oxcide  colouring liquid set with work container LL3  250 ml\r",{"$nulls":3},"Set"]
["RT296-07-016","Computer Aided Design-Computer Aided Manufacture(CAD-CAM)","Ceramic block dental, Vita in Ceram Inlab; Aluminium Oxcide  colouring liquid set with work container LL4  250 ml\r",{"$nulls":3},"Set"]
["RT296-07-017","Computer Aided Design-Computer Aided Manufacture(CAD-CAM)","Ceramic block dental, Vita in Ceram Inlab; Aluminium Oxcide  colouring liquid set with work container LL5  250 ml\r",{"$nulls":3},"Set"]
["RT296-07-018","Computer Aided Design-Computer Aided Manufacture(CAD-CAM)","Ceramic block dental, Vita in Ceram Inlab; Feldspar ceramic, Mark II Block (assorted shade range) I8; 1 pack 10 pieces\r",{"$nulls":3},"Pack"]
["RT296-07-019","Computer Aided Design-Computer Aided Manufacture(CAD-CAM)","Ceramic block dental, Vita in Ceram Inlab; Feldspar ceramic, Mark II Block (assorted shade range) I10; 1 pack 10 pieces\r",{"$nulls":3},"Pack"]
["RT296-07-020","Computer Aided Design-Computer Aided Manufacture(CAD-CAM)","Ceramic block dental, Vita in Ceram Inlab; Feldspar ceramic, Mark II Block (assorted shade range) I12; 1 pack 10 pieces\r",{"$nulls":3},"Pack"]
["RT296-07-021","Computer Aided Design-Computer Aided Manufacture(CAD-CAM)","Ceramic block dental, Vita in Ceram Inlab; Feldspar ceramic, Mark II Block (assorted shade range) I14; 1 pack 5 pieces\r",{"$nulls":3},"Pack"]
["RT296-07-022","Computer Aided Design-Computer Aided Manufacture(CAD-CAM)","Ceramic block dental, Vita in Ceram Inlab; Feldspar ceramic, Mark II Block (assorted shade range) V5 - 12; 1 pack 10 pieces\r",{"$nulls":3},"Pack"]
["RT296-07-023","Computer Aided Design-Computer Aided Manufacture(CAD-CAM)","Ceramic block dental, Vita in Ceram Inlab; Feldspar ceramic, Trilux Block (assorted shade range) TRI-12; 1 pack 10 pieces\r",{"$nulls":3},"Pack"]
["RT296-07-024","Computer Aided Design-Computer Aided Manufacture(CAD-CAM)","Ceramic block dental, Vita in Ceram Inlab; Feldspar ceramic, Trilux Block (assorted shade range) TRI-14; 1 pack 10 pieces\r",{"$nulls":3},"Pack"]
["RT296-07-025","Computer Aided Design-Computer Aided Manufacture(CAD-CAM)","Ceramic block dental, Vita in Ceram Inlab; Feldspar ceramic, Trilux Block (assorted shade range) TRI-14/14; 1 pack 5 pieces\r",{"$nulls":3},"Pack"]
["RT296-07-026","Computer Aided Design-Computer Aided Manufacture(CAD-CAM)","Milling additive, ceramic, dental; Cerec Inlab system; Dentatec Pro Cad; 1 bottle x 1000ml\nItem RT296-07-026 toRT296-07-038 will be awarded as a series\n\n",{"$nulls":3},"Bottle"]
["RT296-07-027","Computer Aided Design-Computer Aided Manufacture(CAD-CAM)","Milling additive, ceramic, dental, Cerec Inlab system, Dentatec Pro Cad; 1 bottle x 250ml\r",{"$nulls":3},"Bottle"]
["RT296-07-028","Computer Aided Design-Computer Aided Manufacture(CAD-CAM)","Bur, dental laboratory, Cerec Inlab, Cone 10 green, 1 pack 6 pieces\r",{"$nulls":3},"Pack"]
["RT296-07-029","Computer Aided Design-Computer Aided Manufacture(CAD-CAM)","Bur, dental laboratory, Cerec Inlab, Step 10 green, 1 pack 6 pieces\r",{"$nulls":3},"Pack"]
["RT296-07-030","Computer Aided Design-Computer Aided Manufacture(CAD-CAM)","Bur, dental laboratory, Cerec Inlab, Step 14 green, 1 pack 6 pieces\r",{"$nulls":3},"Pack"]
["RT296-07-031","Computer Aided Design-Computer Aided Manufacture(CAD-CAM)","Bur, dental laboratory, Cerec Inlab, Cylinder pointed, 1 pack 6 pieces\r",{"$nulls":3},"Pack"]
["RT296-07-032","Computer Aided Design-Computer Aided Manufacture(CAD-CAM)","Bur, dental laboratory, Cerec Inlab; Cylinder 1,6mm, 1 pack 6 pieces\r",{"$nulls":3},"Pack"]
["RT296-07-033","Computer Aided Design-Computer Aided Manufacture(CAD-CAM)","Bur, dental laboratory, Cerec Inlab; Cone 12 Blue, 1 pack 6 pieces\r",{"$nulls":3},"Pack"]
["RT296-07-034","Computer Aided Design-Computer Aided Manufacture(CAD-CAM)","Bur, dental laboratory, Cerec Inlab; Cone 14 Red, 1 pack 6 pieces\r",{"$nulls":3},"Pack"]
["RT296-07-035","Computer Aided Design-Computer Aided Manufacture(CAD-CAM)","Contrast powder, dental laboratory; Cerec Inlab; for optical impression, 12g per bottle\r",{"$nulls":3},"Bottle"]
["RT296-07-036","Computer Aided Design-Computer Aided Manufacture(CAD-CAM)","Propellant, contrast powder; dental laboratory, Cerec Inlab, 1 Tin x 250ml\r",{"$nulls":3},"Tin"]
["RT296-07-037","Computer Aided Design-Computer Aided Manufacture(CAD-CAM)","Spray nozzle, dental laboratory, Cerec Inlab Optispray nozzle, 1 pack with 25 pieces\r",{"$nulls":3},"Pack"]
["RT296-07-038","Computer Aided Design-Computer Aided Manufacture(CAD-CAM)","Propellant, dental laboratory; Cerec Inlab; propellant sprayhead 1 per packet\r",{"$nulls":3},"Packet"]
["RT296-07-039","Computer Aided Design-Computer Aided Manufacture(CAD-CAM)","Ceramic block dental: IPS e.max CAD, lithium disilicate glass-ceramic, blok for bridges, Low Translucency (assorted shade range A1 to D2) B32; 1 Pack 3 Pieces \n\nPackaging: Pack\nItem RT296-07-039 to RT296-07- 053 will be awarded as a series",{"$nulls":3},"Pack"]
["RT296-07-040","Computer Aided Design-Computer Aided Manufacture(CAD-CAM)","Ceramic block dental: IPS e.max CAD, lithium disilicate glass-ceramic, blok for bridges, High Translucency (assorted shade range A1 to D2) B40; 1 Pack 3 Pieces \n      \nPackaging: Pack\n",{"$nulls":3},"Pack"]
["RT296-07-041","Computer Aided Design-Computer Aided Manufacture(CAD-CAM)","Ceramic block dental: IPS e.max CAD, lithium disilicate glass-ceramic, blok for bridges, High Translucency (assorted shade range A1 to D2) B40L; 1 Pack 3 Pieces \n\nPackaging: Pack    \n",{"$nulls":3},"Pack"]
["RT296-07-042","Computer Aided Design-Computer Aided Manufacture(CAD-CAM)","Ceramic block dental: IPS e.max CAD, lithium disilicate glass-ceramic, blok single implant crown, Low Translucency (assorted shade range A1 to D2) A16(L); 1 Pack 3 Pieces       \n   \nPackaging: Pack      \n",{"$nulls":3},"Pack"]
["RT296-07-043","Computer Aided Design-Computer Aided Manufacture(CAD-CAM)","Ceramic block dental: IPS e.max CAD, lithium disilicate glass-ceramic, blok for single crowns, Low Translucency (assorted shade range A1 to D4) C14; 1 Pack 5 Pieces        \n   \nPackaging: Pack     \n",{"$nulls":3},"Pack"]
["RT296-07-044","Computer Aided Design-Computer Aided Manufacture(CAD-CAM)","Ceramic block dental: IPS e.max CAD, lithium disilicate glass-ceramic, blok for single crowns, High Translucency (assorted shade range A1 to D4) C14; 1 Pack 5 Pieces        \n    \nPackaging: Pack  \n",{"$nulls":3},"Pack"]
["RT296-07-045","Computer Aided Design-Computer Aided Manufacture(CAD-CAM)","Ceramic liquid, dental: Paste, glaze paste, IPS e.max CAD Crystallisation, paste,  1 Syringe 3g                                  \n\nPackaging: Each\n",{"$nulls":3},"Each"]
["RT296-07-046","Computer Aided Design-Computer Aided Manufacture(CAD-CAM)","Ceramic liquid, dental: Paste, glaze, IPS e.max CAD Crystallisation, 5 Shades 0, 1, 2, 3 & 4 and Incisal 1 & 2,  1 Syringe 3g      \n    \nPackaging: Each      \n",{"$nulls":3},"Each"]
["RT296-07-047","Computer Aided Design-Computer Aided Manufacture(CAD-CAM)","Ceramic liquid, dental: Paste, stain, IPS e.max CAD Crystallisation, 6 Assorted Colours, 1 Syringe 3g                           \n     \nPackaging: Each      \n",{"$nulls":3},"Each"]
["RT296-07-048","Computer Aided Design-Computer Aided Manufacture(CAD-CAM)","Ceramic liquid, dental: Paste, glaze liquid, IPS e.max CAD Crystallisation, 1 Bottle 15ml                                                \n    \nPackaging: Bottle      \n",{"$nulls":3},"Bottle"]
["RT296-07-049","Computer Aided Design-Computer Aided Manufacture(CAD-CAM)","Ceramic block dental: IPS e.max Press, lithium disilicate glass-ceramic, Ingots, Low Translucency 16 Shades A to D and 4 Bleach Shades, 5 Ingots per Pack      \nPackaging: Pack      \n",{"$nulls":3},"Pack"]
["RT296-07-050","Computer Aided Design-Computer Aided Manufacture(CAD-CAM)","Ceramic block dental: IPS e.max Press, lithium disilicate glass-ceramic, Ingots, Medium Translucency 16 Shades A to D and 4 Bleach Shades, 5 Ingots per Pack       \n    \nPackaging: Pack      \n",{"$nulls":3},"Pack"]
["RT296-07-051","Computer Aided Design-Computer Aided Manufacture(CAD-CAM)","Ceramic block dental: IPS e.max Press, lithium disilicate glass-ceramic, Ingots, High Translucency 16 Shades A to D and 4 Bleach Shades, 5 Ingots per Pack      \nPackaging: Pack    \n",{"$nulls":3},"Pack"]
["RT296-07-052","Computer Aided Design-Computer Aided Manufacture(CAD-CAM)","Ceramic block dental: IPS e.max Press, lithium disilicate glass-ceramic, Ingots, Medium Opacity 5 Shades 0, 1, 2, 3 & 4,        5 Ingots per Pack       \n     \nPackaging: Pack     \n",{"$nulls":3},"Pack"]
["RT296-07-053","Computer Aided Design-Computer Aided Manufacture(CAD-CAM)","Ceramic block dental: IPS e.max Press, lithium disilicate glass-ceramic, Ingots, Multi (polychromatic ingot) 16 Shades A to D and 4 Bleach Shades, 5 Ingots per Pack       \n Packaging: Pack    \n",{"$nulls":3},"Pack"]
["RT296-07-054","Computer Aided Design-Computer Aided Manufacture(CAD-CAM)","Ceramic block dental, Zirconia Disc with step, MT multi (medium translucency polychromatic), dia 98.5mm, thick 16 & 20mm, 8 shades BL1, A1, A2, A3, B1, B2, C2 & D2, 1 disc per pack       \nPackaging: Pack    \n",{"$nulls":3},"Pack"]
["RT296-07-055","Computer Aided Design-Computer Aided Manufacture(CAD-CAM)","Ceramic block dental, Zirconia Disc with step, MT (medium translucency monochromatic), dia 98.5mm, thick 14 & 18mm, 8 shades BL1, A1, A2, A3, B1, B2, C2 & D2, 1 disc per pack       \n  \nPackaging: Pack    \n",{"$nulls":3},"Pack"]
["RT296-07-056","Computer Aided Design-Computer Aided Manufacture(CAD-CAM)","Ceramic liquid, Dental: Zirconia MT colouring liquids, 16 Shades, 1 bottle 60ml      \nPackaging: Bottle   \n",{"$nulls":3},"Bottle"]
["RT296-07-057","Computer Aided Design-Computer Aided Manufacture(CAD-CAM)","Ceramic block dental, Zirconia Disc with step, LT (low translucency monochromatic), dia 98.5mm, thick 10, 12, 14, 16, 18, 20 & 25, 8 shades BL1, A1, A2, A3, B1, B2, C2 & D2, 1 disc per pack       \n   \nPackaging: Each         \n",{"$nulls":3},"Pack"]
["RT296-07-058","Computer Aided Design-Computer Aided Manufacture(CAD-CAM)","Ceramic liquid, Dental: Zirconia LT colouring liquids, 16 Shades, 1 bottle 60ml    \nPackaging: Bottle     \n",{"$nulls":3},"Bottle"]
["RT296-07-059","Computer Aided Design-Computer Aided Manufacture(CAD-CAM)","Cad block, for Cerec block and block kits, is a system of lithium disilicate glass-ceramic blocks for CAD/CAM dental restorations using cerec and inlab system, B32 blocks are recommended for fabrication of 3-unit bridges and requires chairside SW 4.2 or higher, final strength of 360 MPa, size B32, Shade A3.5 3pg, \"IPS e max@CAD LT (low translucency)blocks \" equal or better, ",{"$nulls":3},"Kit"]
["RT296-07-060","Computer Aided Design-Computer Aided Manufacture(CAD-CAM)","Block translucent zirconia 198x 18mm Block, dental, for single crown to largest bridges (reduces structure for veneering with ceramics), translucent zirconia, diameter: 198mm, height: 18mm, 1 per pack, \"zirkon prettau\" equal or better 139066 EA",{"$nulls":3},"Each"]
["RT296-07-061","Computer Aided Design-Computer Aided Manufacture(CAD-CAM)","Block translucent zirconia 98x 14mm Block, dental, for single crown to largest bridges (reduces structure for veneering with ceramics), translucent zirconia, diameter: 98mm, height: 14mm, 1 per pack, \"zirkon prettau\" equal or better 139067 EA",{"$nulls":3},"Each"]
["RT296-07-062","Computer Aided Design-Computer Aided Manufacture(CAD-CAM)","Block translucent zirconia 98x 16mm Block, dental, for single crown to largest bridges (reduces structure for veneering with ceramics), translucent zirconia, diameter: 98mm, height: 16mm, 1 per pack, \"zirkon prettau\" equal or better 139068 EA",{"$nulls":3},"Each"]
["RT296-07-063","Computer Aided Design-Computer Aided Manufacture(CAD-CAM)","Block pre-shaded zirconia 20x19x15.5mmA1 Block, pre-shaded zirconia block, for all anatomical crowns, bridges, telescopes, bars and attachments, true colour technology, LxWxH = 20mm x19mm x15.5mm, INCORIZ TZI C MONO L A1, available in vita shades: A1 212057 EACH",{"$nulls":3},"Each"]
["RT296-07-064","Computer Aided Design-Computer Aided Manufacture(CAD-CAM)","Block pre-shaded zirconia 40x19x15.5mmA1 Block, pre-shaded zirconia block, for all anatomical crowns, bridges, telescopes, bars and attachments, true colour technology, LxWxH = 40mm x19mm x15.5mm, INCORIZ TZI C MEDI S A1, available in vita shades: A1 212058 EA",{"$nulls":3},"Each"]
["RT296-07-065","Computer Aided Design-Computer Aided Manufacture(CAD-CAM)","Block pre-shaded zirconia 60x40x22mm A1 Block, pre-shaded zirconia block, for all anatomical crowns, bridges, telescopes, bars and attachments, true colour technology, LxWxH = 60mm x40mm x22mm, INCORIZ TZI C MAXI M A1, available in vita shades: A1 212059 \nEACH",{"$nulls":3},"Each"]
["RT296-07-066","Computer Aided Design-Computer Aided Manufacture(CAD-CAM)","Block zirconia Cerec CadCam B45 shdA1-D2 Block, zirconia, for Cerec CadCam, IPS e.max ZirCAD MT multi B45, size: 45 shade A1-D2 216204 EACH",{"$nulls":3},"Each"]
["RT296-07-067","Computer Aided Design-Computer Aided Manufacture(CAD-CAM)","Bridge veneered zirconia 4 unit Bridge, veneered zirconia 4 unit bridge with three retainers, fixed partial denture consisTing of two or more crown retainers and a maximum of two pontics to replace missing teeth 221094 EACH",{"$nulls":3},"Each"]
["RT296-07-068","Computer Aided Design-Computer Aided Manufacture(CAD-CAM)","Ceramic block dental LT 10mm 8 shades Ceramic block, dental, zirconia disc with step, LT (low translucency monochromatic), dia 98.5mm thick 10mm, 8 shades BL1, A1, A2, A3, B1, B2, C2 & D2, 1 disc per pack,. IPS e.Max ZirCAD LT, ICN: \"NEW\", DOQ: EACH213347 EACH",{"$nulls":3},"Each"]
["RT296-07-069","Computer Aided Design-Computer Aided Manufacture(CAD-CAM)","Ceramic block dental LT 12mm 8 shades Ceramic block, dental, zirconia disc with step, LT (low translucency monochromatic), dia 98.5mm thick 12mm, 8 shades BL1, A1, A2, A3, B1, B2, C2 & D2, 1 disc per pack,. IPS e.Max ZirCAD LT, ICN: \"NEW\", DOQ: EACH213348 EACH",{"$nulls":3},"Each"]
["RT296-07-070","Computer Aided Design-Computer Aided Manufacture(CAD-CAM)","Ceramic block dental LT 14mm 8 shades Ceramic block, dental, zirconia disc with step, LT (low translucency monochromatic), dia 98.5mm thick 14mm, 8 shades BL1, A1, A2, A3, B1, B2, C2 & D2, 1 disc per pack,. IPS e.Max ZirCAD LT, ICN: \"NEW\", DOQ: EACH213349 EACH",{"$nulls":3},"Each"]
["RT296-07-071","Computer Aided Design-Computer Aided Manufacture(CAD-CAM)","Ceramic block dental LT 16mm 8 shades Ceramic block, dental, zirconia disc with step, LT (low translucency monochromatic), dia 98.5mm thick 16mm, 8 shades BL1, A1, A2, A3, B1, B2, C2 & D2, 1 disc per pack,. IPS e.Max ZirCAD LT, ICN: \"NEW\", DOQ: EACH213350 EACH",{"$nulls":3},"Pack"]
["RT296-07-072","Computer Aided Design-Computer Aided Manufacture(CAD-CAM)","Ceramic block dental LT 18mm 8 shades Ceramic block, dental, zirconia disc with step, LT (low translucency monochromatic), dia 98.5mm thick 18mm, 8 shades BL1, A1, A2, A3, B1, B2, C2 & D2, 1 disc per pack,. IPS e.Max ZirCAD LT, ICN: \"NEW\", DOQ: EACH213351 EACH",{"$nulls":3},"Each"]
["RT296-07-073","Computer Aided Design-Computer Aided Manufacture(CAD-CAM)","Ceramic block dental LT 20mm 8 shades Ceramic block, dental, zirconia disc with step, LT (low translucency monochromatic), dia 98.5mm thick 20mm, 8 shades BL1, A1, A2, A3, B1, B2, C2 & D2, 1 disc per pack,. IPS e.Max ZirCAD LT, ICN: \"NEW\", DOQ: EACH213352 EACH",{"$nulls":3},"Each"]
["RT296-07-074","Computer Aided Design-Computer Aided Manufacture(CAD-CAM)","Ceramic block dental LT 25mm 8 shades Ceramic block, dental, zirconia disc with step, LT (low translucency monochromatic), dia 98.5mm thick 25mm, 8 shades BL1, A1, A2, A3, B1, B2, C2 & D2, 1 disc per pack,. IPS e.Max ZirCAD LT, ICN: \"NEW\", DOQ: EACH213353 EACH",{"$nulls":3},"Each"]
["RT296-07-075","Computer Aided Design-Computer Aided Manufacture(CAD-CAM)","Ceramic block dental monochromatic 14mm Ceramic block, dental, zirconia disc with step, MT (medium translucency monochromatic), dia 98.5mm thick 14mm, 8 shades BL1, A1, A2, A3, B1, B2, C2 & D2, 1 disc per pack,. IPS e.Max ZirCAD MT, ICN: \"NEW\", DOQ: PAK 213344 PAK ",{"$nulls":3},"Pack"]
["RT296-07-076","Computer Aided Design-Computer Aided Manufacture(CAD-CAM)","Ceramic block dental monochromatic 18mm Ceramic block, dental, zirconia disc with step, MT (medium translucency monochromatic), dia 98.5mm thick 18mm, 8 shades BL1, A1, A2, A3, B1, B2, C2 & D2, 1 disc per pack,. IPS e.Max ZirCAD MT, ICN: \"NEW\", DOQ: PAK 213345 PAK ",{"$nulls":3},"Pack"]
["RT296-07-077","Computer Aided Design-Computer Aided Manufacture(CAD-CAM)","Ceramic block medium translucency 16mm Ceramic block, dental, zirconia disc with step, MT multi (medium translucency polychromatic), dia 98.5mm thick 16mm, 8 shades BL1, A1, A2, A3, B1, B2, C2 & D2, 1 disc per pack,. IPS e.Max ZirCAD MT Multi, ICN: \"NEW\", DOQ: PAK RT296-16-201 213343 PAK ",{"$nulls":3},"Pack"]
["RT296-07-078","Computer Aided Design-Computer Aided Manufacture(CAD-CAM)","Ceramic block medium translucency 20mm Ceramic block, dental, zirconia disc with step, MT multi (medium translucency polychromatic), dia 98.5mm thick 20mm, 8 shades BL1, A1, A2, A3, B1, B2, C2 & D2, 1 disc per pack,. IPS e.Max ZirCAD MT Multi, ICN: \"NEW\", DOQ: PAK 213346 PAK",{"$nulls":3},"Pack"]
["RT296-07-079","Computer Aided Design-Computer Aided Manufacture(CAD-CAM)","Ceramic block super translucent 20mm Ceramic block, dental, zirconia disc with step, super translucent, dia: 98.5mm, thick: 20mm,.EACH, ICN: 18-194-2887, DOQ: EACH",{"$nulls":3},"Each"]
["RT296-07-080","Computer Aided Design-Computer Aided Manufacture(CAD-CAM)","Ceramic block super translucent 22mm Ceramic block, dental, zirconia disc with step, super translucent, dia: 98.5mm, thick: 22mm,.EACH, ICN: 18-194-2887, DOQ: EACH213294 EACH",{"$nulls":3},"Each"]
["RT296-07-081","Computer Aided Design-Computer Aided Manufacture(CAD-CAM)","Ceramic block super translucent 25mm Ceramic block, dental, zirconia disc with step, super translucent, dia: 98.5mm, thick: 25mm,.EACH, ICN: 18-194-2887, DOQ: EACH213295 EACH",{"$nulls":3},"Each"]
["RT296-07-082","Computer Aided Design-Computer Aided Manufacture(CAD-CAM)","Ceramic block super translucent 12mm Ceramic block, dental, zirconia disc with step, super translucent, dia: 98.5mm, thick:12mm,.EACH, ICN: 18-194-2887, DOQ: EACH213289 EACH",{"$nulls":3},"Each"]
["RT296-07-083","Computer Aided Design-Computer Aided Manufacture(CAD-CAM)","Ceramic block super translucent 14mm Ceramic block, dental, zirconia disc with step, super translucent, dia: 98.5mm, thick:14mm,.EACH, ICN: 18-194-2887, DOQ: EACH213290 EACH",{"$nulls":3},"Each"]
["RT296-07-084","Computer Aided Design-Computer Aided Manufacture(CAD-CAM)","Ceramic block super translucent 16mm Ceramic block, dental, zirconia disc with step, super translucent, dia: 98.5mm, thick:16mm,.EACH, ICN: 18-194-2887, DOQ: EACH213291 EACH",{"$nulls":3},"Each"]
["RT296-07-085","Computer Aided Design-Computer Aided Manufacture(CAD-CAM)","Ceramic block super translucent 18mm Ceramic block, dental, zirconia disc with step, super translucent, dia: 98.5mm, thick:18mm,.EACH, ICN: 18-194-2887, DOQ: EACH213292 EACH",{"$nulls":3},"Each"]
["RT296-07-086","Computer Aided Design-Computer Aided Manufacture(CAD-CAM)","Ceramic block top translucent 12mm Ceramic block, dental, zirconia disc with step, top translucent, dia: 98.5mm, thick:12mm,.EACH, ICN: 18-194-2968, DOQ: EACH213284 EACH",{"$nulls":3},"Each"]
["RT296-07-087","Computer Aided Design-Computer Aided Manufacture(CAD-CAM)","Ceramic block top translucent 14mm Ceramic block, dental, zirconia disc with step, top translucent, dia: 98.5mm, thick:14mm,.EACH, ICN: 18-194-2968, DOQ: EACH213285 EACH",{"$nulls":3},"Each"]
["RT296-07-088","Computer Aided Design-Computer Aided Manufacture(CAD-CAM)"," Ceramic block top translucent 16mm Ceramic block, dental, zirconia disc with step, top translucent, dia: 98.5mm, thick:16mm,.EACH, ICN: 18-194-2968, DOQ: EACH213286 EA",{"$nulls":3},"Each"]
["RT296-07-089","Computer Aided Design-Computer Aided Manufacture(CAD-CAM)","Ceramic block top translucent 18mm Ceramic block, dental, zirconia disc with step, top translucent, dia: 98.5mm, thick:18mm,.EACH, ICN: 18-194-2968, DOQ: EACH213287 EACH",{"$nulls":3},"Each"]
["RT296-07-090","Computer Aided Design-Computer Aided Manufacture(CAD-CAM)","Ceramic block top translucent 20mm Ceramic block, dental, zirconia disc with step, top translucent, dia: 98.5mm, thick:20mm,.EACH, ICN: 18-194-2968, DOQ: EACH213288 EACH",{"$nulls":3},"Each"]
["RT296-07-091","Computer Aided Design-Computer Aided Manufacture(CAD-CAM)","Ceramic powder, dental for circonia bonding: Enamel Dark 1 bottle 50g. Vita VM 9 Enamel Dark",{"$nulls":3},"Bottle"]
["RT296-07-092","Computer Aided Design-Computer Aided Manufacture(CAD-CAM)","Ceramic block dental, Zirconia Disc with step, top translucent, dia 98.5mm, thick 12, 14, 16, 18 & 20mm                                        Packaging: Each          ICN: 18-194-2968           DOQ: EA",{"$nulls":3},"Each"]
["RT296-07-093","Computer Aided Design-Computer Aided Manufacture(CAD-CAM)","Ceramic block dental, Zirconia Disc with step, super translucent, dia 98.5mm, thick 12, 14, 16, 18, 20, 22 & 25mm                                   Packaging: Each          ICN: 18-194-2887           DOQ: EA",{"$nulls":3},"Each"]
["RT296-07-094","Computer Aided Design-Computer Aided Manufacture(CAD-CAM)","Ceramic block dental, Lithium Disilicate high translucent, 5 pieces per box, 10 shades                                 Packaging: Set          ICN: 18-194-2890          DOQ: SE",{"$nulls":3},"Set"]
["RT296-07-095","Computer Aided Design-Computer Aided Manufacture(CAD-CAM)","Ceramic powder, dental for circonia bonding: Basic Set                                 Packaging: Set   ICN: 18-194-2901             DOQ: SE",{"$nulls":3},"Set"]
["RT296-07-096","Computer Aided Design-Computer Aided Manufacture(CAD-CAM)","Ceramic powder, dental for circonia bonding: Advanced Set                 Packaging: Set       ICN: 18-194-2903             DOQ: SE",{"$nulls":3},"Set"]
["RT296-07-097","Computer Aided Design-Computer Aided Manufacture(CAD-CAM)","Ceramic powder, dental for circonia bonding: Dentine No. D-A1, A2, A3, A3.5, A4, B1, B2, B3, B4, C1, C2, C3, C4, D2, D3 & D4, 1 Bottle 20g                 Packaging: Bottle       ICN: 18-194-2566             DOQ: BT",{"$nulls":3},"Bottle"]
["RT296-07-098","Computer Aided Design-Computer Aided Manufacture(CAD-CAM)","PMMA blok, dental: Polymethyl methacrylate block A2, A3, Clear                   Packaging: Each              ICN: 18-194-2423       DOQ: EA",{"$nulls":3},"Each"]
["RT296-07-099","Computer Aided Design-Computer Aided Manufacture(CAD-CAM)","Wax, dental: Blok with step, dia 98.5mm disc InLab System              Packaging: Each                  ICN: 18-194-2891       DOQ: EA",{"$nulls":3},"Each"]
["RT296-07-100","Computer Aided Design-Computer Aided Manufacture(CAD-CAM)","Ceramic liquid, Dental: LiSi Modelling Liquid, 1 Bottle 50ml                    Packaging: Bottle          ICN: 18-194-2904         DOQ: BT",{"$nulls":3},"Bottle"]
["RT296-07-101","Computer Aided Design-Computer Aided Manufacture(CAD-CAM)","Ceramic liquid, Dental: LiSi Correction Powder, 1 Bottle 20g         ",{"$nulls":3},"Bottle"]
["RT296-07-102","Computer Aided Design-Computer Aided Manufacture(CAD-CAM)","Ceramic liquid, Dental: LiSi Magic Liquid, 1 Bottle 20ml                   Packaging: Bottle          ICN: 18-194-2906         DOQ: BT",{"$nulls":3},"Bottle"]
["RT296-07-103","Computer Aided Design-Computer Aided Manufacture(CAD-CAM)","Ceramic liquid, Dental: Ceres Optispray, 1 Bottle 200ml                      Packaging: Bottle          ICN: 18-194-2683         DOQ: BT",{"$nulls":3},"Bottle"]
["RT296-07-104","Computer Aided Design-Computer Aided Manufacture(CAD-CAM)","Ceramic liquid, Dental: Colouring Liquid, A1, A2, A3, A3.5, A4, B1, B2, B3, B4, C1, C2, C3, C4, D2, D3 & D4, 1 Bottle 50 ml                          Packaging: Bottle          ICN: 18-194-2592           DOQ: BT",{"$nulls":3},"Bottle"]
["RT296-07-105","Computer Aided Design-Computer Aided Manufacture(CAD-CAM)","Ceramic liquid, Dental: Colouring Liquid Special Shade, LL1, LL2, LL3 & LL4, 1 Bottle 50 ml                       Packaging: Bottle          ICN: 18-194-2424           DOQ: BT",{"$nulls":3},"Bottle"]
["RT296-07-106","Computer Aided Design-Computer Aided Manufacture(CAD-CAM)","Ceramic liquid, Dental: Colouring Liquid Special Shade Gingival, P1, P2 & P4, 1 Bottle 20 ml                   Packaging: Bottle          ICN: 18-194-2473           DOQ: BT",{"$nulls":3},"Bottle"]
["RT296-07-107","Computer Aided Design-Computer Aided Manufacture(CAD-CAM)","Ceramic liquid, Dental: Colouring Liquid Special Shade Fossa, O1 & O2, 1 Bottle 20 ml                      Packaging: Bottle          ICN: 18-194-2599       DOQ: BT",{"$nulls":3},"Bottle"]
["RT296-07-108","Computer Aided Design-Computer Aided Manufacture(CAD-CAM)","Ceramic liquid, Dental: Colouring Liquid Special Shade Cusp, G1 & G2, 1 Bottle 20 ml                        Packaging: Bottle          ICN: 18-194-2601       DOQ: BT",{"$nulls":3},"Bottle"]
["RT296-07-109","Computer Aided Design-Computer Aided Manufacture(CAD-CAM)","Ceramic block dental: IPS e.max CAD, lithium disilicate glass-ceramic, blok for bridges, Low Translucency (assorted shade range A1 to D2) B32; 1 Pack 3 Pieces             Packaging: Pack      ICN: \"NEW\"     DOQ: PK",{"$nulls":3},"Pack"]
["RT296-07-110","Computer Aided Design-Computer Aided Manufacture(CAD-CAM)","Ceramic block dental: IPS e.max CAD, lithium disilicate glass-ceramic, blok for bridges, High Translucency (assorted shade range A1 to D2) B40; 1 Pack 3 Pieces               Packaging: Pack      ICN: \"NEW\"    DOQ: PK",{"$nulls":3},"Pack"]
["RT296-07-111","Computer Aided Design-Computer Aided Manufacture(CAD-CAM)","Ceramic block dental: IPS e.max CAD, lithium disilicate glass-ceramic, blok for bridges, High Translucency (assorted shade range A1 to D2) B40L; 1 Pack 3 Pieces    Packaging: Pack    ICN: \"NEW\"          DOQ: PK   ",{"$nulls":3},"Pack"]
["RT296-07-112","Computer Aided Design-Computer Aided Manufacture(CAD-CAM)","Ceramic block dental: IPS e.max CAD, lithium disilicate glass-ceramic, blok single implant crown, Low Translucency (assorted shade range A1 to D2) A16(L); 1 Pack 3 Pieces              Packaging: Pack         ICN: \"NEW\"       DOQ: PK",{"$nulls":3},"Pack"]
["RT296-07-113","Computer Aided Design-Computer Aided Manufacture(CAD-CAM)","Ceramic block dental: IPS e.max CAD, lithium disilicate glass-ceramic, blok for single crowns, Low Translucency (assorted shade range A1 to D4) C14; 1 Pack 5 Pieces             Packaging: Pack      ICN: \"NEW\"     DOQ: PK",{"$nulls":3},"Pack"]
["RT296-07-114","Computer Aided Design-Computer Aided Manufacture(CAD-CAM)","Block dental E-Max block LT IPS e.max Block, dental, E-Max block LT, IPS e.max cad (low translucency) is s a system of lithium disilicate glass-, ceramic blocks for cad/cam dental restorations using Cerec and inLab systems (204336 EA) \n\n",{"$nulls":3},"Each"]
["RT296-07-115","Computer Aided Design-Computer Aided Manufacture(CAD-CAM)","Cad block for Cerec block and block kits Cad block, for Cerec block and block kits, is a system of lithium disilicate glass-ceramic blocks for CAD/CAM dental restorations using cerec and inlab system, B32 blocks are recommended for fabrication of 3-unit bridges and requires chairside SW 4.2 or higher, final strength of 360 MPa, size B32, Shade A3.5 3pg, \"IPS e max@CAD LT (low translucency)blocks \" equal or better, Ivoclar Vivadent (146831 EACH)",{"$nulls":3},"Each"]
["RT296-07-116","Computer Aided Design-Computer Aided Manufacture(CAD-CAM)","Block translucent zirconia 98x 14mm Block, dental, for single crown to largest bridges (reduces structure for veneering with ceramics), translucent zirconia, diameter: 98mm, height: 14mm, 1 per pack, \"zirkon prettau\" equal or better (139067 EACH)",{"$nulls":3},"Each"]
["RT296-07-117","Computer Aided Design-Computer Aided Manufacture(CAD-CAM)","Block translucent zirconia 98x 16mm Block, dental, for single crown to largest bridges (reduces structure for veneering with ceramics), translucent zirconia, diameter: 98mm, height: 16mm, 1 per pack, \"zirkon prettau\" equal or better (139068 EA) ",{"$nulls":3},"Each"]
["RT296-07-118","Computer Aided Design-Computer Aided Manufacture(CAD-CAM)","Block pre-shaded zirconia 40x19x15.5mmA1 Block, pre-shaded zirconia block, for all anatomical crowns, bridges, telescopes, bars and attachments, true colour technology, LxWxH = 40mm x19mm x15.5mm, INCORIZ TZI C MEDI S A1, available in vita shades: A1 (212058 EA) ",{"$nulls":3},"Each"]
["RT296-07-119","Computer Aided Design-Computer Aided Manufacture(CAD-CAM)","Block pre-shaded zirconia 60x40x22mm A1 Block, pre-shaded zirconia block, for all anatomical crowns, bridges, telescopes, bars and attachments, true colour technology, LxWxH = 60mm x40mm x22mm, INCORIZ TZI C MAXI M A1, available in vita shades: A1 ",{"$nulls":3},"Each"]
["RT296-07-120","Computer Aided Design-Computer Aided Manufacture(CAD-CAM)","Block zirconia Cerec CadCam B45 shdA1-D2 Block, zirconia, for Cerec CadCam, IPS e.max ZirCAD MT multi B45, size: 45 shade A1-D2 (216204 EA) ",{"$nulls":3},"Each"]
["RT296-07-121","Computer Aided Design-Computer Aided Manufacture(CAD-CAM)","Bridge veneered zirconia 4 unit Bridge, veneered zirconia 4 unit bridge with three retainers, fixed partial denture consisting of two or more crown retainers and a maximum of two pontics to replace missing teeth (221094 EA) ",{"$nulls":3},"Each"]
["RT296-07-122","Computer Aided Design-Computer Aided Manufacture(CAD-CAM)","Bur dental excavating inLab system MCX5 Bur, dental, lab, excavating, inLab system, MCX5, diamond-coated for zirconia, round, 0.5mm, 1.0mm, 2.5mm, ICN: 18-182-2653,",{"$nulls":3},"Each"]
["RT296-07-123","Computer Aided Design-Computer Aided Manufacture(CAD-CAM)","Cement resin dental silicone filler Cement resin, dental, final cement two paste system (composed of BIS-GMA and TEGMDA and zirconia/ silicone filler),Refill A1\"equal or better, ",{"$nulls":3},"Each"]
["RT296-07-124","Computer Aided Design-Computer Aided Manufacture(CAD-CAM)","Cement resin dental two paste system (composed of BIS - GMA and TEGMDA and Zirconia / Silica Filler) Refills,  Automix A2, , ",{"$nulls":3},"Each"]
["RT296-07-125","Computer Aided Design-Computer Aided Manufacture(CAD-CAM)","Cement resin dental two paste system Cement, resin, dental, final cement two paste system (composed of BIS - GMA and TEGMDA and Zirconia / Silica Filler) refills, A3, Opaque",{"$nulls":3},"Each"]
["RT296-07-126","Computer Aided Design-Computer Aided Manufacture(CAD-CAM)","Ceramic block dental LT 10mm 8 shades Ceramic block, dental, zirconia disc with step, LT (low translucency monochromatic), dia 98.5mm thick 10mm, 8 shades BL1, A1, A2, A3, B1, B2, C2 & D2, 1 disc per pack,. IPS e.Max ZirCAD LT, ICN: \"NEW\", DOQ: EACH(213347 EA) ",{"$nulls":3},"Each"]
["RT296-07-127","Computer Aided Design-Computer Aided Manufacture(CAD-CAM)","Ceramic block dental LT 12mm 8 shades Ceramic block, dental, zirconia disc with step, LT (low translucency monochromatic), dia 98.5mm thick 12mm, 8 shades BL1, A1, A2, A3, B1, B2, C2 & D2, 1 disc per pack,. IPS e.Max ZirCAD LT, ICN: \"NEW\", DOQ: EACH(213348 EA) ",{"$nulls":3},"Each"]
["RT296-07-128","Computer Aided Design-Computer Aided Manufacture(CAD-CAM)","Ceramic block dental LT 14mm 8 shades Ceramic block, dental, zirconia disc with step, LT (low translucency monochromatic), dia 98.5mm thick 14mm, 8 shades BL1, A1, A2, A3, B1, B2, C2 & D2, 1 disc per pack,. IPS e.Max ZirCAD LT, ICN: \"NEW\", DOQ: EACH(213349 EA) ",{"$nulls":3},"Each"]
["RT296-07-129","Computer Aided Design-Computer Aided Manufacture(CAD-CAM)","Ceramic block dental LT 16mm 8 shades Ceramic block, dental, zirconia disc with step, LT (low translucency monochromatic), dia 98.5mm thick 16mm, 8 shades BL1, A1, A2, A3, B1, B2, C2 & D2, 1 disc per pack,. IPS e.Max ZirCAD LT, ICN: \"NEW\", DOQ: EACH(213350 EA) ",{"$nulls":3},"Each"]
["RT296-07-130","Computer Aided Design-Computer Aided Manufacture(CAD-CAM)","Ceramic block dental LT 18mm 8 shades Ceramic block, dental, zirconia disc with step, LT (low translucency monochromatic), dia 98.5mm thick 18mm, 8 shades BL1, A1, A2, A3, B1, B2, C2 & D2, 1 disc per pack,. IPS e.Max ZirCAD LT, ICN: \"NEW\", DOQ: EACH(213351 EA) ",{"$nulls":3},"Each"]
["RT296-07-131","Computer Aided Design-Computer Aided Manufacture(CAD-CAM)"," Ceramic block dental LT 20mm 8 shades Ceramic block, dental, zirconia disc with step, LT (low translucency monochromatic), dia 98.5mm thick 20mm, 8 shades BL1, A1, A2, A3, B1, B2, C2 & D2, 1 disc per pack,. IPS e.Max ZirCAD LT, ICN: \"NEW\", DOQ: EACH(213352 EA) ",{"$nulls":3},"Each"]
["RT296-07-132","Computer Aided Design-Computer Aided Manufacture(CAD-CAM)","Ceramic block dental LT 25mm 8 shades Ceramic block, dental, zirconia disc with step, LT (low translucency monochromatic), dia 98.5mm thick 25mm, 8 shades BL1, A1, A2, A3, B1, B2, C2 & D2, 1 disc per pack,. IPS e.Max ZirCAD LT, ICN: \"NEW\", DOQ: EACH(213353 EA) ",{"$nulls":3},"Each"]
["RT296-07-133","Computer Aided Design-Computer Aided Manufacture(CAD-CAM)","Ceramic block dental monochromatic 14mm Ceramic block, dental, zirconia disc with step, MT (medium translucency monochromatic), dia 98.5mm thick 14mm, 8 shades BL1, A1, A2, A3, B1, B2, C2 & D2, 1 disc per pack,. IPS e.Max ZirCAD MT, ICN: \"NEW\", DOQ: PAK ",{"$nulls":3},"Each"]
["RT296-07-134","Computer Aided Design-Computer Aided Manufacture(CAD-CAM)","Ceramic block dental monochromatic 18mm Ceramic block, dental, zirconia disc with step, MT (medium translucency monochromatic), dia 98.5mm thick 18mm, 8 shades BL1, A1, A2, A3, B1, B2, C2 & D2, 1 disc per pack,. IPS e.Max ZirCAD MT, ICN: \"NEW\", DOQ: PAK (213345 PAK)",{"$nulls":3},"Pack"]
["RT296-07-135","Computer Aided Design-Computer Aided Manufacture(CAD-CAM)","Ceramic block medium translucency 16mm Ceramic block, dental, zirconia disc with step, MT multi (medium translucency polychromatic), dia 98.5mm thick 16mm, 8 shades BL1, A1, A2, A3, B1, B2, C2 & D2, 1 disc per pack,. IPS e.Max ZirCAD MT Multi, ICN: \"NEW\", DOQ: PAK (213343 PAK) ",{"$nulls":3},"Pack"]
["RT296-07-136","Computer Aided Design-Computer Aided Manufacture(CAD-CAM)","Ceramic block medium translucency 20mm Ceramic block, dental, zirconia disc with step, MT multi (medium translucency polychromatic), dia 98.5mm thick 20mm, 8 shades BL1, A1, A2, A3, B1, B2, C2 & D2, 1 disc per pack,. IPS e.Max ZirCAD MT Multi, ICN: \"NEW\", DOQ: PAK (213346 EA) ",{"$nulls":3},"Pack"]
["RT296-07-137","Computer Aided Design-Computer Aided Manufacture(CAD-CAM)","Ceramic block super translucent 20mm Ceramic block, dental, zirconia disc with step, super translucent, dia: 98.5mm, thick: 20mm, ICN: 18-194-2887, DOQ: EACH(213293 EACH)",{"$nulls":3},"Each"]
["RT296-07-138","Computer Aided Design-Computer Aided Manufacture(CAD-CAM)","Ceramic block super translucent 22mm Ceramic block, dental, zirconia disc with step, super translucent, dia: 98.5mm, thick: 22mm,.EACH, ICN: 18-194-2887, DOQ: EACH(213294 EA) ",{"$nulls":3},"Each"]
["RT296-07-139","Computer Aided Design-Computer Aided Manufacture(CAD-CAM)","Ceramic block super translucent 25mm Ceramic block, dental, zirconia disc with step, super translucent, dia: 98.5mm, thick: 25mm,.EACH, ICN: 18-194-2887, DOQ: EACH(213295 EA) ",{"$nulls":3},"Each"]
["RT296-07-140","Computer Aided Design-Computer Aided Manufacture(CAD-CAM)","Ceramic block super translucent 12mm Ceramic block, dental, zirconia disc with step, super translucent, dia: 98.5mm, thick:12mm,.EACH, ICN: 18-194-2887, DOQ: EACH(213289 EA) ",{"$nulls":3},"Each"]
["RT296-07-141","Computer Aided Design-Computer Aided Manufacture(CAD-CAM)","Ceramic block super translucent 14mm Ceramic block, dental, zirconia disc with step, super translucent, dia: 98.5mm, thick:14mm,.EACH, ICN: 18-194-2887, DOQ: EACH(213290 EA)",{"$nulls":3},"Each"]
["RT296-07-142","Computer Aided Design-Computer Aided Manufacture(CAD-CAM)","Ceramic block super translucent 16mm Ceramic block, dental, zirconia disc with step, super translucent, dia: 98.5mm, thick:16mm,.EACH, ICN: 18-194-2887, DOQ: EACH(213291 EA) ",{"$nulls":3},"Each"]
["RT296-07-143","Computer Aided Design-Computer Aided Manufacture(CAD-CAM)","Ceramic block super translucent 18mm Ceramic block, dental, zirconia disc with step, super translucent, dia: 98.5mm, thick:18mm,.EACH, ICN: 18-194-2887, DOQ: EACH",{"$nulls":3},"Each"]
["RT296-07-144","Computer Aided Design-Computer Aided Manufacture(CAD-CAM)","Ceramic block top translucent 12mm Ceramic block, dental, zirconia disc with step, top translucent, dia: 98.5mm, thick:12mm,.EACH, ICN: 18-194-2968, DOQ: EACH(213284 EA) ",{"$nulls":3},"Each"]
["RT296-07-145","Computer Aided Design-Computer Aided Manufacture(CAD-CAM)","Ceramic block top translucent 14mm Ceramic block, dental, zirconia disc with step, top translucent, dia: 98.5mm, thick:14mm,.EACH, ICN: 18-194-2968, DOQ: EACH(213285 EA) ",{"$nulls":3},"Each"]
["RT296-07-146","Computer Aided Design-Computer Aided Manufacture(CAD-CAM)","Ceramic block top translucent 16mm Ceramic block, dental, zirconia disc with step, top translucent, dia: 98.5mm, thick:16mm,.EACH, ICN: 18-194-2968, DOQ: EACH(213286 EA) ",{"$nulls":3},"Each"]
["RT296-07-147","Computer Aided Design-Computer Aided Manufacture(CAD-CAM)","Ceramic block top translucent 18mm Ceramic block, dental, zirconia disc with step, top translucent, dia: 98.5mm, thick:18mm,.EACH, ICN: 18-194-2968, DOQ: EACH(213287 EA) ",{"$nulls":3},"Each"]
["RT296-07-148","Computer Aided Design-Computer Aided Manufacture(CAD-CAM)","Ceramic block top translucent 20mm Ceramic block, dental, zirconia disc with step, top translucent, dia: 98.5mm, thick:20mm,.EACH, ICN: 18-194-2968, DOQ: EACH(213288 EA) ",{"$nulls":3},"Each"]
["RT296-07-149","Computer Aided Design-Computer Aided Manufacture(CAD-CAM)","Kit VITA CEREC assortment block dental Kit, VITA CEREC assortment block kit, dental, consisting of the following triluxe forte,cerec 2,cad temp,accessories in 3D master shade.triluxe forte 3D, master, box of 10 pcs,CEREC 2 3D, master, box of 10 pcs (119653 EA) ",{"$nulls":3},"Each"]
["RT296-07-150","Computer Aided Design-Computer Aided Manufacture(CAD-CAM)","Accessory CAD cam milling Cerec MCXLAccessory kit, for cutting ceramic and acrylic material, CAD cam milling machine, Cerec MCXL, incoris TZI blocl size 40/19, ceres step bur size 12s, cerec MCXL step bur size 20, cerec MCXL cylinder pointed bur size 12, cerec MCXL cylinder pointed bur size 12s, cerec MCXL cylinder pointed bur size 20, dentatec liquid 1ltr, MCXL Filters\nFILTERS ADDED (155709SET) \n",{"$nulls":3},"Each"]
["RT296-07-151","Computer Aided Design-Computer Aided Manufacture(CAD-CAM)","Block pre-shaded zirconia 20x19x15.5mmA1 Block, pre-shaded zirconia block, for all anatomical crowns, bridges, telescopes, bars and attachments, true colour technology, LxWxH = 20mm x19mm x15.5mm, INCORIZ TZI C MONO L A1, available in vita shades: A1 (212057 EA) ",{"$nulls":3},"Each"]
["RT296-07-152","Computer Aided Design-Computer Aided Manufacture(CAD-CAM)","Ceramic block dental: IPS e.max CAD, lithium disilicate glass-ceramic, blok for single crowns, High Translucency (assorted shade range A1 to D4) C14; 1 Pack 5 Pieces              Packaging: Pack      ICN: \"NEW\"     DOQ: PK",{"$nulls":3},"Pack"]
["RT296-07-153","Computer Aided Design-Computer Aided Manufacture(CAD-CAM)","Ceramic liquid, dental: Paste, glaze paste, IPS e.max CAD Crystallisation, paste,  1 Syringe 3g                                 ",{"$nulls":3},"Each"]
["RT296-07-154","Computer Aided Design-Computer Aided Manufacture(CAD-CAM)","Ceramic liquid, dental: Paste, glaze, IPS e.max CAD Crystallisation, 5 Shades 0, 1, 2, 3 & 4 and Incisal 1 & 2,  1 Syringe 3g      .  Crystallisation Glaze        Packaging: Each      ICN: \"NEW\"     DOQ: EA",{"$nulls":3},"Each"]
["RT296-07-155","Computer Aided Design-Computer Aided Manufacture(CAD-CAM)","Ceramic liquid, dental: Paste, stain, IPS e.max CAD Crystallisation, 6 Assorted Colours, 1 Syringe 3g                       Crystallisation Stain        Packaging: Each      ICN: \"NEW\"     DOQ: EA",{"$nulls":3},"Each"]
["RT296-07-156","Computer Aided Design-Computer Aided Manufacture(CAD-CAM)","Ceramic liquid, dental: Paste, glaze liquid, IPS e.max CAD Crystallisation, 1 Bottle 15ml                                              Crystallisation Glaze Liquid      Packaging: Bottle      ICN: \"NEW\"     DOQ: BT",{"$nulls":3},"Bottle"]
["RT296-07-157","Computer Aided Design-Computer Aided Manufacture(CAD-CAM)","Ceramic block dental: IPS e.max Press, lithium disilicate glass-ceramic, Ingots, Low Translucency 16 Shades A to D and 4 Bleach Shades, 5 Ingots per Pack  Packaging: Pack      ICN: \"NEW\"     DOQ: PK",{"$nulls":3},"Pack"]
["RT296-07-158","Computer Aided Design-Computer Aided Manufacture(CAD-CAM)","Ceramic block dental: IPS e.max Press, lithium disilicate glass-ceramic, Ingots, Medium Translucency 16 Shades A to D and 4 Bleach Shades, 5 Ingots per Pack            Packaging: Pack      ICN: \"NEW\"     DOQ: PK",{"$nulls":3},"Pack"]
["RT296-07-159","Computer Aided Design-Computer Aided Manufacture(CAD-CAM)","Ceramic block dental: IPS e.max Press, lithium disilicate glass-ceramic, Ingots, High Translucency 16 Shades A to D and 4 Bleach Shades, 5 Ingots per Pack           Packaging: Pack      ICN: \"NEW\"     DOQ: PK",{"$nulls":3},"Pack"]
["RT296-07-160","Computer Aided Design-Computer Aided Manufacture(CAD-CAM)","Ceramic block dental: IPS e.max Press, lithium disilicate glass-ceramic, Ingots, Medium Opacity 5 Shades 0, 1, 2, 3 & 4,        5 Ingots per Pack            Packaging: Pack      ICN: \"NEW\"     DOQ: PK",{"$nulls":3},"Pack"]
["RT296-07-161","Computer Aided Design-Computer Aided Manufacture(CAD-CAM)","Ceramic block dental: IPS e.max Press, lithium disilicate glass-ceramic, Ingots, Multi (polychromatic ingot) 16 Shades A to D and 4 Bleach Shades, 5 Ingots per Pack          Packaging: Pack     ICN: \"NEW\"     DOQ: PK",{"$nulls":3},"Pack"]
["RT296-07-162","Computer Aided Design-Computer Aided Manufacture(CAD-CAM)","Ceramic block dental, Zirconia Disc with step, MT multi (medium translucency polychromatic), dia 98.5mm, thick 16 & 20mm, 8 shades BL1, A1, A2, A3, B1, B2, C2 & D2, 1 disc per pack        MT Multi            Packaging: Each        ICN: \"NEW\"          DOQ: EA",{"$nulls":3},"Each"]
["RT296-07-163","Computer Aided Design-Computer Aided Manufacture(CAD-CAM)","Ceramic block dental, Zirconia Disc with step, MT (medium translucency monochromatic), dia 98.5mm, thick 14 & 18mm, 8 shades BL1, A1, A2, A3, B1, B2, C2 & D2, 1 disc per pack           Packaging: Each      ICN: \"NEW\"        DOQ: EA",{"$nulls":3},"Each"]
["RT296-07-164","Computer Aided Design-Computer Aided Manufacture(CAD-CAM)","Ceramic liquid, Dental: Zirconia MT colouring liquids, 16 Shades, 1 bottle 60ml      Colouring Liquid     Packaging: Bottle      ICN: \"NEW\"        DOQ: BT",{"$nulls":3},"Bottle"]
["RT296-07-165","Computer Aided Design-Computer Aided Manufacture(CAD-CAM)","Ceramic block dental, Zirconia Disc with step, LT (low translucency monochromatic), dia 98.5mm, thick 10, 12, 14, 16, 18, 20 & 25, 8 shades BL1, A1, A2, A3, B1, B2, C2 & D2, 1 disc per pack           Packaging: Each         ICN: \"NEW\"         DOQ: EA",{"$nulls":3},"Each"]
["RT296-07-166","Computer Aided Design-Computer Aided Manufacture(CAD-CAM)","Ceramic liquid, Dental: Zirconia LT colouring liquids, 16 Shades, 1 bottle 60ml     Packaging: Bottle      ICN: \"NEW\"        DOQ: BT",{"$nulls":3},"Bottle"]
["RT296-07-167","Computer Aided Design-Computer Aided Manufacture(CAD-CAM)","Investment, dental: Base metal Casting and lithium disilicate pressing, phosphate silicate bonded, powder 1 Pack 60 x 100g packets,. Gilvest HS Powder            Packaging: Pack         ICN: \"NEW\"            DOQ: PK",{"$nulls":3},"Pack"]
["RT296-07-168","Computer Aided Design-Computer Aided Manufacture(CAD-CAM)","Investment, dental: Base metal Casting and lithium disilicate pressing, phosphate silicate bonded, liquid 1 bottle 1 litre,             Packaging: Bottle         ICN: \"NEW\"            DOQ: BT",{"$nulls":3},"Bottle"]
["RT296-07-169","Computer Aided Design-Computer Aided Manufacture(CAD-CAM)","Bur, lab, dental, excavating: InLab System, MCX5, Grinder for glass and hybrid ceramics, Diamond, 0.6mm, 1.2mm, 1.4mm, 2.2mm            Packaging: Each     ICN:18-182-2644         DOQ: EA",{"$nulls":3},"Each"]
["RT296-07-170","Computer Aided Design-Computer Aided Manufacture(CAD-CAM)","Bur, lab, dental, excavating: InLab System, MCX5, Diamond-coated for zirconia, 0.5mm, 1.0mm, 2.5mm                          Packaging: Each     ICN:18-182-2653         DOQ: EA",{"$nulls":3},"Each"]
["RT296-07-171","Computer Aided Design-Computer Aided Manufacture(CAD-CAM)","Bur, lab, dental, excavating: InLab System, MCX5, for PMMA, wax, PEEK, 0.5mm, 1.0mm, 2.5mm                                    Packaging: Each     ICN:18-182-2885         DOQ: EA",{"$nulls":3},"Each"]
["RT296-07-172","Computer Aided Design-Computer Aided Manufacture(CAD-CAM)","Bur, lab, dental, excavating: InLab System, MCX5, for composite resin, 0.5mm, 1.0mm, 2.5mm                                            Packaging: Each     ICN:18-182-2889         DOQ: EA",{"$nulls":3},"Each"]
["RT296-08-001","Crown and bridge accessories","Repair kit porcelain, dental:  Porcelain to metal and porcelain to porcelain repairs\n1.2 ml syringe EtchArrest, 1.2 ml syrine OpalDam, 1.2 ml syringe PermaFlo DenTine Opaquer, 1.2 ml syringe PQ1, 1.2 ml syringe Porcelain Etch, 1.2 ml syringe Silane, 20 Black Mini Brush Tips, 20 Balck Micro Tips, 20 Micro 20 g Tips, 20 Inspiral Brush Tips\n\n",{"$nulls":3},"Kit"]
["RT296-08-002","Crown and bridge accessories","Porcelain repair: silane liquid, 1,2 ml syringe silane, pack of 2 syr",{"$nulls":3},"Pack"]
["RT296-08-003","Crown and bridge accessories","Resin light cured barrier, methacrylate- based resin for isolaTing tissue  Kit 4 1,2 ml syringes, 10 20 ga  tips , 10 malck mini tips,  \n",{"$nulls":3},"Kit"]
["RT296-09-001","Dental imaging","Film, radiographic, dental:  Panorex, Size 150 x 300 mm Green Sensitive\n1 Box 100 Films\n\n",{"$nulls":3},"Box"]
["RT296-09-002","Dental imaging","Film, Radiographic, Dental:  Panorex, Size 127 x 305 mm, No. 5 X-Omat RP Panoramic\n1 Box 100 Films\n\n\n",{"$nulls":3},"Box"]
["RT296-09-003","Dental imaging","Film, radiographic, dental:  Cephalogram Film, 180 x 240 mm\n1 Box 100 Films\n\n",{"$nulls":3},"Box"]
["RT296-09-004","Dental imaging","Film, radiographic, dental:  Cephalogram Film, No. 6, 203 x 254 mm\n1 Box 100 Films\n\n",{"$nulls":3},"Box"]
["RT296-09-005","Dental imaging","Film, radiographic, dental:  Periapical, small, size No. 0, 22 x 35 mm, E\\F Speed with easy palpable indication dot\n1 Box 100 Films\n\n",{"$nulls":3},"Box"]
["RT296-09-006","Dental imaging","Film, radiographic, dental:  Periapical, standard, size No. 2, 32 x 41 mm, E\\F Speed with easy palpable indication dot \n1 Box 150 Films\n\n",{"$nulls":3},"Box"]
["RT296-09-007","Dental imaging","Film, radiographic, dental:  Bite-wing, standard, size No. 3, 27 x 54 mm, E\\F Speed with easy palpable indication dot\n1 box 100 Films\n\n",{"$nulls":3},"Box"]
["RT296-09-008","Dental imaging","Film, radiographic, dental:  Occlusal film, size No. 4, 57 x 76 mm, E\\F Speed with easy palpable indication dot\n1 Box 25 Films\n\n",{"$nulls":3},"Box"]
["RT296-09-009","Dental imaging","Developer, X-ray film processing:  Dental, manual processing, solution \n1L \n\nIten RT296-09-009 to RT296-09-010 must be compatible",{"$nulls":3},"1 Litre"]
["RT296-09-010","Dental imaging","Fixer X-ray film processing:  Dental, manual processing, solution \n1L \n\n",{"$nulls":3},"1 Litre"]
["RT296-09-011","Dental imaging","Developer X-ray film processing: Dental automatic readymix, processing solution for 28 degrees celsius\n2x 5L readymix\n\nItem RT296-09-011 to RT296-09-012  must be compatible",{"$nulls":3},"Box"]
["RT296-09-012","Dental imaging","Fixer  x-ray film processing: Dental automatic readymix , processing solution for 28 degrees celsius\n2x 5L readymix\n\n",{"$nulls":3},"Box"]
["RT296-09-013","Dental imaging","Holder X-Ray film mounTing, dental: full mouth X-Ray 8 horizontal, 6 vertical, 2 bite wings, with black background\n\n",{"$nulls":3},"Set"]
["RT296-09-014","Dental imaging","Holder X-ray film mounting, dental: Pockets, for individual and multiple x-rays \n1 box 1000 pieces\n",{"$nulls":3},"Box"]
["RT296-09-015","Dental imaging","Cover, dental, protective, intra oral imaging plate,  Size 0 1 pack 250 pieces ICN 18 187 7532\n",{"$nulls":3},"Pack"]
["RT296-09-016","Dental imaging","Cover, dental, protective, intra oral imaging plate,  Size 1,  1 pack 250 pieces ICN 18 187 7534\n",{"$nulls":3},"Pack"]
["RT296-09-017","Dental imaging","Cover, dental, protective, intra oral imaging plate,  Size 3, 1 pack 250 pieces ICN 18 187 7538\n",{"$nulls":3},"Pack"]
["RT296-09-018","Dental imaging","Cover, dental, protective, intra oral imaging plate,  Size 2,  1 pack 250 pieces ICN 18 187 7537\n",{"$nulls":3},"Pack"]
["RT296-09-019","Dental imaging","Cover, dental, protective, intra oral imaging plate, SDX Hygiene Bag Size 0; 1 pack with 200 pieces ICN 18-187-7555\n",{"$nulls":3},"Pack"]
["RT296-09-020","Dental imaging","Cover, dental, protective, intra oral imaging plate, SDX Hygiene Bag Size 1, 1 pack with 200 pieces ICN 18-187-7568\n",{"$nulls":3},"Pack"]
["RT296-09-021","Dental imaging","Cover, dental, protective, intra oral imaging plate, SDX Hygiene Bag Size 2; 1 pack with 200 pieces ICN 18-187-7569\n",{"$nulls":3},"Pack"]
["RT296-09-022","Dental imaging","Cover, dental, protective, intra oral imaging plate,  SDX Hygiene Bag Size 3; 1 pack with 200 pieces ICN 18-187-7575\n",{"$nulls":3},"Pack"]
["RT296-09-023","Dental imaging","Plate, dental, imaging radiographic,  Size 0 , 1 Each ICN 18-187-7542\n",{"$nulls":3},"Each"]
["RT296-09-024","Dental imaging","Plate, dental, imaging radiographic, Size 1 , 1 Each ICN 18-187-7544\n",{"$nulls":3},"Each"]
["RT296-09-025","Dental imaging","Plate, dental, imaging radiographic,  Size2 , 1 Each ICN 18-187-7545\n",{"$nulls":3},"Each"]
["RT296-09-026","Dental imaging","Plate, dental, imaging radiographic, Size 3 , 1 Each ICN 18-187-7521\n",{"$nulls":3},"Each"]
["RT296-09-027","Dental imaging","Plate, dental, imaging storage, radiographic, Single Imaging Plate Storage Box ICN 18-187-7831\n",{"$nulls":3},"Each"]
["RT296-10-001","Denture Liner","Tissue conditioner set, dental: Multipurpose, Conditioner, Soft Liner and Functional Impression, Self Curing, Methacryl Gel Formulation\nSet - 1 Bottle Powder 120g, 1 Bottle Liquid 90ml, 1 Bottle Lubricant 115ml, 1 Mixing Vessel, 1 Liquid Measure, 1 Powder Measure\n\n",{"$nulls":3},"Set"]
["RT296-11-001","Dispenser","Dispenser, dental materials:  Restorative dispenser for resin computes\nEach\n\n",{"$nulls":3},"Each"]
["RT296-11-002","Dispenser","Dispenser restorative dental: capsule tip gun for 0.20g capsules\n\n",{"$nulls":3},"Each"]
["RT296-11-003","Dispenser","Dispenser restorative dental: capsule tip gun for 0.25g capsules\n\n",{"$nulls":3},"Each"]
["RT296-11-004","Dispenser","Dispenser restorative dental: capsule applicator for glass ionomer capsules, one item system\n\n",{"$nulls":3},"Each"]
["RT296-12-001","Endodontic Material","Chelating agent, dental: Gel, root canal  preparation \n5 x 3ml Syringes and 50 Disposable Tips\n",{"$nulls":3},"Kit"]
["RT296-12-002","Endodontic Material","Chelating agent, dental:Liquid, root canal  preparation, EDTA Liquid \n100ml Bottle\n\n",{"$nulls":3},"Bottle"]
["RT296-12-003","Endodontic Material","Chelating agent, dental:Gel root canal  preparation, EDTA Liquid \n1 Jar (18g)\n\n",{"$nulls":3},"Jar"]
["RT296-12-004","Endodontic Material","Root Canal Chelating agent and lubricant to remove smear layer and clean root canal system consisTing of 10% Carbamide peroxide, 15%EDTA and NaOCL,5x syringes, 50x disposable tips.   \n",{"$nulls":3},"Kit"]
["RT296-12-005","Endodontic Material","Mineral Trioxide Aggregate Repair Cement; Bioactive powder and Liquid/ Gel system with syringe and tips for precise placement into the canal. 2g bottle MTA flowPowder,2ml Bottle MTA Flow Gel, 20x20ga Micro Tips, 10x Skini Tips, 10x Luer Lock Caps   \n",{"$nulls":3},"Kit"]
["RT296-12-006","Endodontic Material","Root canal repair material: Mineral trioxide aggregate 1 x 1.0g sachet\n\n",{"$nulls":3},"Kit"]
["RT296-12-007","Endodontic Material"," Bioceramic Endodontic Root canal sealant, 1x3g syringe, 20x 24g cannulas, 5xstorage caps.ISO6876                                                                       ",{"$nulls":3},"Kit"]
["RT296-12-008","Endodontic Material","Sealing compound, pulp canal, dental: sealer, zinc-oxide cement, powder, radiopaque, medium setting \n1 Bottle 20 g \n\n\n",{"$nulls":3},"Bottle"]
["RT296-12-009","Endodontic Material","Sealing compound, pulp canal, dental: sealer, non-steroidal, powder and liquid set \nSet- 1 bottle powder 0,49oz, 1 bottle liquid 0,35 fl oz, 1 measure spoon, 1 mixing pad \n\n",{"$nulls":3},"Set"]
["RT296-12-010","Endodontic Material","Sealing compound, pulp canal, dental: sealer, formaldehide free epoxy amine polymer,\n1 Tube paste A 4 ml, 1 tube paste B 4 ml\n\n",{"$nulls":3},"Kit"]
["RT296-12-011","Endodontic Material","Sealing compound, pulp canal, dental: sealer, non-steroidal, resin and eugenol free                                                                        \nSet- 1 bottle powder15g and 35 0.2single dose pipetts.                                                                                                             ",{"$nulls":3},"Set"]
["RT296-12-012","Endodontic Material","Anticeptic, pulp canal, dental: formaldehyde and cresol solution, 38 -40 vol. 0/0, aethanolum, treatment of necrotic pulps\n1 bottle 15 ml (0,5oz)\n\n",{"$nulls":3},"Bottle"]
["RT296-12-013","Endodontic Material","Triamcinolone acetonide,dental paste, USP: root canal, therapeutic, corticosteroid-antibiotic paste \n1 Tube 5 g \n\n",{"$nulls":3},"Tube"]
["RT296-12-014","Endodontic Material","Parachlorphenol, camporated, USP: dental, root canal anticeptic, liquid \n1 Bottle 15 ml (0,5 oz) \n\n",{"$nulls":3},"Bottle"]
["RT296-12-015","Endodontic Material","Aqueous calcium hydroxide paste 35% ph 12.5\nKit\n\n",{"$nulls":3},"Kit"]
["RT296-12-016","Endodontic Material","Syringe Dental; Calcium hydroxide paste with iodoform and disposable tip. 1-2 Gm. with 20 disposable tips.    \n               \n Item RT296-12-017 must be compatible",{"$nulls":3},"Set"]
["RT296-12-017","Endodontic Material","Tip Syringe: disposable applicator tip to be compatibloe with RT296-12-016    Dental syringe , 40 per pack                                                                                                                                                                                                                                         ",{"$nulls":3},"Pack"]
["RT296-12-018","Endodontic Material","Point assortment, pulp canal, dental: paper, absorbent, regular style,  sterile packaging assorted sizes 15-40\n1 Box 180 pieces \nItem RT296-12-018 to RT296-12-036 will be awrded as a series.",{"$nulls":3},"Box"]
["RT296-12-019","Endodontic Material","Point assortment, pulp canal, dental: paper, absorbent, regular style,sterile packing, size ISO 015 \n1 Box 180 pieces\n\n\n",{"$nulls":3},"Box"]
["RT296-12-020","Endodontic Material","Point assortment, pulp canal, dental: paper, absorbent, regular style,sterile packing, size ISO 020\n1 Box 180 pieces\n\n",{"$nulls":3},"Box"]
["RT296-12-021","Endodontic Material","Point assortment, pulp canal, dental: paper, absorbent, regular style,sterile packing, size ISO 025 \n1 Box 180 pieces\n\n\n",{"$nulls":3},"Box"]
["RT296-12-022","Endodontic Material","Point assortment, pulp canal, dental: paper, absorbent, regular style,sterile packing, size ISO 030 \n1 Box 180 pieces\n\n\n",{"$nulls":3},"Box"]
["RT296-12-023","Endodontic Material","Point assortment, pulp canal, dental: paper, absorbent, regular style,sterile packing, size ISO 035 \n1 Box 180 pieces\n\n",{"$nulls":3},"Box"]
["RT296-12-024","Endodontic Material","Point assortment, pulp canal, dental: paper, absorbent, regular style,sterile packing, size ISO 040\n1 Box 180 pieces\n\n",{"$nulls":3},"Box"]
["RT296-12-025","Endodontic Material","Point assortment, pulp canal, dental: paper, absorbent, regular style,sterile packing, size ISO 045 \n1 Box 180 pieces\n\n",{"$nulls":3},"Box"]
["RT296-12-026","Endodontic Material","Point assortment, pulp canal, dental: paper, absorbent, regular style,sterile packing, size ISO 050\n1 Box 180 pieces\n\n",{"$nulls":3},"Box"]
["RT296-12-027","Endodontic Material","Point assortment, pulp canal, dental: paper, absorbent, regular style,sterile packing, size ISO 055\n1 Box 180 pieces\n\n\n",{"$nulls":3},"Box"]
["RT296-12-028","Endodontic Material","Point assortment, pulp canal, dental: paper, absorbent, regular style,sterile packing, size ISO 060 \n1 Box 180 pieces\n\n",{"$nulls":3},"Box"]
["RT296-12-029","Endodontic Material","Point assortment, pulp canal, dental: paper, absorbent, regular style,sterile packing, size ISO 070\n1 Box 180 pieces\n\n",{"$nulls":3},"Box"]
["RT296-12-030","Endodontic Material","Point assortment, pulp canal, dental: paper, absorbent, regular style,sterile packing, size ISO 080\n1 Box 180 pieces\n\n",{"$nulls":3},"Box"]
["RT296-12-031","Endodontic Material","Point assortment, pulp canal, dental: paper, absorbent, regular style,sterile packing, size ISO 090\n1 Box 180 pieces\n\n",{"$nulls":3},"Box"]
["RT296-12-032","Endodontic Material","Point assortment, pulp canal, dental: paper, absorbent, regular style,sterile packing, size ISO 100\n1 Box 180 pieces\n\n",{"$nulls":3},"Box"]
["RT296-12-033","Endodontic Material","Point assortment, pulp canal, dental: paper, absorbent, regular style,sterile packing, size ISO 110\n1 Box 180 pieces\n\n",{"$nulls":3},"Box"]
["RT296-12-034","Endodontic Material","Point assortment, pulp canal, dental: paper, absorbent, regular style,sterile packing, size ISO 120\n1 Box 180 pieces\n\n",{"$nulls":3},"Box"]
["RT296-12-035","Endodontic Material","Point assortment, pulp canal, dental: paper, absorbent, regular style,sterile packing, size ISO 130\n1 Box 180 pieces\n\n",{"$nulls":3},"Box"]
["RT296-12-036","Endodontic Material","Point assortment, pulp canal, dental: paper, absorbent, regular style,sterile packing, size ISO 140\n1 Box 180 pieces\n\n\n",{"$nulls":3},"Box"]
["RT296-12-037","Endodontic Material","Point assortment, pulp canal, dental: paper, absorbent, sterile packing, size F1\n1 Box 180 pieces\n\nItem RT296-12-037 toRT296-12-041  will be awarded as a series",{"$nulls":3},"Box"]
["RT296-12-038","Endodontic Material","Point assortment, pulp canal, dental: paper, absorbent, sterile packing, size F2\n1 Box 180 pieces\n\n",{"$nulls":3},"Box"]
["RT296-12-039","Endodontic Material","Point assortment, pulp canal, dental: paper, absorbent, sterile packing, size F3\n1 Box 180 pieces\n\n",{"$nulls":3},"Box"]
["RT296-12-040","Endodontic Material","Point assortment, pulp canal, dental: paper, absorbent, sterile packing, size F4\n1 Box 180 pieces\n\n",{"$nulls":3},"Box"]
["RT296-12-041","Endodontic Material","Point assortment, pulp canal, dental: paper, absorbent, sterile packing, size F5\n1 Box 180 pieces\n\n",{"$nulls":3},"Box"]
["RT296-12-042","Endodontic Material","Stop, endodontic, silicone rubber stops 1mm thick,  in dispenser\n1 Pack 200 pieces\n\n",{"$nulls":3},"Pack"]
["RT296-12-043","Endodontic Material","Plugger, pulp canal: finger, No15 \n1 Pack 6 pieces\n\nICN: 18-970-5839 PK\nItem RT296-12-043 to RT296-12-044 will be awrded as a series.",{"$nulls":3},"Pack"]
["RT296-12-044","Endodontic Material","Plugger, pulp canal: finger, No 20 \n1 Pack 6 pieces\n\n",{"$nulls":3},"Pack"]
["RT296-12-045","Endodontic Material","Spreader, Gutta-Percha, dental: finger, 25mm length, assortment sizes A, B, C and D \n1 Pack 4 pieces\n\nICN:18-007-2758 PK\nItem RT296-12-045 to RT296-12-049 will be awrded as a series.",{"$nulls":3},"Pack"]
["RT296-12-046","Endodontic Material","Spreader, Gutta-Percha, dental: finger, 25 mm length, Size A \n1 Pack 4 pieces\n\n",{"$nulls":3},"Pack"]
["RT296-12-047","Endodontic Material","Spreader, Gutta-Percha, dental: finger, 25 mm length, Size B\n1 Pack 4 pieces\n\n",{"$nulls":3},"Pack"]
["RT296-12-048","Endodontic Material","Spreader, Gutta-Percha, dental: finger, 25 mm length, Size C\n1 Pack 4 pieces\n\n",{"$nulls":3},"Pack"]
["RT296-12-049","Endodontic Material","Spreader, Gutta-Percha, dental: finger, 25 mm length, Size D\n1 Pack 4 pieces\n\n",{"$nulls":3},"Pack"]
["RT296-12-050","Endodontic Material","Broach, pulp canal: ISO No, 340 634 657 455 030 Yellow XX F\n1 Pack 6 pieces\n\nItem RT296-12-050 to RT296-12-052 will be awarded as a series.",{"$nulls":3},"Pack"]
["RT296-12-051","Endodontic Material","Broach, pulp canal: ISO No, 340 634 657 455 035 Red X Fine\n1 Pack 6 pieces\n\n",{"$nulls":3},"Pack"]
["RT296-12-052","Endodontic Material","Broach, pulp canal: ISO No, 340 634 657 455 040 Blue Fine\n1 Pack 6 pieces\n\n",{"$nulls":3},"Pack"]
["RT296-12-053","Endodontic Material","Carrier, pulp canal paste, dental:  filler, Rotary type L, ISO No 340 204 673 458 025 \n1 Pack 4 pieces \n\nItem RT296-12-053 toRT296-12-057 will be awarded as a series.",{"$nulls":3},"Pack"]
["RT296-12-054","Endodontic Material","Carrier, pulp canal paste, dental:  filler, Rotary type L, ISO No 340 204 673 458 030\n1 Pack 4 pieces \n\n",{"$nulls":3},"Pack"]
["RT296-12-055","Endodontic Material","Carrier, pulp canal paste, dental:  filler, Rotary type L, ISO No 340 204 673 458 035\n1 Pack 4 pieces \n\n",{"$nulls":3},"Pack"]
["RT296-12-056","Endodontic Material","Carrier, pulp canal paste, dental:  filler,Rotary type L, ISO No 340 204 673 458 040\n1 Pack 4 pieces \n\n",{"$nulls":3},"Pack"]
["RT296-12-057","Endodontic Material","Carrier, pulp canal paste, dental:  filler, Rotary type L, ISO No 340 204 673 458 Set (025-040)\n1 Pack 4 pieces \n\n",{"$nulls":3},"Pack"]
["RT296-12-058","Endodontic Material","File, pulp canal, dental: Electro polished  K, 21 mm, ISO No.340 654 645 452 006 \n1 Pack 6 pieces\n\nItem RT296-12-058 to RT296-12-072 will be awrded as a series.",{"$nulls":3},"Pack"]
["RT296-12-059","Endodontic Material","File, pulp canal, dental:  Electro polished  K, 21 mm, ISO No.340 654 645 452 008\n1 Pack 6 pieces\n\n",{"$nulls":3},"Pack"]
["RT296-12-060","Endodontic Material","File, pulp canal, dental: Electro polished    K, 21 mm, ISO No.340 654 645 452 010\n1 Pack 6 pieces\n\n\n",{"$nulls":3},"Pack"]
["RT296-12-061","Endodontic Material","File, pulp canal, dental:  Electro polished  K, 21 mm, ISO No.340 654 645 452 015\n1 Pack 6 pieces\n\n\n",{"$nulls":3},"Pack"]
["RT296-12-062","Endodontic Material","File, pulp canal, dental: Electro polished  K, 21 mm, ISO No.340 654 645 452 020\n1 Pack 6 pieces\n\n\n",{"$nulls":3},"Pack"]
["RT296-12-063","Endodontic Material","File, pulp canal, dental: Electro polished  K, 21 mm, ISO No.340 654 645 452 025\n1 Pack 6 pieces\n\n\n",{"$nulls":3},"Pack"]
["RT296-12-064","Endodontic Material","File, pulp canal, dental: Electro polished  K, 21 mm, ISO No.340 654 645 452 030\n1 Pack 6 pieces\n\n\n",{"$nulls":3},"Pack"]
["RT296-12-065","Endodontic Material","File, pulp canal, dental: Electro polished  K, 21 mm, ISO No.340 654 645 452 035\n1 Pack 6 pieces\n\n\n",{"$nulls":3},"Pack"]
["RT296-12-066","Endodontic Material","File, pulp canal, dental: Electro polished  K, 21 mm, ISO No.340 654 645 452 040\n1 Pack 6 pieces\n\n\n",{"$nulls":3},"Pack"]
["RT296-12-067","Endodontic Material","File, pulp canal, dental: Electro polished  K, 21 mm, ISO No.340 654 645 452 045\n1 Pack 6 pieces\n\n\n",{"$nulls":3},"Pack"]
["RT296-12-068","Endodontic Material","File, pulp canal, dental: Electro polished  K, 21 mm, ISO No.340 654 645 452 050\n1 Pack 6 pieces\n\n\n\n\n",{"$nulls":3},"Pack"]
["RT296-12-069","Endodontic Material","File, pulp canal, dental: Electro polished  K, 21 mm, ISO No.340 654 645 452 055\n1 Pack 6 pieces\n\n\n",{"$nulls":3},"Pack"]
["RT296-12-070","Endodontic Material","File, pulp canal, dental: Electro polished  K, 21 mm, ISO No.340 654 645 452 060\n1 Pack 6 pieces\n\n\n",{"$nulls":3},"Pack"]
["RT296-12-071","Endodontic Material","File, pulp canal, dental: Electro polished  K, 21 mm, ISO No.340 654 645 452 070\n1 Pack 6 pieces\n\n\n",{"$nulls":3},"Pack"]
["RT296-12-072","Endodontic Material","File, pulp canal, dental: Electro polished  K, 21 mm, ISO No.340 654 645 452 080\n1 Pack 6 pieces\n\n\n",{"$nulls":3},"Pack"]
["RT296-12-073","Endodontic Material","File set, pulp canal, dental: Electro polished  K, 25 mm, golden mediums, ISO No.340 654 646 452 Set (012, 017, 022, 027, 032, 037)\n1 Pack 6 pieces\nItem RT296-12-073 to RT296-12-100 will be awarded as a series\n\nICN: 18-008-3272 PK",{"$nulls":3},"Pack"]
["RT296-12-074","Endodontic Material","File, pulp canal, dental: Electro polished  K, 25 mm, golden mediums, ISO No.340 654 646 452 012\n1 Pack 6 pieces\n\n",{"$nulls":3},"Pack"]
["RT296-12-075","Endodontic Material","File, pulp canal, dental: Electro polished  K, 25 mm, golden mediums, ISO No.340 654 646 452 017\n1 Pack 6 pieces\n\n",{"$nulls":3},"Pack"]
["RT296-12-076","Endodontic Material","File, pulp canal, dental:  Electro polished  K, 25 mm, golden mediums, ISO No.340 654 646 452 022\n1 Pack 6 pieces\n\n",{"$nulls":3},"Pack"]
["RT296-12-077","Endodontic Material","File, pulp canal, dental: Electro polished  K, 25 mm, golden mediums, ISO No.340 654 646 452 027\n1 Pack 6 pieces\n\n",{"$nulls":3},"Pack"]
["RT296-12-078","Endodontic Material","File, pulp canal, dental:  Electro polished  K, 25 mm, golden mediums, ISO No.340 654 646 452 032\n1 Pack 6 pieces\n\n",{"$nulls":3},"Pack"]
["RT296-12-079","Endodontic Material","File, pulp canal, dental:  Electro polished  K, 25 mm, golden mediums, ISO No.340 654 646 452 037\n1 Pack 6 pieces\n\n",{"$nulls":3},"Pack"]
["RT296-12-080","Endodontic Material","File, pulp canal, dental:  Electro polished  K, 25 mm, ISO No.340 654 646 452 006\n1 Pack 6 pieces\n\n",{"$nulls":3},"Pack"]
["RT296-12-081","Endodontic Material","File, pulp canal, dental: Electro polished  K, 25 mm, ISO No.340 654 646 452 008\n1 Pack 6 pieces\n\n",{"$nulls":3},"Pack"]
["RT296-12-082","Endodontic Material","File, pulp canal, dental: Electro polished  K, 25 mm, ISO No.340 654 646 452 010\n1 Pack 6 pieces\n\n",{"$nulls":3},"Pack"]
["RT296-12-083","Endodontic Material","File, pulp canal, dental: Electro polished  K, 25 mm, ISO No.340 654 646 452 015\n1 Pack 6 pieces\n\n",{"$nulls":3},"Pack"]
["RT296-12-084","Endodontic Material","File, pulp canal, dental:  Electro polished  K, 25 mm, ISO No.340 654 646 452 020\n1 Pack 6 pieces\n\n",{"$nulls":3},"Pack"]
["RT296-12-085","Endodontic Material","File, pulp canal, dental: Electro polished  K, 25 mm, ISO No.340 654 646 452 025\n1 Pack 6 pieces\n\n",{"$nulls":3},"Pack"]
["RT296-12-086","Endodontic Material","File, pulp canal, dental: Electro polished  K, 25 mm, ISO No.340 654 646 452 030\n1 Pack 6 pieces\n\n",{"$nulls":3},"Pack"]
["RT296-12-087","Endodontic Material","File, pulp canal, dental: Electro polished  K, 25 mm, ISO No.340 654 646 452 035\n1 Pack 6 pieces\n\n",{"$nulls":3},"Pack"]
["RT296-12-088","Endodontic Material","File, pulp canal, dental: Electro polished  K, 25 mm, ISO No.340 654 646 452 040\n1 Pack 6 pieces\n\n",{"$nulls":3},"Pack"]
["RT296-12-089","Endodontic Material","File, pulp canal, dental:  Electro polished  K, 25 mm, ISO No.340 654 646 452 045\n1 Pack 6 pieces\n\n",{"$nulls":3},"Pack"]
["RT296-12-090","Endodontic Material","File, pulp canal, dental:  Electro polished  K, 25 mm, ISO No.340 654 646 452 050\n1 Pack 6 pieces\n\n",{"$nulls":3},"Pack"]
["RT296-12-091","Endodontic Material","File, pulp canal, dental:  Electro polished  K, 25 mm, ISO No.340 654 646 452 055\n1 Pack 6 pieces\n\n\n",{"$nulls":3},"Pack"]
["RT296-12-092","Endodontic Material","File, pulp canal, dental:  Electro polished  K, 25 mm, ISO No.340 654 646 452 060\n1 Pack 6 pieces\n\n",{"$nulls":3},"Pack"]
["RT296-12-093","Endodontic Material","File, pulp canal, dental:  Electro polished  K, 25 mm, ISO No.340 654 646 452 070\n1 Pack 6 pieces\n\n",{"$nulls":3},"Pack"]
["RT296-12-094","Endodontic Material","File, pulp canal, dental:  Electro polished  K, 25 mm, ISO No.340 654 646 452 080\n1 Pack 6 pieces\n\n",{"$nulls":3},"Pack"]
["RT296-12-095","Endodontic Material","File, pulp canal, dental:  Electro polished  K, 25 mm, ISO No.340 654 646 452 090\n1 Pack 6 pieces\n\n",{"$nulls":3},"Pack"]
["RT296-12-096","Endodontic Material","File, pulp canal, dental:  Electro polished  K, 25 mm, ISO No.340 654 646 452 100\n1 Pack 6 pieces\n",{"$nulls":3},"Pack"]
["RT296-12-097","Endodontic Material","File, pulp canal, dental: Electro polished  K, 25 mm, ISO No.340 654 646 452 110\n1 Pack 6 pieces\n\n",{"$nulls":3},"Pack"]
["RT296-12-098","Endodontic Material","File, pulp canal, dental: Electro polished  K, 25 mm, ISO No.340 654 646 452 120\n1 Pack 6 pieces\n\n",{"$nulls":3},"Pack"]
["RT296-12-099","Endodontic Material","File, pulp canal, dental:  Electro polished  K, 25 mm, ISO No.340 654 646 452 130\n1 Pack 6 pieces\n\n",{"$nulls":3},"Pack"]
["RT296-12-100","Endodontic Material","File, pulp canal, dental:  Electro polished  K, 25 mm, ISO No.340 654 646 452 140\n1 Pack 6 pieces\n\n",{"$nulls":3},"Pack"]
["RT296-12-101","Endodontic Material","File set, pulp canal, dental: Electro polished  K, 31 mm, ISO No.340 654 648 452 Set (015-040)\n1 Pack 6 pieces\nitem RT296-12-101 to RT296-12-103 and RT296-12-413 to RT296-12-415  will be awarded as a series\n\n\n",{"$nulls":3},"Set"]
["RT296-12-102","Endodontic Material","File set, pulp canal, dental:  Electro polished  K, 31 mm, ISO No.340 654 648 452 Set (045-080)\n1 Pack 6 pieces\n\n\n",{"$nulls":3},"Set"]
["RT296-12-103","Endodontic Material","File set, pulp canal, dental:  Electro polished  K, 31 mm, ISO No.340 654 648 452 Set (090-140)\n1 Pack 6 pieces\n\n\n",{"$nulls":3},"Set"]
["RT296-12-104","Endodontic Material","File, pulp canal, dental:  Flexofile with silicone handle 21 mm, Dia 015\n1 Pack 6 pieces\n \nItem RT296-12-104 to RT296-12-109 will be awrded as a series.",{"$nulls":3},"Pack"]
["RT296-12-105","Endodontic Material","File, pulp canal, dental:  Flexofile with silicone handle  21 mm, Dia 020\n1 Pack 6 pieces\n \n",{"$nulls":3},"Pack"]
["RT296-12-106","Endodontic Material","File, pulp canal, dental:  Flexofile with silicone handle, 21 mm, Dia 025\n1 Pack 6 pieces\n \n",{"$nulls":3},"Pack"]
["RT296-12-107","Endodontic Material","File, pulp canal, dental:  Flexofile with silicone handle , 21 mm, Dia 030\n1 Pack 6 pieces\n \n",{"$nulls":3},"Pack"]
["RT296-12-108","Endodontic Material","File, pulp canal, dental:  Flexofile with silicone handle , 21 mm, Dia 035\n1 Pack 6 pieces\n \n",{"$nulls":3},"Pack"]
["RT296-12-109","Endodontic Material","File, pulp canal, dental:  Flexofile with silicone handle , 21 mm, Dia 040\n1 Pack 6 pieces\n \n",{"$nulls":3},"Pack"]
["RT296-12-110","Endodontic Material","File, pulp canal, dental:  Flexofile with silicone handle , 25 mm, Dia 015\n1 Pack 6 pieces\n \nICN:18-015-7639 PK\nitem RT296-12-110 to RT296-12-115 will be awarded as a series",{"$nulls":3},"Pack"]
["RT296-12-111","Endodontic Material","File, pulp canal, dental:  Flexofile with silicone handle , 25 mm, Dia 020\n1 Pack 6 pieces\n \n",{"$nulls":3},"Pack"]
["RT296-12-112","Endodontic Material","File, pulp canal, dental:  Flexofile with silicone handle , 25 mm, Dia 025\n1 Pack 6 pieces\n \n",{"$nulls":3},"Pack"]
["RT296-12-113","Endodontic Material","File, pulp canal, dental:  Flexofile with silicone handle , 25 mm, Dia 030\n1 Pack 6 pieces\n \n",{"$nulls":3},"Pack"]
["RT296-12-114","Endodontic Material","File, pulp canal, dental:  Flexofile with silicone handle , 25 mm, Dia 035\n1 Pack 6 pieces\n \n",{"$nulls":3},"Pack"]
["RT296-12-115","Endodontic Material","File, pulp canal, dental:  Flexofile, with silicone handle  25 mm, Dia 040\n1 Pack 6 pieces\n \n",{"$nulls":3},"Pack"]
["RT296-12-116","Endodontic Material","File, pulp canal, dental: Hedstroem with silicone handle , 25mm, ISO No. 340 654 651 453 008\n1 Pack 6 pieces\n \nICN: 18-037-0851 PK\nItem RT296-12-116 to RT296-12-135 will be awarded as a series",{"$nulls":3},"Pack"]
["RT296-12-117","Endodontic Material","File, pulp canal, dental: Hedstroem with silicone handle , 25mm, ISO No. 340 654 651 453 010\n1 Pack 6 pieces\n \n",{"$nulls":3},"Pack"]
["RT296-12-118","Endodontic Material","File, pulp canal, dental: Hedstroem with silicone handle , 25mm, ISO No. 340 654 651 453 015\n1 Pack 6 pieces\n \n",{"$nulls":3},"Pack"]
["RT296-12-119","Endodontic Material","File, pulp canal, dental: Hedstroem with silicone handle, 25mm, ISO No. 340 654 651 453 020\n1 Pack 6 pieces\n \n",{"$nulls":3},"Pack"]
["RT296-12-120","Endodontic Material","File, pulp canal, dental: Hedstroem with silicone handle, 25mm, ISO No. 340 654 651 453 025\n1 Pack 6 pieces\n \n",{"$nulls":3},"Pack"]
["RT296-12-121","Endodontic Material","File, pulp canal, dental: Hedstroem with silicone handle, 25mm, ISO No. 340 654 651 453 030\n1 Pack 6 pieces\n \n",{"$nulls":3},"Pack"]
["RT296-12-122","Endodontic Material","File, pulp canal, dental: Hedstroem with silicone handle, 25mm, ISO No. 340 654 651 453 035\n1 Pack 6 pieces\n \n",{"$nulls":3},"Pack"]
["RT296-12-123","Endodontic Material","File, pulp canal, dental: Hedstroem with silicone handle, 25mm, ISO No. 340 654 651 453 040\n1 Pack 6 pieces\n \n",{"$nulls":3},"Pack"]
["RT296-12-124","Endodontic Material","File, pulp canal, dental: Hedstroem with silicone handle, 25mm, ISO No. 340 654 651 453 045\n1 Pack 6 pieces\n \n",{"$nulls":3},"Pack"]
["RT296-12-125","Endodontic Material","File, pulp canal, dental: Hedstroem with silicone handle, 25mm, ISO No. 340 654 651 453 050\n1 Pack 6 pieces\n \n",{"$nulls":3},"Pack"]
["RT296-12-126","Endodontic Material","File, pulp canal, dental: Hedstroem with silicone handle, 25mm, ISO No. 340 654 651 453 055\n1 Pack 6 pieces\n \n",{"$nulls":3},"Pack"]
["RT296-12-127","Endodontic Material","File, pulp canal, dental: Hedstroem with silicone handle, 25mm, ISO No. 340 654 651 453 060\n1 Pack 6 pieces\n \n",{"$nulls":3},"Pack"]
["RT296-12-128","Endodontic Material","File, pulp canal, dental: Hedstroem with silicone handle, 25mm, ISO No. 340 654 651 453 070\n1 Pack 6 pieces\n \n",{"$nulls":3},"Pack"]
["RT296-12-129","Endodontic Material","File, pulp canal, dental: Hedstroem with silicone handle, 25mm, ISO No. 340 654 651 453 080\n1 Pack 6 pieces\n \n",{"$nulls":3},"Pack"]
["RT296-12-130","Endodontic Material","File, pulp canal, dental: Hedstroem with silicone handle, 25mm, ISO No. 340 654 651 453 090\n1 Pack 6 pieces\n \n",{"$nulls":3},"Pack"]
["RT296-12-131","Endodontic Material","File, pulp canal, dental: Hedstroem with silicone handle, 25mm, ISO No. 340 654 651 453 100\n1 Pack 6 pieces\n \n",{"$nulls":3},"Pack"]
["RT296-12-132","Endodontic Material","File, pulp canal, dental: Hedstroem with silicone handle, 25mm, ISO No. 340 654 651 453 110\n1 Pack 6 pieces\n \n",{"$nulls":3},"Pack"]
["RT296-12-133","Endodontic Material","File, pulp canal, dental: Hedstroem, 25mm, ISO No. 340 654 651 453 120\n1 Pack 6 pieces\n \n",{"$nulls":3},"Pack"]
["RT296-12-134","Endodontic Material","File, pulp canal, dental: Hedstroem with silicone handle, 25mm, ISO No. 340 654 651 453 130\n1 Pack 6 pieces\n \n",{"$nulls":3},"Pack"]
["RT296-12-135","Endodontic Material","File, pulp canal, dental: Hedstroem with silicone handle, 25mm, ISO No. 340 654 651 453 140\n1 Pack 6 pieces\n \n",{"$nulls":3},"Pack"]
["RT296-12-136","Endodontic Material","File, pulp canal, dental: C plus File, 25mm, Dia 08-015 assorted \n1 Pack 6 pieces\n\nICN: 6520-18-187-6010 PK\nItem RT296-12-136 to RT296-12-137 will be awarded as a series.",{"$nulls":3},"Pack"]
["RT296-12-137","Endodontic Material","File, pulp canal, dental: C plus File, 21mm, Dia 08-015 assorted \n1 Pack 6 pieces\n\nICN 6520-18-187-6000 PK",{"$nulls":3},"Pack"]
["RT296-12-138","Endodontic Material","File, pulp canal, dental: C File with silicone handle , 25mm, Dia 10-017 assorted \n1 Pack 6 pieces\n \nItem RT296-12-138 to RT296-12-139 will be awrded as a series.",{"$nulls":3},"Pack"]
["RT296-12-139","Endodontic Material","File, pulp canal, dental: C File with silicone handle , 21mm, Dia 10-017 assorted \n1 Pack 6 pieces\n\n",{"$nulls":3},"Pack"]
["RT296-12-140","Endodontic Material","File Set, Pulp  Canal, Dental: Multiple Taper for hand use with silicone handle, Starter Kit 21mm\n1 Pack 6 pieces\n\nItem RT296-12-140 to RT296-12-145 will be awarded as a series.",{"$nulls":3},"Pack"]
["RT296-12-141","Endodontic Material","File, pulp canal, dental: Multiple taper for hand use with silicone handle, F1, Dia 20/7% 21mm\n1 Pack 6 pieces\n\n\n",{"$nulls":3},"Pack"]
["RT296-12-142","Endodontic Material","File, pulp canal, dental: Multiple taper for hand use with silicone handle, F2, Dia 25/8% 21mm 1 pack 6 pieces\n\n",{"$nulls":3},"Pack"]
["RT296-12-143","Endodontic Material","File, pulp canal, dental: Multiple taper for hand use with silicone handle, F3, Dia 30/9% 21mm\n1 Pack 6 Pieces\n\n",{"$nulls":3},"Pack"]
["RT296-12-144","Endodontic Material","File, pulp canal, dental: Multiple taper for hand use with silicone handle, S1, 21mm\n1 Pack 6 Pieces\n \n",{"$nulls":3},"Pack"]
["RT296-12-145","Endodontic Material","File, pulp canal, dental: Multiple taper for hand use with silicone handle, S2, 21mm\n1 Pack 6 Pieces\n\n",{"$nulls":3},"Pack"]
["RT296-12-146","Endodontic Material","File, pulp canal, dental:  For hand use with silicon handle, S1-31mm tip size 18 SIZE .  Pack of 6                                                           \n                                                                                                            \nItem RT296-12-146, RT296-12-147 and RT296-12-159-RT296-12-163 wiil be awarded in series",{"$nulls":3},"Pack"]
["RT296-12-147","Endodontic Material","File, pulp canal, dental:  For hand use with silicon handle, S2-31mm tip size 20.  Pack of 6                                                           \n                                                                                                             ",{"$nulls":3},"Pack"]
["RT296-12-148","Endodontic Material","File, pulp canal, dental: Multiple taper for hand use, SX with silicone handle, 19 mm\n1 Pack 6 Pieces\n\n",{"$nulls":3},"Pack"]
["RT296-12-149","Endodontic Material","Case, dental instruments: Maileffer sequence for hand use multiple taper files (8 Instruments)\nEach\n\n",{"$nulls":3},"Pack"]
["RT296-12-150","Endodontic Material","File, pulp canal, dental:  For hand use with silicon handle, S1-25mm Tip size 18.  Pack of 6                                                          \n                                                                                                           \nItem RT296-12-150-  RT296-12-154 and RT296-12-157 -RT296-12-158 will be awarded as a series",{"$nulls":3},"Pack"]
["RT296-12-151","Endodontic Material","File, pulp canal, dental:  For hand use with silicon handle, S2-25mm Tip size 20.  Pack of 6                                                          \n                                                                                                            ",{"$nulls":3},"Pack"]
["RT296-12-152","Endodontic Material","File, pulp, canal, dental : Multiple taper for hand use with silicone handle , F1 Dia 20/7% 25mm \nPak of 6\n\n",{"$nulls":3},"Pack"]
["RT296-12-153","Endodontic Material","File, pulp, canal, dental : Multiple taper for hand use with silicone handle , F2 Dia 25/8% 25mm \nPak of 6\n\n",{"$nulls":3},"Pack"]
["RT296-12-154","Endodontic Material","File, pulp, canal, dental : Multiple taper for hand use with silicone handle , F3 Dia 30/9% 25mm \nPak of 6\n\n",{"$nulls":3},"Pack"]
["RT296-12-155","Endodontic Material","File, pulp canal, dental:  For hand use with silicon handle, F4 21mm.  Pack of 6                                                                                                   \n                                                                                                                                         ",{"$nulls":3},"Pack"]
["RT296-12-156","Endodontic Material","File, pulp canal, dental:  For hand use with silicon handle, F5 21mm.  Pack of 6                                                                                                   \n                                                                                                                                           ",{"$nulls":3},"Pack"]
["RT296-12-157","Endodontic Material","File, pulp canal, dental:  For hand use with silicon handle, F4 25mm.  Pack of 6                                                                                                  \n                                                                                                                                           ",{"$nulls":3},"Pack"]
["RT296-12-158","Endodontic Material","File, pulp canal, dental:  For hand use with silicon handle, F5 25mm.  Pack of 6                                                                                                  \n                                                                                                                                          ",{"$nulls":3},"Pack"]
["RT296-12-159","Endodontic Material","File, pulp canal, dental:  For hand use with silicon handle, F1 31mm.  Pack of 6                                                                                                  \n                                                                                                                                          ",{"$nulls":3},"Pack"]
["RT296-12-160","Endodontic Material","File, pulp canal, dental:  For hand use with silicon handle, F2 31mm.  Pack of 6                                                                                                  \n                                                                                                                                          ",{"$nulls":3},"Pack"]
["RT296-12-161","Endodontic Material","File, pulp canal, dental:  For hand use with silicon handle, F3 31mm.  Pack of 6                                                                                                   \n                                                                                                                                           ",{"$nulls":3},"Pack"]
["RT296-12-162","Endodontic Material","File, pulp canal, dental:  For hand use with silicon handle, F4 31mm.  Pack of 6                                                                                                   \n                                                                                                                                          ",{"$nulls":3},"Pack"]
["RT296-12-163","Endodontic Material","File, pulp canal, dental:  For hand use with silicon handle, F5 31mm.  Pack of 6                                                                                                   \n                                                                                                                                         ",{"$nulls":3},"Pack"]
["RT296-12-164","Endodontic Material","File, pulp canal, dental: Multiple taper retreatment file 16 mm ISO 0030 -9% D1\n \nICN: 18-182-0464 PK\n\nItem RT296-12-164 to RT296-12-166 will be awarded as a series\n\n",{"$nulls":3},"Pack"]
["RT296-12-165","Endodontic Material","File, pulp canal, dental: Multiple taper retreatment file 18 mm ISO 0025 -8% D2\n Pro Taper D2\n",{"$nulls":3},"Pack"]
["RT296-12-166","Endodontic Material","File, pulp canal, dental: Multiple taper retreatment file 22mm ISO 0020 -7% D3\n Pro Taper D3\n\n",{"$nulls":3},"Pack"]
["RT296-12-167","Endodontic Material","File set, pulp canal, Dental: multiple taper assorted Kit, 21mm\n1 Pack 6 Pieces\n\nItem RT296-12-167 to RT296-12-188 will be awrded as a series.\n",{"$nulls":3},"Kit"]
["RT296-12-168","Endodontic Material","File set, pulp canal, dental: Multiple taper assorted kit, 25mm\n1 Pack 6 Pieces\n\n",{"$nulls":3},"Kit"]
["RT296-12-169","Endodontic Material","File, set  pulp canal, dental: Multipletaper assorted kit 31mm\n1 Pack 6 Pieces\n\n\n",{"$nulls":3},"Kit"]
["RT296-12-170","Endodontic Material","File, pulp canal, dental: Multiple taper finishing files, 21mm, F1\n1 Pack 6 Pieces\n\n\n",{"$nulls":3},"Pack"]
["RT296-12-171","Endodontic Material","File, pulp canal, dental: Protaper finishing files, 21mm, F2\n1 Pack 6 Pieces\n\n\n",{"$nulls":3},"Pack"]
["RT296-12-172","Endodontic Material","File, pulp canal, dental: Multiple taper finishing files, 21mm, F3\n1 Pack 6 Pieces\n\n",{"$nulls":3},"Pack"]
["RT296-12-173","Endodontic Material","File, pulp canal, dental: Multiple taper finishing files, 21mm, F4\n1 Pack 6 Pieces\n\n",{"$nulls":3},"Pack"]
["RT296-12-174","Endodontic Material","File, pulp canal, dental: Multiple taper finishing files, 21mm, F5\n1 Pack 6 Pieces\n",{"$nulls":3},"Pack"]
["RT296-12-175","Endodontic Material","File, pulp canal, dental: Multiple taper finishing files, 25mm, F1\n1 Pack 6 Pieces\n\n",{"$nulls":3},"Pack"]
["RT296-12-176","Endodontic Material","File, pulp canal, Dental: Multiple taper finishing files, 25mm, F2\n1 Pack 6 Pieces\n\n",{"$nulls":3},"Pack"]
["RT296-12-177","Endodontic Material","File, pulp canal, dental: Multiple taper finishing files, 25mm, F3\n1 Pack 6 Pieces\n \n",{"$nulls":3},"Pack"]
["RT296-12-178","Endodontic Material","File, pulp canal, dental: Multiple taper finishing file  25mm, F4\n1 Pack 6 Pieces\n \n\n",{"$nulls":3},"Pack"]
["RT296-12-179","Endodontic Material","File, pulp canal, dental: Multiple taper finishing file  25mm, F5\n1 Pack 6 Pieces\n \n",{"$nulls":3},"Pack"]
["RT296-12-180","Endodontic Material","File, pulp canal, dental:  Multiple Taper Finishing File, F1 , 31mm.  Pack of 6                                                                                                                                                                                                                                  ",{"$nulls":3},"Pack"]
["RT296-12-181","Endodontic Material","File, pulp canal, dental:  Multiple Taper Finishing File F2, 31mm.  Pack of 6                                                                                                  .                                                                                                                                            ",{"$nulls":3},"Pack"]
["RT296-12-182","Endodontic Material","File, pulp canal, dental: Multiple taper shaping  files, 19mm, SX\n1 Pack 6 Pieces\n\n",{"$nulls":3},"Pack"]
["RT296-12-183","Endodontic Material","File, pulp canal, dental: Multiple taper shaping  files, 21mm, S1\n1 Pack 6 Pieces\n\n",{"$nulls":3},"Pack"]
["RT296-12-184","Endodontic Material","File, pulp canal, dental: Multiple taper shaping  files, 21mm, S2\n1 Pack 6 Pieces\n\n",{"$nulls":3},"Pack"]
["RT296-12-185","Endodontic Material","File, pulp canal, dental: Multiple taper shaping  files, 25mm, S1\n1 Pack 6 Pieces\n\n",{"$nulls":3},"Pack"]
["RT296-12-186","Endodontic Material","File, pulp canal, dental: Multiple taper shaping  files, 25mm, S2\n1 Pack 6 Pieces\n\n",{"$nulls":3},"Pack"]
["RT296-12-187","Endodontic Material","File, pulp canal, dental:  Multiple Taper Shaping FileS1, 31mm.  Pack of 6                                                                                                  .                                                                                                                                            ",{"$nulls":3},"Pack"]
["RT296-12-188","Endodontic Material","File, pulp canal, dental:  Multiple Taper Shaping FileS2, 31mm.  Pack of 6                                                                                                  .                                                                                                                                           ",{"$nulls":3},"Pack"]
["RT296-12-189","Endodontic Material","File, pulp canal, dental:  ReciprocaTing  File , Small 21mm.  Pack of 6                                                                                                  .                                                                                                                                             \nItem RT296-12-189 to RT296-12-199 will be awarded as a series                                                                                                                                                             ",{"$nulls":3},"Pack"]
["RT296-12-190","Endodontic Material","File, pulp canal, dental:  ReciprocaTing  File , Small 25mm.  Pack of 6                                                                                                  .                                                                                                                                           ",{"$nulls":3},"Pack"]
["RT296-12-191","Endodontic Material","File, pulp canal, dental:  ReciprocaTing  File , Primary 21mm.  Pack of 6                                                                                                  .                                                                                                                                          ",{"$nulls":3},"Pack"]
["RT296-12-192","Endodontic Material","File, pulp canal, dental:  ReciprocaTing  File , Primary 25mm.  Pack of 6                                                                                                  .                                                                                                                                           ",{"$nulls":3},"Pack"]
["RT296-12-193","Endodontic Material","File, pulp canal, dental:  ReciprocaTing  File , Primary 31mm.  Pack of 6                                                                                                                                                                                                                                          ",{"$nulls":3},"Pack"]
["RT296-12-194","Endodontic Material","File, pulp canal, dental:  ReciprocaTing  File , Medium 21mm.  Pack of 6                                                                                                  .                                                                                                                                           ",{"$nulls":3},"Pack"]
["RT296-12-195","Endodontic Material","File, pulp canal, dental:  ReciprocaTing  File , Medium 25mm.  Pack of 6                                                                                                  .                                                                                                                                          ",{"$nulls":3},"Pack"]
["RT296-12-196","Endodontic Material","File, pulp canal, dental:  ReciprocaTing  File , Medium 31mm.  Pack of 6                                                                                                  .                                                                                                                                            ",{"$nulls":3},"Pack"]
["RT296-12-197","Endodontic Material","File, pulp canal, dental:  ReciprocaTing  File , Large 21mm.  Pack of 6                                                                                                  .                                                                                                                                           ",{"$nulls":3},"Pack"]
["RT296-12-198","Endodontic Material","File, pulp canal, dental:  ReciprocaTing  File , Large 25mm.  Pack of 6                                                                                                  .                                                                                                                                            ",{"$nulls":3},"Pack"]
["RT296-12-199","Endodontic Material","File, pulp canal, dental:  ReciprocaTing  File , Large 30mm.  Pack of 6                                                                                                  .                                                                                                                                           ",{"$nulls":3},"Pack"]
["RT296-12-200","Endodontic Material","Paperpoints,dental: endodontic,small,180 per pack, compatible with WaveOne Gold ",{"$nulls":3},"Pack"]
["RT296-12-201","Endodontic Material","Paperpoints,dental: endodontic,Primary,180 per pack, compatible with WaveOne Gold ",{"$nulls":3},"Pack"]
["RT296-12-202","Endodontic Material","Paperpoints,dental: endodontic,medium,180 per pack, compatible with WaveOne Gold ",{"$nulls":3},"Pack"]
["RT296-12-203","Endodontic Material","Paperpoints,dental: endodontic,medium,180 per pack, compatible with WaveOne Gold ",{"$nulls":3},"Pack"]
["RT296-12-204","Endodontic Material","Point. endodontic: Gutta Percha: for WaveOneGold Conform size Primary.  \nPack of 60                                                                                                                                                                                                                                                                                                                                                                                             Must be compatible with WaveOneGold                    ",{"$nulls":3},"Pack"]
["RT296-12-205","Endodontic Material","Point. endodontic: Gutta Percha: for WaveOneGold Conform size Small.  \nPack of 60                                                                                                               ",{"$nulls":3},"Pack"]
["RT296-12-206","Endodontic Material","Point. endodontic: Gutta Percha: for WaveOneGold Conform size Medium.  \nPack of 60                                                                                                                                                                                                                                                                                                                                                                                                  Must be compatible with WaveOneGold                    ",{"$nulls":3},"Pack"]
["RT296-12-207","Endodontic Material","Point. endodontic: Gutta Percha: for WaveOneGold Conform size Large.  \nPack of 60                                                                                                                                                                                                                                                                                                                                                                                                   Must be compatible with WaveOneGold   ",{"$nulls":3},"Pack"]
["RT296-12-208","Endodontic Material","Glider, shaping root canal, dental: sterile 21mm, reciprocaTing motion, size: 015, 02 variable taper, 3 length waveone, gold glider, 6-files",{"$nulls":3},"Pack"]
["RT296-12-209","Endodontic Material","Glider, shaping root canal, dental: sterile 25mm, reciprocaTing motion, size: 015, 02 variable taper, 3 length waveone, gold glider, 6-files",{"$nulls":3},"Pack"]
["RT296-12-210","Endodontic Material","Glider, shaping root canal, dental: sterile 31mm, reciprocaTing motion, size: 015, 02 variable taper, 3 length waveone, gold glider, 6-files",{"$nulls":3},"Pack"]
["RT296-12-211","Endodontic Material","File, pulp canal, dental:  NiTi  File, off-centered rectangular cross section, 21mm.  Pack of 6                                                                                                  \n                                                                                                                                                                                                                                                                          Must be compatible with Paperpoints, GP points and obturators  \nItem RT296-12-211 to RT296-12-248 will be awarded as a series                  ",{"$nulls":3},"Pack"]
["RT296-12-212","Endodontic Material","File, pulp canal, dental:  NiTi  File, off-centered rectangular cross section, 25mm.  Pack of 6                                                                                                  \n                                                                                                                                                                                                                                                                                    Must be compatible with Paperpoints, GP points and obturators                    ",{"$nulls":3},"Pack"]
["RT296-12-213","Endodontic Material","File, pulp canal, dental:  NiTi  File, off-centered rectangular cross section, 31mm.  Pack of 6                                                                                                   \n                                                                                                                                                                                                                                                                      Must be compatible with Paperpoints, GP points and obturators                    ",{"$nulls":3},"Pack"]
["RT296-12-214","Endodontic Material","File, pulp canal, dental:  NiTi  File, off-centered rectangular cross section, 21mm.  Pack of 6                                                                                                   \n                                                                                                                                                                                                                                                           Must be compatible with Paperpoints, GP points and obturators                    ",{"$nulls":3},"Pack"]
["RT296-12-215","Endodontic Material","File, pulp canal, dental:  NiTi  File, off-centered rectangular cross section, 25mm.  Pack of 6                                                                                                   \n                                                                                                                                                                                                                                                                                 Must be compatible with Paperpoints, GP points and obturators                    ",{"$nulls":3},"Pack"]
["RT296-12-216","Endodontic Material","File, pulp canal, dental:  NiTi  File, off-centered rectangular cross section, 31mm.  Pack of 6                                                                                                   \n                                                                                                                                                                                                                                                                                    Must be compatible with Paperpoints, GP points and obturators                    ",{"$nulls":3},"Pack"]
["RT296-12-217","Endodontic Material","File, pulp canal, dental:  NiTi  File, off-centered rectangular cross section, 21mm.  Pack of 6                                                                                                  \n                                                                                                                                                                                                                                                                       Must be compatible with Paperpoints, GP points and obturators                    ",{"$nulls":3},"Pack"]
["RT296-12-218","Endodontic Material","File, pulp canal, dental:  NiTi  File, off-centered rectangular cross section, 25mm.  Pack of 6                                                                                                   \n                                                                                                                                                                                                                                                                      Must be compatible with Paperpoints, GP points and obturators                    ",{"$nulls":3},"Pack"]
["RT296-12-219","Endodontic Material","File, pulp canal, dental:  NiTi  File, off-centered rectangular cross section, 31mm.  Pack of 6                                                                                                   \n                                                                                                                                                                                                                                                                       Must be compatible with Paperpoints, GP points and obturators                    ",{"$nulls":3},"Pack"]
["RT296-12-220","Endodontic Material","File, pulp canal, dental:  NiTi  File, off-centered rectangular cross section, 21mm.  Pack of 6                                                                                                   \n                                                                                                                                                                                                                                                                                   Must be compatible with Paperpoints, GP points and obturators                    ",{"$nulls":3},"Pack"]
["RT296-12-221","Endodontic Material","File, pulp canal, dental:  NiTi  File, off-centered rectangular cross section, 25mm.  Pack of 6                                                                                                   \n                                                                                                                                                                                                                                                                                Must be compatible with Paperpoints, GP points and obturators                    ",{"$nulls":3},"Pack"]
["RT296-12-222","Endodontic Material","File, pulp canal, dental:  NiTi  File, off-centered rectangular cross section, 31mm.  Pack of 6                                                                                                   \n                                                                                                                                                                                                                                                                            Must be compatible with Paperpoints, GP points and obturators                    ",{"$nulls":3},"Pack"]
["RT296-12-223","Endodontic Material","File, pulp canal, dental:  NiTi  File, off-centered rectangular cross section, 21mm.  Pack of 6                                                                                                   \n                                                                                                                                                                                                                                                                              Must be compatible with Paperpoints, GP points and obturators                    ",{"$nulls":3},"Pack"]
["RT296-12-224","Endodontic Material","File, pulp canal, dental:  NiTi  File, off-centered rectangular cross section, 25mm.  Pack of 6                                                                                                   \n                                                                                                                                                                                                                                                                                     Must be compatible with Paperpoints, GP points and obturators                    ",{"$nulls":3},"Pack"]
["RT296-12-225","Endodontic Material","File, pulp canal, dental:  NiTi  File, off-centered rectangular cross section, 31mm.  Pack of 6                                                                                                  \n                                                                                                                                                                                                                                                                               Must be compatible with Paperpoints, GP points and obturators                    ",{"$nulls":3},"Pack"]
["RT296-12-226","Endodontic Material","File, pulp canal, dental:  NiTi  File, off-centered rectangular cross section, 19mm.  Pack of 6   \n Must be compatible with Paperpoints, GP points and obturators                                                                                                                   \n                                                                                                                        ",{"$nulls":3},"Pack"]
["RT296-12-227","Endodontic Material","File, pulp canal, dental:  NiTi  File, off-centered rectangular cross section Glide path, 21mm.  Pack of 6                                                                                                                                                                                                                                                                                                                                                                           Must be compatible with Paperpoints, GP points and obturators                    ",{"$nulls":3},"Pack"]
["RT296-12-228","Endodontic Material","File, pulp canal, dental:  NiTi  File, off-centered rectangular cross section, 25mm.  Pack of 6                                                                                                   \n                                                                                                                                                                                                                                                                Must be compatible with Paperpoints, GP points and obturators                    ",{"$nulls":3},"Pack"]
["RT296-12-229","Endodontic Material","File, pulp canal, dental:  NiTi  File, off-centered rectangular cross section, 31mm.  Pack of 6                                                                                                   \n                                                                                                                                                                                                                                                                                     Must be compatible with Paperpoints, GP points and obturators                    ",{"$nulls":3},"Pack"]
["RT296-12-230","Endodontic Material","File, pulp canal, dental:  NiTi  File, manual adapters Assorted colors.  Pack of 6                                                                                                                                                                                                                                                                                                                                                                         Must be compatible with Paperpoints, GP points and obturators                    ",{"$nulls":3},"Pack"]
["RT296-12-231","Endodontic Material","File, pulp canal, dental:  NiTi  File, Path file. 21mm tip size 013   Pack of 6                                                                                                  .                                                                                                                                                                                                                                                                                  Must be compatible with Paperpoints, GP points and obturators                    ",{"$nulls":3},"Pack"]
["RT296-12-232","Endodontic Material","File, pulp canal, dental:  NiTi  File, Path file. 21mm tip size 016   Pack of 6                                                                                                  .                                                                                                                                                                                                                                                                              Must be compatible with Paperpoints, GP points and obturators                    ",{"$nulls":3},"Pack"]
["RT296-12-233","Endodontic Material","File, pulp canal, dental:  NiTi  File, Path file. 21mm tip size 019   Pack of 6                                                                                                  .                                                                                                                                                                                                                                                                                        Must be compatible with Paperpoints, GP points and obturators                    ",{"$nulls":3},"Pack"]
["RT296-12-234","Endodontic Material","File, pulp canal, dental:  NiTi  File, Path file. 25mm tip size 013   Pack of 6                                                                                                  .                                                                                                                                                                                                                                                                                       Must be compatible with Paperpoints, GP points and obturators                    ",{"$nulls":3},"Pack"]
["RT296-12-235","Endodontic Material","File, pulp canal, dental:  NiTi  File, Path file. 25mm tip size 016   Pack of 6                                                                                                  .                                                                                                                                                                                                                                                                                     Must be compatible with Paperpoints, GP points and obturators                    ",{"$nulls":3},"Pack"]
["RT296-12-236","Endodontic Material","File, pulp canal, dental:  NiTi  File, Path file. 31mm tip size 019   Pack of 6                                                                                                  .                                                                                                                                                                                                                                                                                   Must be compatible with Paperpoints, GP points and obturators                    ",{"$nulls":3},"Pack"]
["RT296-12-237","Endodontic Material","File, pulp canal, dental:  NiTi  File, Thermafil verifier, tip size 20  25mm.  Pack of 6                                                                                                   \n                                                                                                                                                                                                                                                                             Must be compatible with Paperpoints, GP points and obturators                    ",{"$nulls":3},"Pack"]
["RT296-12-238","Endodontic Material","File, pulp canal, dental:  NiTi  File, Thermafil verifier, tip size 25  25mm.  Pack of 6                                                                                                   \n                                                                                                                                                                                                                                                                                   Must be compatible with Paperpoints, GP points and obturators                    ",{"$nulls":3},"Pack"]
["RT296-12-239","Endodontic Material","File, pulp canal, dental:  NiTi  File, Thermafil verifier, tip size 30  25mm.  Pack of 6                                                                                                  \n                                                                                                                                                                                                                                                                                   Must be compatible with Paperpoints, GP points and obturators                    ",{"$nulls":3},"Pack"]
["RT296-12-240","Endodontic Material","File, pulp canal, dental:  NiTi  File, Thermafil verifier, tip size 35  25mm.  Pack of 6                                                                                                   \n                                                                                                                                                                                                                                                                                Must be compatible with Paperpoints, GP points and obturators                    ",{"$nulls":3},"Pack"]
["RT296-12-241","Endodontic Material","File, pulp canal, dental:  NiTi  File, Thermafil verifier, tip size 40  25mm.  Pack of 6                                                                                                   \n                                                                                                                                                                                                                                                                                Must be compatible with Paperpoints, GP points and obturators                    ",{"$nulls":3},"Pack"]
["RT296-12-242","Endodontic Material","File, pulp canal, dental:  NiTi  File, Thermafil verifier, tip size 45  25mm.  Pack of 6                                                                                                   \n                                                                                                                                                                                                                                                                                 Must be compatible with Paperpoints, GP points and obturators                    ",{"$nulls":3},"Pack"]
["RT296-12-243","Endodontic Material","File, pulp canal, dental:  NiTi  File, Thermafil verifier, tip size 50  25mm.  Pack of 6                                                                                                   \n                                                                                                                                                                                                                                                                                Must be compatible with Paperpoints, GP points and obturators                    ",{"$nulls":3},"Pack"]
["RT296-12-244","Endodontic Material","File, pulp canal, dental:  NiTi  File, Thermafil verifier, tip size 55  25mm.  Pack of 6                                                                                                   \n                                                                                                                                                                                                                                                                                   Must be compatible with Paperpoints, GP points and obturators                    ",{"$nulls":3},"Pack"]
["RT296-12-245","Endodontic Material","File, pulp canal, dental:  NiTi  File, Thermafil verifier, tip size 60  25mm.  Pack of 6                                                                                                   \n                                                                                                                                                                                                                                                                              Must be compatible with Paperpoints, GP points and obturators                    ",{"$nulls":3},"Pack"]
["RT296-12-246","Endodontic Material","File, pulp canal, dental:  NiTi  File, Thermafil verifier, tip size 70  25mm.  Pack of 6                                                                                                   \n                                                                                                                                                                                                                                                                         Must be compatible with Paperpoints, GP points and obturators                    ",{"$nulls":3},"Pack"]
["RT296-12-247","Endodontic Material","File, pulp canal, dental:  NiTi  File, Thermafil verifier, tip size 80  25mm.  Pack of 6                                                                                                   \n                                                                                                                                                                                                                                                                              Must be compatible with Paperpoints, GP points and obturators                    ",{"$nulls":3},"Pack"]
["RT296-12-248","Endodontic Material","File, pulp canal, dental:  NiTi  File, Thermafil verifier, tip size 90  25mm.  Pack of 6                                                                                                   \n                                                                                                                                                                                                                                                                            Must be compatible with Paperpoints, GP points and obturators                    ",{"$nulls":3},"Pack"]
["RT296-12-249","Endodontic Material","Absorbent Paper Point F1,180 points in a pack,",{"$nulls":3},"Pack"]
["RT296-12-250","Endodontic Material","Absorbent Paper Point F2,180 points in a pack,",{"$nulls":3},"Pack"]
["RT296-12-251","Endodontic Material","Absorbent Paper Point F3,180 points in a pack,",{"$nulls":3},"Pack"]
["RT296-12-252","Endodontic Material","Absorbent Paper Point F4,180 points in a pack,",{"$nulls":3},"Pack"]
["RT296-12-253","Endodontic Material","Absorbent Paper Point F5,180 points in a pack,",{"$nulls":3},"Pack"]
["RT296-12-254","Endodontic Material","Absorbent Paper Point F1-F5,180 points in a pack, ",{"$nulls":3},"Set"]
["RT296-12-255","Endodontic Material","Conform Fit Gutta-Percha Points F1-F5, 60 per pack ProTaper Ultimate F1-F5 GP Point",{"$nulls":3},"Set"]
["RT296-12-256","Endodontic Material","Conform Fit Gutta-Percha Points F2 , 60 per pack ProTaper Ultimate F1 GP Point",{"$nulls":3},"Pack"]
["RT296-12-257","Endodontic Material","Conform Fit Gutta-Percha Points F4 , 60 per pack ProTaper Ultimate F1 GP Point",{"$nulls":3},"Pack"]
["RT296-12-258","Endodontic Material","Conform Fit Gutta-Percha Points F5 , 60 per pack ProTaper Ultimate F1 GP Point",{"$nulls":3},"Pack"]
["RT296-12-259","Endodontic Material","Conform Fit Gutta-Percha Points F1  60 per pack ProTaper Ultimate F1 GP Point",{"$nulls":3},"Pack"]
["RT296-12-260","Endodontic Material","Conform Fit Gutta-Percha Points F1 , 60 per pack ProTaper Ultimate F1 GP Point",{"$nulls":3},"Pack"]
["RT296-12-261","Endodontic Material","Conform Fit Gutta-Percha Points F1 , 60 per pack ProTaper Ultimate F1 GP Point",{"$nulls":3},"Pack"]
["RT296-12-262","Endodontic Material","Conform Fit Gutta-Percha Points F1 , 60 per pack ProTaper Ultimate F1 GP Point",{"$nulls":3},"Pack"]
["RT296-12-263","Endodontic Material","Conform Fit Gutta-Percha Points F1 , 60 per pack ProTaper Ultimate F1 GP Point",{"$nulls":3},"Pack"]
["RT296-12-264","Endodontic Material","Conform Fit Gutta-Percha Points F1 , 60 per pack ProTaper Ultimate F1 GP Point",{"$nulls":3},"Pack"]
["RT296-12-265","Endodontic Material","File, pulp canal, dental:1* SX File, 1*slider,1* shaper,1*F1,1*F2,1*F3,1*FX,1*FXL, 21mm\n",{"$nulls":3},"Set"]
["RT296-12-266","Endodontic Material","File, pulp canal, dental:1* SX File, 1*slider,1* shaper,1*F1,1*F2,1*F3,1*FX,1*FXL, 25mm\n",{"$nulls":3},"Set"]
["RT296-12-267","Endodontic Material","File, pulp canal, dental:1* SX File, 1*slider,1* shaper,1*F1,1*F2,1*F3,1*FX,1*FXL, 31mm\n",{"$nulls":3},"Set"]
["RT296-12-268","Endodontic Material","File, pulp canal, dental:slider, upto 1mm M Wire, Changing cross section from rhomboid to parallelogram  and progressive taper File Slider 31mm, per pack  ",{"$nulls":3},"Pack"]
["RT296-12-269","Endodontic Material","File, pulp canal, dental:slider, upto 1mm M Wire, Changing cross section from rhomboid to parallelogram  and progressive taper File Slider 25mm,6 per pack  ",{"$nulls":3},"Pack"]
["RT296-12-270","Endodontic Material","File, pulp canal, dental:slider, upto 1mm M Wire, Changing cross section from rhomboid to parallelogram  and progressive taper File Slider 21mm,6 per pack  ",{"$nulls":3},"Pack"]
["RT296-12-271","Endodontic Material","File, pulp canal, dental:shaper, upto 1mm Gold Wire, Changing cross section from rhomboid to parallelogram  and progressive taper File Shaper 21mm,6 per pack ",{"$nulls":3},"Pack"]
["RT296-12-272","Endodontic Material","File, pulp canal, dental:shaper, upto 1mm Gold Wire, Changing cross section from rhomboid to parallelogram  and progressive taper File Shaper 25mm,6 per pack ",{"$nulls":3},"Pack"]
["RT296-12-273","Endodontic Material","File, pulp canal, dental:shaper, upto 1mm Gold Wire, Changing cross section from rhomboid to parallelogram  and progressive taper File Shaper 31mm,6 per pack  ",{"$nulls":3},"Pack"]
["RT296-12-274","Endodontic Material","File, pulp canal, dental:Finisher, upto 1 mm Gold Wire,  rhomboid cross section, fixed apical third taper and regressive taper File , F1 21mm, 6 per pack ",{"$nulls":3},"Pack"]
["RT296-12-275","Endodontic Material","File, pulp canal, dental:Finisher, upto 1 mm Gold Wire,  rhomboid cross section, fixed apical third taper and regressive taper File , F1 25mm, 6 per pack ",{"$nulls":3},"Pack"]
["RT296-12-276","Endodontic Material","File, pulp canal, dental:Finisher, upto 1 mm Gold Wire,  rhomboid cross section, fixed apical third taper and regressive taper File , F1 31mm, 6 per pack ",{"$nulls":3},"Pack"]
["RT296-12-277","Endodontic Material","File, pulp canal, dental:Finisher, upto 1 mm Gold Wire,  rhomboid cross section, fixed apical third taper and regressive taper File , F2 21mm, 6 per pack .",{"$nulls":3},"Pack"]
["RT296-12-278","Endodontic Material","File, pulp canal, dental:Finisher, upto 1 mm Gold Wire,  rhomboid cross section, fixed apical third taper and regressive taper File , F2 25mm, 6 per pack ",{"$nulls":3},"Pack"]
["RT296-12-279","Endodontic Material","File, pulp canal, dental:Finisher, upto 1 mm Gold Wire,  rhomboid cross section, fixed apical third taper and regressive taper File , F2 31mm, 6 per pack ",{"$nulls":3},"Pack"]
["RT296-12-280","Endodontic Material","File, pulp canal, dental:upto 1mm Gold Wire,  rhomboid cross section, fixed apical third taper and regressive taper File , F3 21mm,6 per pack ",{"$nulls":3},"Pack"]
["RT296-12-281","Endodontic Material","File, pulp canal, dental: upto 1mm Gold Wire,  rhomboid cross section, fixed apical third taper and regressive taper File , F3 25mm,6 per pack ",{"$nulls":3},"Pack"]
["RT296-12-282","Endodontic Material","File, pulp canal, dental: upto 1mm Gold Wire,  rhomboid cross section, fixed apical third taper and regressive taper File , F3 31mm,6 per pack  ",{"$nulls":3},"Pack"]
["RT296-12-283","Endodontic Material","File, pulp canal, dental: 1.2 mm blue Wire,  rhomboid cross section, fixed apical 12% taper and  then regressive taper File ,Small Auxillary FX 21mm,3 per pack ",{"$nulls":3},"Pack"]
["RT296-12-284","Endodontic Material"," File, pulp canal, dental: 1.2 mm Blue Wire,  rhomboid cross section,  fixed apical 12% taper and  then regressive  taper File ,Small Auxillary FX 25mm,3 per pack  ",{"$nulls":3},"Pack"]
["RT296-12-285","Endodontic Material","File, pulp canal, dental: 1.2 mm Blue Wire,  rhomboid cross section, fixed apical 12% taper and  then regressive taper File ,Small Auxillary FX 31mm,6 per pack  ",{"$nulls":3},"Pack"]
["RT296-12-286","Endodontic Material","File, pulp canal, dental: 1.2 mm Blue Wire,  rhomboid cross section, fixed apical 10% taper and  then regressive taper File , Large Auxillary FXL 21mm,6 per pack  ",{"$nulls":3},"Pack"]
["RT296-12-287","Endodontic Material","File, pulp canal, dental: 1.2 mm Blue Wire,  rhomboid cross section, fixed apical 10% taper and  then regressive taper File , Large Auxillary FXL 25mm,6 per pack  ",{"$nulls":3},"Pack"]
["RT296-12-288","Endodontic Material","File, pulp canal, dental: 1.2 mm Blue Wire,  rhomboid cross section, fixed apical 10% taper and  then regressive taper File , Large Auxillary FXL 31mm,6 per pack ",{"$nulls":3},"Pack"]
["RT296-12-289","Endodontic Material","Bur, dental, excavaTing: ISO No. 500 205 001 001 014, Tungsten Carbide, RA Long, Round, Plain Cut, Dia 1,4mm\n\n\n",{"$nulls":3},"Each"]
["RT296-12-290","Endodontic Material","Bur, dental, excavaTing: ISO No. 500 205 001 001 018, Tungsten Carbide, RA Long, Round, Plain Cut, Dia 1,8mm\n\n",{"$nulls":3},"Each"]
["RT296-12-291","Endodontic Material","Bur, dental, excavaTing: ISO No. 500 316 001 001 016, Tungsten Carbide, FGX- Long, Round, Plain Cut, Dia 1,6mm\n\n",{"$nulls":3},"Each"]
["RT296-12-292","Endodontic Material","Drill, endodontic: Tungsten Carbide, FG Std, Tapered X-Long (9,0mm), Endo-Z, Dia 0,9mm\nEach\n\n",{"$nulls":3},"Each"]
["RT296-12-293","Endodontic Material","Drill, endondotic: Steel, RA Std, Round, Long Neck, Post Removal, Dia 0.6mm\n1 Pack 6 Pieces\n\n",{"$nulls":3},"Pack"]
["RT296-12-294","Endodontic Material","Drill, endondotic: Diamond, FG, Diamendo, Maillefer Ref 165\n1 Pack 6 Pieces\n\n",{"$nulls":3},"Each"]
["RT296-12-295","Endodontic Material","Drill, endodontic: Diamond, FG, Endo Access Bur, Maillefer Ref 164\n1 Pack 6 Pieces\n\n",{"$nulls":3},"Each"]
["RT296-12-296","Endodontic Material","Drill, endodontic: Post space bur, 25mm, ISO 005 Dia\nEach\n\n\n",{"$nulls":3},"Each"]
["RT296-12-297","Endodontic Material","Drill, endodontic: Post space bur, 25mm, ISO 007 Dia\nEach\n\n",{"$nulls":3},"Each"]
["RT296-12-298","Endodontic Material","Drill, endodontic: Post space bur, 31mm, ISO 005 Dia\nEach\n\n",{"$nulls":3},"Each"]
["RT296-12-299","Endodontic Material","Drill, endodontic: Post space bur, 31mm, ISO 007 Dia\nEach\n\n",{"$nulls":3},"Each"]
["RT296-12-300","Endodontic Material","Drill, endodontic: Therma-cut, assorted - Dia 012, 014 & 016\nAssortment of 6 (2 x 012, 2 x 014, 2 x 016)\n\n",{"$nulls":3},"Set"]
["RT296-12-301","Endodontic Material","Reamer set, pulp canal, dental: Gates Glidden Type G, ISO No. 310 204 679 336 Set (005-015)\n1 Pack 6 Pieces\n\nItem RT296-12-301 to RT296-12-314 will be awarded as a series\n",{"$nulls":3},"Pack"]
["RT296-12-302","Endodontic Material","Reamer, Pulp Canal, Dental: Gates Glidden Type G, ISO No. 310 204 679 336 005\n1 Pack 6 Pieces\n\n",{"$nulls":3},"Pack"]
["RT296-12-303","Endodontic Material","Reamer, Pulp Canal, Dental: Gates Glidden Type G, ISO No. 310 204 679 336 007\n1 Pack 6 Pieces\n\n",{"$nulls":3},"Pack"]
["RT296-12-304","Endodontic Material","Reamer, Pulp Canal, Dental: Gates Glidden Type G, ISO No. 310 204 679 336 009\n1 Pack 6 Pieces\n\n",{"$nulls":3},"Pack"]
["RT296-12-305","Endodontic Material","Reamer, Pulp Canal, Dental: Gates Glidden Type G, ISO No. 310 204 679 336 011\n1 Pack 6 Pieces\n\n",{"$nulls":3},"Pack"]
["RT296-12-306","Endodontic Material","Reamer, Pulp Canal, Dental: Gates Glidden Type G, ISO No. 310 204 679 336 013\n1 Pack 6 Pieces\n\n",{"$nulls":3},"Pack"]
["RT296-12-307","Endodontic Material","Reamer, Pulp Canal, Dental: Gates Glidden Type G, ISO No. 310 204 679 336 015\n1 Pack 6 Pieces\n\n",{"$nulls":3},"Pack"]
["RT296-12-308","Endodontic Material","Reamer Set, Pulp Canal, Dental: Type P, ISO No. 310 204 682 336 Set (007-017)\n1 Pack 6 Pieces\n\n",{"$nulls":3},"Pack"]
["RT296-12-309","Endodontic Material","Reamer, Pulp Canal, Dental: Type P, ISO No. 310 204 682 336 007\n1 Pack 6 Pieces\n\n",{"$nulls":3},"Pack"]
["RT296-12-310","Endodontic Material","Reamer, Pulp Canal, Dental: Type P, ISO No. 310 204 682 336 009\n1 Pack 6 Pieces\n\n",{"$nulls":3},"Pack"]
["RT296-12-311","Endodontic Material","Reamer, Pulp Canal, Dental: Type P, ISO No. 310 204 682 336 011\n1 Pack 6 Pieces\n\n",{"$nulls":3},"Pack"]
["RT296-12-312","Endodontic Material","Reamer, Pulp Canal, Dental: Type P, ISO No. 310 204 682 336 013\n1 Pack 6 Pieces\n\n",{"$nulls":3},"Pack"]
["RT296-12-313","Endodontic Material","Reamer, Pulp Canal, Dental: Type P, ISO No. 310 204 682 336 015\n1 Pack 6 Pieces\n\n",{"$nulls":3},"Pack"]
["RT296-12-314","Endodontic Material","Reamer, Pulp Canal, Dental: Type P, ISO No. 310 204 682 336 017\n1 Pack 6 Pieces\n\n",{"$nulls":3},"Pack"]
["RT296-12-315","Endodontic Material","Point, Endodontic: GP, Master Cones, ISO No.010\n1 Vial 20 Pieces\n\nICN: 18-970-7531 VI\nItem RT296-12-315 to RT296-12-333 will be awarded as a series\n",{"$nulls":3},"Vial"]
["RT296-12-316","Endodontic Material","Point, Endodontic: GP, Master Cones, ISO No.015\n1 Vial 20 Pieces\n\n",{"$nulls":3},"Vial"]
["RT296-12-317","Endodontic Material","Point, Endodontic: GP, Master Cones, ISO No.020\n1 Vial 20 Pieces\n\n",{"$nulls":3},"Vial"]
["RT296-12-318","Endodontic Material","Point, Endodontic: GP, Master Cones, ISO No.025\n1 Vial 20 Pieces\n\n",{"$nulls":3},"Vial"]
["RT296-12-319","Endodontic Material","Point, Endodontic: GP, Master Cones, ISO No.030\n1 Vial 20 Pieces\n\n",{"$nulls":3},"Vial"]
["RT296-12-320","Endodontic Material","Point, Endodontic: GP, Master Cones, ISO No.035\n1 Vial 20 Pieces\n\n",{"$nulls":3},"Vial"]
["RT296-12-321","Endodontic Material","Point, Endodontic: GP, Master Cones, ISO No.040\n1 Vial 20 Pieces\n\n",{"$nulls":3},"Vial"]
["RT296-12-322","Endodontic Material","Point, Endodontic: GP, Master Cones, ISO No.045\n1 Vial 20 Pieces\n\n",{"$nulls":3},"Vial"]
["RT296-12-323","Endodontic Material","Point, Endodontic: GP, Master Cones, ISO No.050\n1 Vial 20 Pieces\n\n",{"$nulls":3},"Vial"]
["RT296-12-324","Endodontic Material","Point, Endodontic: GP, Master Cones, ISO No.055\n1 Vial 20 Pieces\n\n",{"$nulls":3},"Vial"]
["RT296-12-325","Endodontic Material","Point, Endodontic: GP, Master Cones, ISO No.060\n1 Vial 20 Pieces\n\n",{"$nulls":3},"Vial"]
["RT296-12-326","Endodontic Material","Point, Endodontic: GP, Master Cones, ISO No.070\n1 Vial 20 Pieces\n\n",{"$nulls":3},"Vial"]
["RT296-12-327","Endodontic Material","Point, Endodontic: GP, Master Cones, ISO No.080\n1 Vial 20 Pieces\n\n",{"$nulls":3},"Vial"]
["RT296-12-328","Endodontic Material","Point, Endodontic: GP, Master Cones, ISO No.090\n1 Vial 10 Pieces\n\n",{"$nulls":3},"Vial"]
["RT296-12-329","Endodontic Material","Point, Endodontic: GP, Master Cones, ISO No.100\n1 Vial 10 Pieces\n\n",{"$nulls":3},"Vial"]
["RT296-12-330","Endodontic Material","Point, Endodontic: GP, Master Cones, ISO No.110\n1 Vial 10 Pieces\n\n",{"$nulls":3},"Vial"]
["RT296-12-331","Endodontic Material","Point, Endodontic: GP, Master Cones, ISO No.120\n1 Vial 10 Pieces\n\n",{"$nulls":3},"Vial"]
["RT296-12-332","Endodontic Material","Point, Endodontic: GP, Master Cones, ISO No.130\n1 Vial 10 Pieces\n\n",{"$nulls":3},"Vial"]
["RT296-12-333","Endodontic Material","Point, Endodontic: GP, Master Cones, ISO No.140\n1 Vial 10 Pieces\n\n",{"$nulls":3},"Vial"]
["RT296-12-334","Endodontic Material","Point, Endodontic: GP, Secondary Cones, Fine-Fine\n1 Vial 20 Pieces\n\nItem RT296-12-334 to RT296-12-335 will be awarded as series",{"$nulls":3},"Vial"]
["RT296-12-335","Endodontic Material","Point, Endodontic: GP, Secondary Cones, Medium-Fine\n1 Vial 20 Pieces\n\n",{"$nulls":3},"Vial"]
["RT296-12-336","Endodontic Material","Point, Endodontic: Gutta-Percha, Auxilliary, Assortment Sizes A,B,C and D\n1 Box of 4 Tubes, Total of 120 Pieces\n\nItem RT296-12-336 to RT296-12-340 will be awarded as a series\n ",{"$nulls":3},"kit"]
["RT296-12-337","Endodontic Material","Point, Endodontic: Gutta-Percha, Auxilliary, Size A\n1 Box of 4 Tubes, Total of 120 Pieces\n\n",{"$nulls":3},"Box"]
["RT296-12-338","Endodontic Material","Point, Endodontic: Gutta-Percha, Auxilliary, Size B\n1 Box of 4 Tubes, Total of 120 Pieces\n\n",{"$nulls":3},"Box"]
["RT296-12-339","Endodontic Material","Point, Endodontic: Gutta-Percha, Auxilliary, Size C\n1 Box of 4 Tubes, Total of 120 Pieces\n\n",{"$nulls":3},"Box"]
["RT296-12-340","Endodontic Material","Point, Endodontic: Gutta-Percha, Auxilliary, Size D\n1 Box of 4 Tubes, Total of 120 Pieces\n\n",{"$nulls":3},"Box"]
["RT296-12-341","Endodontic Material","Point Endodontic: GP Point F1, 020, Matching Multiple Taper files \n1 box 60 pieces\n\nItem RT296-12-341 to RT296-12-345 will be awarded as a series\n",{"$nulls":3},"Box"]
["RT296-12-342","Endodontic Material","Point Endodontic: GP Point F2, 025, Matching Multiple Taper files \n1 box 60 pieces\n\n",{"$nulls":3},"Box"]
["RT296-12-343","Endodontic Material","Point Endodontic: GP Point F3, 030, Matching Multiple Taper files \n1 box 60 piec",{"$nulls":3},"Box"]
["RT296-12-344","Endodontic Material","Point Endodontic: GP Point F1-F3, Assorted, Matching Multiple Taper files \n1 box 60 pieces\n\n",{"$nulls":3},"Box"]
["RT296-12-345","Endodontic Material","Point Endodontic: GP Point F4-F5, Assorted, Matching Multiple Taper files \n1 box 60 pieces",{"$nulls":3},"Box"]
["RT296-12-346","Endodontic Material","Point, Endodontic: Obturator, 25mm, ISO No.020, Matching multiple taper files\n1 Pack 6 Pieces\n\nItem RT296-12-346 to RT296-12-367 will be awrded as a series.",{"$nulls":3},"Pack"]
["RT296-12-347","Endodontic Material","Point, Endodontic: Obturator, 25mm, ISO No.025, Matching multiple taper files\n1 Pack 6 Pieces\n\n",{"$nulls":3},"Pack"]
["RT296-12-348","Endodontic Material","Point, Endodontic: Obturator, 25mm, ISO No.030, Matching multiple taper files\n1 Pack 6 Pieces\n\n",{"$nulls":3},"Pack"]
["RT296-12-349","Endodontic Material","Point, Endodontic: Obturator, 25mm, ISO No.035, Matching multiple taper files\n1 Pack 6 Pieces\n\n",{"$nulls":3},"Pack"]
["RT296-12-350","Endodontic Material","Point, Endodontic: Obturator, 25mm, ISO No.040, Matching multiple taper files\n1 Pack 6 Pieces\n\n",{"$nulls":3},"Pack"]
["RT296-12-351","Endodontic Material","Point, Endodontic: Obturator, 25mm, ISO No.045, Matching multiple taper files\n1 Pack 6 Pieces\n\n",{"$nulls":3},"Pack"]
["RT296-12-352","Endodontic Material","Point, Endodontic: Obturator, 25mm, ISO No.050, Matching multiple taper files\n1 Pack 6 Pieces\n\n",{"$nulls":3},"Pack"]
["RT296-12-353","Endodontic Material","Point, Endodontic: Obturator, 25mm, ISO No.055, Matching multiple taper files\n1 Pack of 6 Pieces\n\n",{"$nulls":3},"Pack"]
["RT296-12-354","Endodontic Material","Point, Endodontic: Obturator, 25mm, ISO No.060, Matching multiple taper files\n1 Pack of 6 Pieces\n\n",{"$nulls":3},"Pack"]
["RT296-12-355","Endodontic Material","Point, Endodontic: Obturator, 25mm, ISO No.070, Matching multiple taper files\n1 Pack of 6 Pieces\n\n",{"$nulls":3},"Pack"]
["RT296-12-356","Endodontic Material","Point, Endodontic: Obturator, 25mm, ISO No.080, Matching multiple taper files\n1 Pack of 6 Pieces\n\n",{"$nulls":3},"Pack"]
["RT296-12-357","Endodontic Material","Point, Endodontic: Obturator, 25mm, ISO No.090, Matching multiple taper files\n1 Pack of  6 Pieces\n\n",{"$nulls":3},"Pack"]
["RT296-12-358","Endodontic Material","Point, Endodontic: Obturator, 25mm, ISO No.100, Matching multiple taper files\n1 Pack of 6 Pieces\n\n",{"$nulls":3},"Pack"]
["RT296-12-359","Endodontic Material","Point, Endodontic: Obturator, 25mm, ISO No.110, Matching multiple taper files\n1 Pack of 6 Pieces\n\n",{"$nulls":3},"Pack"]
["RT296-12-360","Endodontic Material","Point, Endodontic: Obturator, 25mm, ISO No.120, Matching multiple taper files\n1 Pack of 6 Pieces\n\n",{"$nulls":3},"Pack"]
["RT296-12-361","Endodontic Material","Point, Endodontic: Obturator, 25mm, ISO No.130, Matching multiple taper files\n1 Pack of 6 Pieces\n\n",{"$nulls":3},"Pack"]
["RT296-12-362","Endodontic Material","Point, Endodontic: Obturator, 25mm, ISO No.140, Matching multiple taper files\n1 Pack of 6 Pieces\n\n",{"$nulls":3},"Pack"]
["RT296-12-363","Endodontic Material","Point, Endodontic: Obturator, 25mm, F1 Matching multiple taper files\n1 Pack of 6 Pieces\n\n",{"$nulls":3},"Pack"]
["RT296-12-364","Endodontic Material","Point, Endodontic: Obturator, 25mm, F2 Matching multiple taper files\n1 Pack of 6 Pieces\n\n",{"$nulls":3},"Pack"]
["RT296-12-365","Endodontic Material","Point, Endodontic: Obturator, 25mm, F3 Mashing multiple taper files\n1 Pack of 6 Pieces\n\n",{"$nulls":3},"Pack"]
["RT296-12-366","Endodontic Material","Point, Endodontic: Obturator, 25mm, F4 Mashing multiple taper files\n1 Pack of 6 Pieces\n\n",{"$nulls":3},"Pack"]
["RT296-12-367","Endodontic Material","Point, Endodontic: Obturator, 25mm, F5 Matching multiple taper files\n1 Pack of 6 Pieces\n\n",{"$nulls":3},"Pack"]
["RT296-12-368","Endodontic Material","Point. endodontic: Obturator pulp canal: for Protaper next  size X 2.  Pack of 6                                                                                                                                                                                                                                                                                                                                                                            \nMust be compatible with Protaper Next, GP points and obturators  \nItem RT296-12-368 to RT296-12-374 will be awarded as a series                 ",{"$nulls":3},"Pack"]
["RT296-12-369","Endodontic Material","Point. endodontic: Obturator pulp canal: for Protaper next  size X 3.  Pack of 6                                                                                                                                                                                                                                                                                                                                                                       Must be compatible with Protaper Next, GP points and obturators                    ",{"$nulls":3},"Pack"]
["RT296-12-370","Endodontic Material","Point. endodontic: Obturator pulp canal: for Protaper next  size X 4.  Pack of 6                                                                                                                                                                                                                                                                                                                                                                                 Must be compatible with Protaper Next, GP points and obturators                    ",{"$nulls":3},"Pack"]
["RT296-12-371","Endodontic Material","Point. endodontic: Obturator pulp canal: for Protaper next  size X 5.  Pack of 6                                                                                                                                                                                                                                                                                                                                                                          Must be compatible with Protaper Next, GP points and obturators                    ",{"$nulls":3},"Pack"]
["RT296-12-372","Endodontic Material","Point. endodontic: Gutta Percha points: for Protataper next  size X2.  Pack of 60                                                                                                   \n                                                                                                                                                                                                                                                                     Must be compatible with Protaper Next, GP points and obturators \n                   ",{"$nulls":3},"Pack"]
["RT296-12-373","Endodontic Material","Point. endodontic: Gutta Percha points: for Protataper next  size X 3.  Pack of 60                                                                                                   \n                                                                                                                                                                                                                                                                             Must be compatible with Protaper Next, GP points and obturators                    ",{"$nulls":3},"Pack"]
["RT296-12-374","Endodontic Material","Point. endodontic: Gutta Percha points: for Protataper next  size X 4 and X5.  Pack of 30X4 and 30X5                                                                                                                                                                                                                                                                                                                                                                           Must be compatible with Protaper Next, GP points and obturators                    ",{"$nulls":3},"Pack"]
["RT296-12-375","Endodontic Material","Point. endodontic: Gutta Percha points: for Protataper Gold  size F1.  Pack of 60                                                                                                   \n                                                                                                                                                                                                                                                                             Must be compatible with Protaper Gold, GP points and obturators        \nItem RT296-12-375 to RT296-12-384 will be awarded as a series            ",{"$nulls":3},"Pack"]
["RT296-12-376","Endodontic Material","Point. endodontic: Gutta Percha points: for Protataper Gold  size F2  Pack of 60                                                                                                   \n                                                                                                                                                                                                                                                                               Must be compatible with Protaper Gold, GP points and obturators                    ",{"$nulls":3},"Pack"]
["RT296-12-377","Endodontic Material","Point. endodontic: Gutta Percha points: for Protataper Gold  size F3.  Pack of 60                                                                                                   \n                                                                                                                                                                                                                                                                                Must be compatible with Protaper Gold, GP points and obturators                    ",{"$nulls":3},"Pack"]
["RT296-12-378","Endodontic Material","Point. endodontic: Gutta Percha points: for Protataper Gold  size F4.  Pack of 60                                                                                                   \n                                                                                                                                                                                                                                                                         Must be compatible with Protaper Gold, GP points and obturators                    ",{"$nulls":3},"Pack"]
["RT296-12-379","Endodontic Material","Point. endodontic: Gutta Percha points: for Protataper Gold  size F5.  Pack of 60                                                                                                   \n                                                                                                                                                                                                                                                                          Must be compatible with Protaper Gold, GP points and obturators                    ",{"$nulls":3},"Pack"]
["RT296-12-380","Endodontic Material","Point. endodontic: Theramafill: for Protataper Gold  size F1.  Pack of 6                                                                                                  .                                                                                                                                                                                                                                                                               Must be compatible with Protaper Next, GP points and obturators                    ",{"$nulls":3},"Pack"]
["RT296-12-381","Endodontic Material","Point. endodontic: Theramafill: for Protataper Gold  size F2.  Pack of 6                                                                                                  .                                                                                                                                                                                                                                                                                Must be compatible with Protaper Gold, GP points and obturators                    ",{"$nulls":3},"Pack"]
["RT296-12-382","Endodontic Material","Point. endodontic: Theramafill: for Protataper Gold  size F3.  Pack of 6                                                                                                  .                                                                                                                                                                                                                                                                                Must be compatible with Protaper Gold GP points and obturators                    ",{"$nulls":3},"Pack"]
["RT296-12-383","Endodontic Material","Point. endodontic: Theramafill: for Protataper Gold  size F4.  Pack of 6                                                                                                  .                                                                                                                                                                                                                                                                              Must be compatible with Protaper Gold, GP points and obturators                    ",{"$nulls":3},"Pack"]
["RT296-12-384","Endodontic Material","Point. endodontic: Theramafill: for Protataper Gold  size F5.  Pack of 6                                                                                                  .                                                                                                                                                                                                                                                                                 Must be compatible with Protaper Next, GP points and obturators                    ",{"$nulls":3},"Pack"]
["RT296-12-385","Endodontic Material","Obturator  endodontic: Dual GP cartridges 20G  Pack of 10                                                                                                                                                                                                                                                                                                                                                                \nRT296-12-385 to RT296-12-386 will be awarded as a series\n\n                    ",{"$nulls":3},"Pack"]
["RT296-12-386","Endodontic Material","Obturator  endodontic:Dual GP cartridges 230G  Pack of 10                                                                                                 .                                                                                                                                                                                                                                                                                           ",{"$nulls":3},"Pack"]
["RT296-12-387","Endodontic Material","Point. endodontic: Gutta Percha: for WaveOne size Small.  Pack of 60                                                                                                  .                                                                                                                                                                                                                                                                               Must be compatible with WaveOne System                   ",{"$nulls":3},"Pack"]
["RT296-12-388","Endodontic Material","Point. endodontic: Gutta Percha: for WaveOne size Primary.  Pack of 60                                                                                                  .                                                                                                                                                                                                                                                                                Must be compatible with WaveOne System                     ",{"$nulls":3},"Pack"]
["RT296-12-389","Endodontic Material","Point. endodontic: Gutta Percha: for WaveOne size Large.  Pack of 60                                                                                                  .                                                                                                                                                                                                                                                                                Must be compatible with WaveOne System          ",{"$nulls":3},"Pack"]
["RT296-12-390","Endodontic Material","Point. endodontic: Gutta Percha: for WaveOne size Assorted. Pack of 60                                                                                                  .                                                                                                                                                                                                                                                                                        Must be compatible with WaveOne System                     ",{"$nulls":3},"Pack"]
["RT296-12-391","Endodontic Material","Point. endodontic: Termafill Obturator: for WaveOne size Small.  Pack of 6                                                                                                  .                                                                                                                                                                                                                                                                                     Must be compatible with WaveOne System                    ",{"$nulls":3},"Pack"]
["RT296-12-392","Endodontic Material","Point. endodontic: Termafill Obturator: for WaveOne size Primary  Pack of 6                                                                                                  .                                                                                                                                                                                                                                                                                   Must be compatible with WaveOne System                      ",{"$nulls":3},"Pack"]
["RT296-12-393","Endodontic Material","Point. endodontic: Termafill Obturator: for WaveOne size Large  Pack of 6                                                                                                  .                                                                                                                                                                                                                                                                                       Must be compatible with WaveOne System                   ",{"$nulls":3},"Pack"]
["RT296-12-394","Endodontic Material","Chlorhexidene Gluconate 2%, dental, root canal antiseptic solution\n4 x 1.2ml Syringes\n20 x Dento infuser tips\n20 x Mini brush tips\n\n",{"$nulls":3},"Kit"]
["RT296-12-395","Endodontic Material","Antiseptic, pulp canal, dental, calcium hydroxide paste\n4 x 1.2ml Syringes\n20 x tips\n",{"$nulls":3},"Kit"]
["RT296-12-396","Endodontic Material","Spray dental, pulp vitality tester, tetrafluorane\nTin with 200 grams\n",{"$nulls":3},"Tin"]
["RT296-12-397","Endodontic Material","Solvent root canal, eucoliptical liquid for removing Gutta Percha\n10ml bottle\n",{"$nulls":3},"Bottle"]
["RT296-12-398","Endodontic Material","Solvent root canal, Tetreachlorosthylene liquid for removing Eugenol based root canal sealers\n10ml bottle\n",{"$nulls":3},"Bottle"]
["RT296-12-399","Endodontic Material","Solvent root canal, Formamid amd Phenylethylic alcohol liquid for removing Gutta Percha and resin based root canal sealers\n10ml bottle\n",{"$nulls":3},"Bottle"]
["RT296-12-400","Endodontic Material","Reamer, pulp canal dental, Gates Glidden type, X-Gates\n",{"$nulls":3},"Pack"]
["RT296-12-401","Endodontic Material","File pulp canal, dental, minimal variable taper for root canal catheterization, size 010\nPck of 6 pieces\n\nItem RT296-12-401 to RT296-12-403 will be awarded as a series.\n\n",{"$nulls":3},"Pack"]
["RT296-12-402","Endodontic Material","File pulp canal, dental, minimal variable taper for root canal catheterization, size 013\nPack of 6 pieces\n",{"$nulls":3},"Pack"]
["RT296-12-403","Endodontic Material","File pulp canal, dental, minimal variable taper for root canal catheterization, size 017\nPack of 6 pieces\n",{"$nulls":3},"Pack"]
["RT296-12-404","Endodontic Material","File Pulp Canal, dental ; Mulitple taper Shaping Files 31mm, S1 , Pack 6 Pieces  \n",{"$nulls":3},"Pack"]
["RT296-12-405","Endodontic Material","File Pulp Canal, dental ; Mulitple taper Shaping Files 31mm, S2 Pack 6 Pieces, \n",{"$nulls":3},"Pack"]
["RT296-12-406","Endodontic Material","File Pulp Canal, dental:  Mulitple taper Shaping Files 31mm, F1 Pack 6 Pieces, \n",{"$nulls":3},"Pack"]
["RT296-12-407","Endodontic Material","File Pulp Canal, dental: Mulitple taper Shaping Files 31mm, F2 Pack 6 Pieces, ",{"$nulls":3},"Pack"]
["RT296-12-408","Endodontic Material","File Pulp Canal, dental: Mulitple taper Shaping Files 31mm, F3 Pack 6 Pieces, \n",{"$nulls":3},"Pack"]
["RT296-12-409","Endodontic Material","File Pulp Canal, dental: Mulitple taper Shaping Files 31mm, F4 Pack 6 Pieces \n",{"$nulls":3},"Pack"]
["RT296-12-410","Endodontic Material","File Pulp Canal, dental: Mulitple taper Shaping Files 31mm, F5 Pack 6 Pieces, \n",{"$nulls":3},"Pack"]
["RT296-12-411","Endodontic Material","Sodium Hypochlorite solution  for endodontic disinfection.  3% sodium hypochlorite syringe, \n",{"$nulls":3},"Syringe"]
["RT296-12-412","Endodontic Material","Sodium Hypochlorite solution  for endodontic disinfection.  6% sodium hypochlorite syringe, ",{"$nulls":3},"Each"]
["RT296-13-001","Hypodermic Needle","Needle, hypodermic: disposable, silicone coated, plastic hub with Imperial thread, sterile, 0,3 x 25 mm, 30 gauge short, Box of 100\n Must be compatible to item RT287-04-100\n\n\n",{"$nulls":3},"Box"]
["RT296-13-002","Hypodermic Needle","Needle, hypodermic: disposable, silicone coated, plastic hub with Imperial thread, sterile, 0,4 x 38 mm, 27 gauge long, Box of 100\nMust be compatible to item RT287-04-100\n\n",{"$nulls":3},"Box"]
["RT296-13-003","Hypodermic Needle","Hand piece and Needle, hypodermic, disposable for Single Tooth Anesthesia system: needle 30Ga X ½\" Needle.               \n Item RT296-13-003 to RT296-13-005 will be awarded as a series.",{"$nulls":3},"Each"]
["RT296-13-004","Hypodermic Needle","Hand piece and Needle, hypodermic, disposable for Single Tooth Anesthesia system: needle 30Ga X 1\" Needle.                  \n",{"$nulls":3},"Each"]
["RT296-13-005","Hypodermic Needle","Hand piece and Needle, hypodermic, disposable for Single Tooth Anesthesia system: needle 27Ga X 1¼\" Needle.                  \n",{"$nulls":3},"Each"]
["RT296-13-006","Hypodermic Needle","Needle, hypodermic: Intraosseous Anaesthesia delivery system, needle and drill , Box of 50  \n",{"$nulls":3},"Box"]
["RT296-14-001","Impression material","Impression material, dental: Thermoplastic, Green Stick, Type1\n1 Box 113g\n\n",{"$nulls":3},"Box"]
["RT296-14-002","Impression material","Impression material, dental: Thermoplastic, Red Cakes\n1 Pack of 8\n\n\n",{"$nulls":3},"Box"]
["RT296-14-003","Impression material","Impression material, dental: Zinc-Oxide with Eugenol, Paste For Final Impression, Set\nSet - 60g Hardener, 60g Base, 2 Tube Keys, 1 Mixing Pad\n\n",{"$nulls":3},"Set"]
["RT296-14-004","Impression material","Impression Material, Dental: Zinc-Oxide with Eugenol, Paste For Final Impression, Type 2, Soft, Set\nSet - 1 Tube Base - White Zinc-Oxide Paste 150g, 1 Tube Catalyst - Red Eugenol Paste 60g, 1 Mixing Pad\n\n",{"$nulls":3},"Set"]
["RT296-14-005","Impression material","Cleaning compound, dental tray: Solvent for Zinc-Oxide Eugenol Cement and Paste, Citric Acid Based, 1 bottle, 240ml",{"$nulls":3},"Bottle"]
["RT296-14-006","Impression material","Plaster, Orthopedic and Dental: Impression, Low Expandion, Type 1\n1 Bucket 5 kg\n\n",{"$nulls":3},"Container"]
["RT296-14-007","Impression material","Impression material, dental: Alginate, Dust-Free, Rapid Set, Lead Free, Germicidal, Three Colour Timed, Bucket\n1 Bucket 600g\n\n",{"$nulls":3},"Container"]
["RT296-14-008","Impression material","Impression material, dental: Alginate, Dust-Free, Lead free, Thixotropic Rapid Set, Refill\n1 Bag 500g\n\nICN: 18-970-9860 BG",{"$nulls":3},"bag"]
["RT296-14-009","Impression material","Impression material, dental: Alginate, Dust-Free, Lead free, Thixotropic Regular Set, Refill\n1 Bag 500g\n\nICN: 18-970-7606 BG",{"$nulls":3},"bag"]
["RT296-14-010","Impression material","Adhesive, Alginate, Dental: Aerosol, Alginate Impression Material\n1 Tin 200ml\n\n",{"$nulls":3},"Tin"]
["RT296-14-011","Impression material","Cleaning Compound, Dental Tray: Aerosol, Alginate Impression Material Adhesives\n1 Tin 160ml\n\n",{"$nulls":3},"Tin"]
["RT296-14-012","Impression material","Impression material, dental: Polyether Rubber, Two Paste System, Penta System, Refill, 2 base paste, 300ml each, 2 catalyst 60ml each\n\n",{"$nulls":3},"Set"]
["RT296-14-013","Impression material","Tip syringe dental impression material: Polyether RubberMixing Tip for Penta Machine.\n\n",{"$nulls":3},"Box"]
["RT296-14-014","Impression material","Impression material, dental: Polyether Rubber, Two Paste System, Set\nSet - 2 Tubes Base 130g each (120ml), 2 Tubes Catalyst 20g each (120ml), 1 Mixing Pad\n\n\n\n",{"$nulls":3},"Set"]
["RT296-14-015","Impression material","Adhesive, impression material, Dental: Polyether Rubber Impression Material\n1 Bottle 17ml\n\n",{"$nulls":3},"Bottle"]
["RT296-14-016","Impression material","Bite registration material, dental: Addition-Cured Silicone Rubber (Vinyl Polysiloxane),  micro system Jet Bite\nSingle Pack - 4 Cartridge Jet Bite 25ml each, 20 microMixing Tips neutral, 20 microSpreader Tips\n\n",{"$nulls":3},"Box"]
["RT296-14-017","Impression material","Tip, syringe, dental impression material: micromixing Tips Light Body, Colour Green\n1 Pack 40 Pieces\n\nICN: 18-026-7895 BX\nItem RT296-14-017 to RT296-14-021 will be awarded as a series\n",{"$nulls":3},"Box"]
["RT296-14-018","Impression material","Tip, syringe, dental impression material: micromixing Tips Regular body, Colour Neutral\n1 Pack 40 Pieces\n\n",{"$nulls":3},"Pack"]
["RT296-14-019","Impression material","Tip, Syringe, Dental Impression Material: microOral Tips\n1 Pack 100 Pieces\n\nICN: 18-026-7899 BX",{"$nulls":3},"Pack"]
["RT296-14-020","Impression material","Tip, syringe, dental impression material: micromixing Tips (colour neutral) and microSpreader Tips\n1 Pack 40 Pieces\n\n",{"$nulls":3},"Pack"]
["RT296-14-021","Impression material","Dispenser, impression material, dental: microsystem Dispenser\nEach\n\n",{"$nulls":3},"Each"]
["RT296-14-022","Impression material","Pressure indicaTing compound, dental: A-Silicone for checking pressure Spots and accuracy of fit of fixed prosthesis\n50g Base, 65g Catalyst, Accessories\n\n",{"$nulls":3},"Box"]
["RT296-14-023","Impression material","Pressure indicationg compound, dental: C-Silicone for checking pressure Spots and accuracy of fit of dentures, white\n80g Base, 20g Catalyst, Accessories\n\n\n",{"$nulls":3},"Box"]
["RT296-14-024","Impression material","Impression material, dental: Elastomeric Monophase, vinyl polysiloxane Hydrophylic (three-dimensional polymer web chemistry)\n1 Tube Base 90 ml, 1 Tube Catalyst 90ml, 1 Bottle Tray Adhesive 14 ml\n\n",{"$nulls":3},"Kit"]
["RT296-14-025","Impression material","Adhesive, impression material, dental: Elastomeric Monophase, Hydrophylic (three-dimensional polymer web chemistry)\n1 Bottle Tray Adhesive 14 ml\n",{"$nulls":3},"Bottle"]
["RT296-14-026","Impression material","Impression material, dental: Elastomeric Monophase, Hydrophylic (three-dimensional polymer web chemistry) Light Body Introductory Kit\nIntroductory Kit - 1 Cartridge LV 25ml, 1 Cartridge ULV 25ml, Cartridge Gun and Accessories\n\n\nICN: 18-026-9971 KT",{"$nulls":3},"Kit"]
["RT296-14-027","Impression material","Impression material, dental: Elastomeric Monophase, Hydrophylic (three-dimensional polymer web chemistry) LV Standard\nStandard Package - 4 Cartridges 50ml each\n\n",{"$nulls":3},"Box"]
["RT296-14-028","Impression material","Impression material, dental: Elastomeric Monophase, Hydrophylic (three-dimensional polymer web chemistry); ULV Standard\nStandard Package - 4 Cartridges 50ml each\n\n",{"$nulls":3},"Box"]
["RT296-14-029","Impression material","Impression material, dental:  Elastomeric Monophase, Hydrophylic (tree-dimensional polymer web chemistry); Soft Putty, fast set\n De1 Tub Base 450g, 1 Tub Catalyst 450g\n\n\n\n",{"$nulls":3},"Set"]
["RT296-14-030","Impression material","Tip, dental material dispenser: Intra Oral Tips for use with LV and ULV\n1 Pack 100 Pieces\nMust be compatible monophase",{"$nulls":3},"Pack"]
["RT296-14-031","Impression material","Tip, dental material dispenser: Mixing Tips for use with LV and ULV\n1 Pack 48 Pieces\n\nMust be compatible monophase",{"$nulls":3},"Pack"]
["RT296-14-032","Impression material","Dispenser, impression materials, dental: Auto Mix 50 Gun for use with LV and ULV\nEach\n\nICN: 18-026-9977 EA",{"$nulls":3},"Each"]
["RT296-14-033","Impression material","Chlorohexidene Gluconate 2%, dental slurry, for removing temporary cement and cleaning and disinfecTing prep areas\n4 x 1.2ml Syringes\n2 x ICB brushes\n20 x White Mac tips\n\n",{"$nulls":3},"Kit"]
["RT296-14-034","Impression material","Impression material, dental: Addition cured Silicone rubber, Cartridge system refills; Monophase fast set Box with 6 x (2 x 50ml) monophase fast set and 6 x 6 Mixing tips green (1:1)\nRT296-14-034 to RT296-14-039 will be awarded as a series",{"$nulls":3},"Box"]
["RT296-14-035","Impression material","Impression material, dental: Addition cured Silicone rubber, Cartridge system refills; Monophase regular set . Box with 6 x (2 x 50ml) monophase regular set and 6 x 6 Mixing tips green (1:1)\n",{"$nulls":3},"Box"]
["RT296-14-036","Impression material","Impression material, dental: Addition cured Silicone rubber, Cartridge system refills; Monophase  medium fast set  Box with 6 x (2 x 50ml) monophase medium fast set and 6 x 6 Mixing tips yellow (1:1)\n",{"$nulls":3},"Box"]
["RT296-14-037","Impression material","Impression material, dental: Addition cured Silicone rubber, Cartridge system refills; Monophase medium regular set . Box with 6 x (2 x 50ml) monophase medium regular set and 6 x 6 Mixing tips yellow (1:1)\n",{"$nulls":3},"Box"]
["RT296-14-038","Impression material","Impression material, dental: Addition cured Silicone rubber, Cartridge system refills; Monophase light fast set Box with 6 x (2 x 50ml) monophase light fast set and 6 x 6 Mixing tips yellow (1:1)\n",{"$nulls":3},"Box"]
["RT296-14-039","Impression material","Impression material, dental: Addition cured Silicone rubber, Cartridge system refills; Monophase light regular set  Box with 6 x (2 x 50ml) monophase light regular set and 6 x 6 Mixing tips yellow (1:1)\n",{"$nulls":3},"Box"]
["RT296-14-040","Impression material","Impression material, dental: Addition cured Silicone rubber, Dispensing gun for 50ml automix cartridges for light body\nItem RT296-14-040 to RT296-14-050 will be awarded as a series",{"$nulls":3},"Each"]
["RT296-14-041","Impression material","Impression material, dental: Addition cured Silicone rubber, Dynamix Cartridge system refills;  Box with  (2 x 380ml) Dynamix putty, 1 Dynamix Mixing tips and 1 Dynamix fixation ring\n",{"$nulls":3},"Box"]
["RT296-14-042","Impression material","Impression material, dental: Addition cured Silicone rubber, Dynamix Speed Cartridge Accessories .Box with 1 x 50 Dynamix mixing tips and 1 Dynamix fixation ring\n",{"$nulls":3},"Box"]
["RT296-14-043","Impression material","Impression material, dental: Addition cured Silicone rubber, Hand mix system ; Putty fast set . Set with 2 x 50ml (wash) putty fast set (2 x 500 ml each of base and catalyst)\n",{"$nulls":3},"Set"]
["RT296-14-044","Impression material","Impression material, dental: Addition cured Silicone rubber, Hand mix system ; Putty soft fast set  Set with 2 x 50ml (wash) putty soft fast set (2 x 500 ml each of base and catalyst)\n",{"$nulls":3},"Set"]
["RT296-14-045","Impression material","Impression material, dental: Addition cured Silicone rubber, Hand mix system ; Putty regular set  Set with 2 x50ml (wash) putty regular set (2 x 500 ml each of base and catalyst)\n",{"$nulls":3},"Set"]
["RT296-14-046","Impression material","Impression material, dental: Addition cured Silicone rubber, Hand mix system ; Putty soft regular set  Set with 2x50ml (wash) putty soft regular set (2 x 500 ml each of base and catalyst)\n",{"$nulls":3},"Set"]
["RT296-14-047","Impression material","Impression material, dental: Addition cured Silicone rubber, Automix wash heavy body  containing 2 x 50ml catridges.\n",{"$nulls":3},"Catridge"]
["RT296-14-048","Impression material","Impression material, dental: Addition cured Silicone rubber,  Automix wash; Medium viscosity  2 x 50ml catridges\n",{"$nulls":3},"Catridge"]
["RT296-14-049","Impression material","Impression material, dental: Addition cured Silicone rubber, Automix wash; Light body  2 x 50ml catridges",{"$nulls":3},"Catridge"]
["RT296-14-050","Impression material","Impression material, dental:  Elastomeric Monophase, Hydrophylic (tree-dimensional polymer web chemistry); Soft Putty, Regular set\nDe1 Tub Base 450g, 1 Tub Catalyst 450g\n\n",{"$nulls":3},"Set"]
["RT296-14-051","Impression material","Dispenser, additional cure silicone impression materials, dental: Auto Mix gun/garant compatabile with material supplied in series \nEach\nItem  RT296-14-051 to RT296-14-054 will be awarded as a series",{"$nulls":3},"Each"]
["RT296-14-052","Impression material","Tip, dental material dispenser:  Mixing Tip for use with additional cured silicone\n1 Packet 50 tips supplied in series                                 ",{"$nulls":3},"Pack"]
["RT296-14-053","Impression material","Tip, dental material dispenser: Intra Oral Tips for use with LV and ULV\n1 Pack 100 Pieces                                          \n\n",{"$nulls":3},"Pack"]
["RT296-14-054","Impression material","Adhesive, impression material, Dental: aditional cured silicone impression material, 1 Bottle \n",{"$nulls":3},"Bottle"]
["RT296-14-055","Impression material","Impression tray, dental:  Disposable, dentate, upper, small\n1 Box 25 Pieces\n\nICN: 18-970-5035 BX\nItem  RT296-14-055 to RT296-14-065 and RT296-14-073 to RT296-14-074 will be awarded as a series",{"$nulls":3},"Box"]
["RT296-14-056","Impression material","Impression tray, dental:  Disposable, dentate, lower, Small\n1 Box 25 Pieces\n\n",{"$nulls":3},"Box"]
["RT296-14-057","Impression material","Impression tray, dental:  Disposable, dentate, upper, large \n1 Box 25 Pieces\n\n",{"$nulls":3},"Box"]
["RT296-14-058","Impression material","Impression tray, dental:  Disposable, dentate, lower, large\n1 Box 25 Pieces\n\n",{"$nulls":3},"Box"]
["RT296-14-059","Impression material","Impression tray, dental: Disposable, edentulous, upper, average No.5 (ZO 1)\n1 Box 25 Pieces\n\n",{"$nulls":3},"Box"]
["RT296-14-060","Impression material","Impression tray, dental: Disposable, edentulous, lower, average No.6 (ZU 1)\n1 Box 25 Pieces\n\n",{"$nulls":3},"Box"]
["RT296-14-061","Impression material","Impression tray, dental: Disposable, edentulous, upper, large No.3 (ZO 2)\n1 Box 25 Pieces\n\n",{"$nulls":3},"Box"]
["RT296-14-062","Impression material","Impression tray, dental: Disposable, edentulous, lower, large No.4 (ZU 2)\n1 Box 25 Pieces\n\n",{"$nulls":3},"Box"]
["RT296-14-063","Impression material","Impression tray, dental: Disposable, dentulous, sectional, anterior, upper/lower, No.20\n1 Box 25 Pieces\n\n\n",{"$nulls":3},"Box"]
["RT296-14-064","Impression material","Impression tray, dental: Disposable, dentulous, sectional, quadrant-left, upper/lower, No.21\n1 Box 25 Pieces\n\n\n",{"$nulls":3},"Box"]
["RT296-14-065","Impression material","Impression tray, dental: Disposable, dentulous, sectional, quadrant-right, upper/lower, No.22\n1 Box 25 Pieces\n\n\n",{"$nulls":3},"Box"]
["RT296-14-066","Impression material","Impression tray, dental:  Disposable, dentate, lower, peado, orthhodontic tray,size small 12 per pack\n",{"$nulls":3},"Pack"]
["RT296-14-067","Impression material","Impression tray, dental:  Disposable, dentate, upper, peado, orthhodontic tray, size small 12 per pack",{"$nulls":3},"Pack"]
["RT296-14-068","Impression material","Impression tray, dental:  Disposable, dentate, upper, peado, orthhodontic tray,size medium, 12 per pack",{"$nulls":3},"Pack"]
["RT296-14-069","Impression material","Impression tray, dental:  Disposable, dentate, lower, peado, orthhodontic tray,size medium, 12 per pack",{"$nulls":3},"Pack"]
["RT296-14-070","Impression material","Putty: dental laboratory; silicone putty for denture technique, Kit consisTing of 2 x 450ml canisters\n",{"$nulls":3},"Kit"]
["RT296-14-071","Impression material","Putty: dental laboratory, silicone putty for denture technique,  Kit consisTing of 2 x 450ml canisters\n",{"$nulls":3},"Kit"]
["RT296-14-072","Impression material","Putty: Dental laboratory;elastomeric putty for denture technique, extraoral application, hand mix system \n Lab-Putty Economy-Pack Set consisTing of 1 x 7.5kg Bucket Base Putty and 8 x 40ml Tube Activator with 5 Dosing Spoons      Packaging: Set  \n",{"$nulls":3},"Set"]
["RT296-15-001","Infection control","Sleeve, surface barrier, dental:  Intra-oral camera cover\n1 Box 50 Sleeves\n\n",{"$nulls":3},"Box"]
["RT296-15-002","Infection control","Sleeve, surface barrier, dental:  Intra-oral digital sensor cover\n1 Box 50 Sleeves\n\n",{"$nulls":3},"Box"]
["RT296-15-003","Infection control","Disinfectant solution, dental:  Cold Sterilizing, Dentured Alcohol (Ethanol with 2 - Phenyphenol and 4-Tert-Amylphenol), Disposable Disinfectant Sleeves for Handpieces\n1 Box, 24 Sleeves, 15 ml each (1/2 fl oz)\n\n",{"$nulls":3},"Box"]
["RT296-15-004","Infection control","Disinfectant solution, dental:  Soak-and-rinse or Ultrasonic baths, to cleanse disinfect decontaminate medical, dental and surgical instruments\n1 Container 750 g\n\n",{"$nulls":3},"Container"]
["RT296-15-005","Infection control","Disinfectant, dental: Chlorine dioxide tablets : 50ppm when dissolved in 8L water, 1L Spray Bottle with nozzle: white transparent with markings,  10L Tank with tap: with protective coaTing and with markings, KIT. \nItem RT296-15-005 to RT296-15-009 will be awarded as a series",{"$nulls":3},"KIT "]
["RT296-15-006","Infection control","Chlorine dioxide tablets : Disinfectant, dental, 50ppm when dissolved in 1L water,  disinfectant, pack of 30,                                                    \n",{"$nulls":3},"Box"]
["RT296-15-007","Infection control","Chlorine dioxide tablets : 50ppm when dissolved in 8L water,  disinfectant, dental, pack of 20,                                                  ",{"$nulls":3},"Box"]
["RT296-15-008","Infection control","1L Spray Bottle with nozzle: white transparent with markings for mixing measurements fro the Chlorine dioxide tablets  ",{"$nulls":3},"Bottle"]
["RT296-15-009","Infection control","10L Tank with tap: with protective coating  and with markings for mixing measurements fro the Chlorine dioxide tablets                                                  ",{"$nulls":3},"Tank "]
["RT296-15-010","Infection control","Hypochlorous acid: 1000mg/L, disinfectant, dental, 1 litre bottle                                                                                       .",{"$nulls":3},"Bottle"]
["RT296-15-011","Infection control","Sanitizer-detergent, general purpose, dental:  Surface Disinfectant, All Surfaces, Bromonitropane-diol and Non corrosive, effective against broad spectrum of antimicrobials, Spray\n1 Bottle 500ml\n\n",{"$nulls":3},"Bottle"]
["RT296-15-012","Infection control","Sanitizer-detergent, general purpose, dental:  Vacuum System Cleanser, Non-Foaming, Non-corrosive Concentrate  able to dissolve impression material, organic tissue, bone fragements, rope- like siliva, and other odour formimg bacteria and dental debris\n5L bottle to make 176 L\n\n",{"$nulls":3},"Bottle"]
["RT296-15-013","Infection control","Cleaning compound for ultrasonic, dental:  Enzynmatic Ultrasonic Cleaning Concentrate in MeterDose\n1 Bottle 236 ml (8oz) to make 29 liters diluted yield\n",{"$nulls":3},"Bottle"]
["RT296-15-014","Infection control","Bag sterilization: Self seal pouches, medical grade paper and 2 ply laminate film double sealed, Size 85x165mm\n1 Box 200 Pouches\nItem RT296-15-014 to RT296-15-018 must be compatible",{"$nulls":3},"Box"]
["RT296-15-015","Infection control","Bag sterilization: Self seal pouches, medical grade paper and 2 ply laminate film double sealed, Size 70x255mm\n1 Box 200 pouches\n",{"$nulls":3},"Box"]
["RT296-15-016","Infection control","Bag sterilization: Self seal pouches, medical grade paper and 2 ply laminate film double sealed, Size 90x255mm\n1 Box 200 pouches\n",{"$nulls":3},"Box"]
["RT296-15-017","Infection control","Bag sterilization: Self seal pouches, medical grade paper and 2 ply laminate film double sealed, size 140x280mm\n1 box 200 pouches\n",{"$nulls":3},"Box"]
["RT296-15-018","Infection control","Bag sterilization: Self seal pouches, medical grade paper and 2 ply laminate film double sealed, size 180x330mm\n1 box 200 pouches\n",{"$nulls":3},"Box"]
["RT296-15-019","Infection control","Clearing solution, dental:  Mirror heads, spray\n1 bottle 250 ml\n\n",{"$nulls":3},"Bottle"]
["RT296-15-020","Infection control","Barrier dental, chair, copolymer plastic, aprx 112cm x 142 cm\n\n",{"$nulls":3},"Pack"]
["RT296-15-021","Infection control","Barrier dental, headrest cover, Apx 27cm x 24cm\n",{"$nulls":3},"Pack"]
["RT296-15-022","Infection control","Barrier dental, light sleeve , L style apx 2.5cm x 20cm\n",{"$nulls":3},"Pack"]
["RT296-15-023","Infection control","Barrier dental, Light sleeve, T style apx 10.2cm x 14cm\n",{"$nulls":3},"Pack"]
["RT296-15-024","Infection control","Barrier dental, 3 way syringe Sleeve, disposable, apx 6.5cm x 25cm\n",{"$nulls":3},"Pack"]
["RT296-15-025","Infection control","Barrier dental, disposable, for straight handpiece,  Ultrasonic Handpiece\n",{"$nulls":3},"Pack"]
["RT296-15-026","Infection control","Barrier dental, disposable, for Contra angle and Slow Handpiece\n",{"$nulls":3},"Pack"]
["RT296-15-027","Infection control","Barrier dental, disposable, Impression Gun Cover\n",{"$nulls":3},"Pack"]
["RT296-15-028","Infection control","Tip dental 3 way syringe, disposable long  Min 3 per Pack\n\n",{"$nulls":3},"Pack"]
["RT296-15-029","Infection control","Tip dental 3 way syringe, disposable short; min 3 per pack\n",{"$nulls":3},"Pack"]
["RT296-15-030","Infection control","Tip dental 3 way syringe, disposable, conversion kit\n",{"$nulls":3},"Kit"]
["RT296-16-001","Laboratory Cobalt-Chrome material","Investment, dental:  Base Metal Casting, Cobalt-Chrome for Fine Investment\n1 Bottle 200ml\n\n\n",{"$nulls":3},"Bottle"]
["RT296-16-002","Laboratory Cobalt-Chrome material","Investment, dental:  Base Metal Casting, Cobalt-Chrome Phosphate Silicate Bonded, Standard, Powder and Liquid Set\nSet - 15 x 400g packets, 1 Bottle Liquid 600ml\n\n\n",{"$nulls":3},"Set"]
["RT296-16-003","Laboratory Cobalt-Chrome material","Investment, dental:  Soldering, Phosphate Bonded, Carbon Free Powder\n1 jar 4,5 kg\n\n",{"$nulls":3},"Jar"]
["RT296-16-004","Laboratory Cobalt-Chrome material","Investment, dental:  Model DuplicaTing Material, Chromium Alloy Casting, Gel \n1 bucket 6 kg\n\n",{"$nulls":3},"Bucket"]
["RT296-16-005","Laboratory Cobalt-Chrome material","Investment, dental:  Duplicating Material, Silicone, Addition Cured, 2 Component Set\n1 Set 2 x 1 kg bottles\n\n",{"$nulls":3},"Set"]
["RT296-16-006","Laboratory Cobalt-Chrome material","Die Casting powder, Dental:  Refractory Investment Material for Ceramic Inlays, Onlays and Facings\n1 Box 40 x 30 g bags;  250 ml Mixing Liquid;  Measuring Syringe\n\n",{"$nulls":3},"Set"]
["RT296-16-007","Laboratory Cobalt-Chrome material","Investment, dental: Base Metal Casting, Cobalt-Chrome Phosphate Silicate Bonded, Standard, Powder 15 x 400g \nbag, \t\nItem RT296-16-007 to RT296-16-009 will be awarded as a series\n\t\t\t\t\t\n",{"$nulls":3},"bag"]
["RT296-16-008","Laboratory Cobalt-Chrome material","Investment, dental: Base Metal Casting, Cobalt-Chrome Phosphate Silicate Bonded, Standard, Liquid,  1 bottle of 1 litre\t\t\t\t\t\n",{"$nulls":3},"Bottle"]
["RT296-16-009","Laboratory Cobalt-Chrome material","Investment, dental: Model DuplicaTing Material, silicone for duplicaTing of models and implants. . Set consisTing of 2 x 21,2 l (25kg) canisters A&B\n",{"$nulls":3},"Set"]
["RT296-16-010","Laboratory Cobalt-Chrome material","Investment, dental: Base metal Casting and lithium disilicate pressing, phosphate silicate bonded, powder 1 Pack 60 x 100g packets,. Gill Vest Powder          \nPackaging: Pack\nItem RT296-16-010 to RT296-16-011 will be awarded as a series",{"$nulls":3},"Pack"]
["RT296-16-011","Laboratory Cobalt-Chrome material","Investment, dental: Base metal Casting and lithium disilicate pressing, phosphate silicate bonded, liquid 1 bottle 1 litre,     \n\nPackaging: Bottle\n",{"$nulls":3},"Bottle"]
["RT296-16-012","Laboratory Cobalt-Chrome material","Cobalt-chromium alloy, dental Casting ingot:  Base Metal, Removable Partial Dentures, ADA Spec. No.14, Extra Hard\n1 container 100g\n\n",{"$nulls":3},"Container"]
["RT296-16-013","Laboratory Cobalt-Chrome material","Brazing alloy, gold:  Cobalt-Chrome Alloys, Temp 1180 C, Corrosion-Resistant, Flux Included\n1 pack 5 Strips 5g each\n\n",{"$nulls":3},"Pack"]
["RT296-16-014","Laboratory Cobalt-Chrome material","Brazing alloy, gold:  Precious Ceramic Alloys, Temp 1060 C, Repair and Joining Gold Alloys prior to Ceramic Application, Flame soldering\n1 reel 5g\n\n",{"$nulls":3},"Reel"]
["RT296-16-015","Laboratory Cobalt-Chrome material","Hardener, dental:  DuplicaTing Models, Dipping Liquid, Cobalt-Chrome Technique\n1 can 1 litre\n\n\n",{"$nulls":3},"can"]
["RT296-16-016","Laboratory Cobalt-Chrome material","Wetting agent:  Cobalt-Chrome Technique, Liquid\n1 Bottle 100ml\n\n",{"$nulls":3},"Bottle"]
["RT296-16-017","Laboratory Cobalt-Chrome material","CRC - Mould former, large",{"$nulls":3},"4 pieces"]
["RT296-16-018","Laboratory Cobalt-Chrome material","CRC - Mould former, small",{"$nulls":3},"6 pieces"]
["RT296-16-019","Laboratory Cobalt-Chrome material","Ceramic melting crucibles for Fornax. Ref No. 52482  B322022",{"$nulls":3},"6 pieces"]
["RT296-16-020","Laboratory Cobalt-Chrome material","Relining and Casting adhesive coated wax. 10x10cm. Transparent 0.75mm\nBox of 35 sheets",{"$nulls":3},"Box"]
["RT296-17-001","Laboratory crown and bridge material","Ceramic liquid, dental:  Alluminium Oxide bonding ceramic substructure system (Allumina)\n1 Container 20 x 5ml Ampoules\n\nItem RT296-17-001 to RT 296-17-010 will be awarded as a series",{"$nulls":3},"Container"]
["RT296-17-002","Laboratory crown and bridge material","Ceramic liquid, dental: Mixing Liquid Additive\n1 Bottle 5ml\n\n\n",{"$nulls":3},"Bottle"]
["RT296-17-003","Laboratory crown and bridge material","Ceramic liquid, dental:  Testing Liquid\n1 Bottle 6ml\n\n\n",{"$nulls":3},"Bottle"]
["RT296-17-004","Laboratory crown and bridge material","Die spacer, dental:  Interspace Varnish\n1 Bottle 30ml\n\n\n",{"$nulls":3},"Bottle"]
["RT296-17-005","Laboratory crown and bridge material","Hardener, dental:  Stabilizer\n1 Bottle 30ml\n\n",{"$nulls":3},"Bottle"]
["RT296-17-006","Laboratory crown and bridge material","Lubricant, mould, dental:  Sealant\n1 Bottle 30ml\n\n\n",{"$nulls":3},"Bottle"]
["RT296-17-007","Laboratory crown and bridge material","Thinners, dental die spacer:  Interspace Varnish Thinner\n1 Bottle 30ml\n\n\n",{"$nulls":3},"Bottle"]
["RT296-17-008","Laboratory crown and bridge material","Ceramic Powder, Dental:  Vita In-Ceram Alumina Glass Powder No`s.  A1, A2, A3 , A3.5, A4, B1, B2, B3, B4,C1,C2,C3, C4, D3,D4\n1 Bottle 25g\n\n",{"$nulls":3},"Bottle"]
["RT296-17-009","Laboratory crown and bridge material","Ceramic Powder, Dental:  Powder  Aluminium Oxide \n1 Box 400g\n\n",{"$nulls":3},"Box"]
["RT296-17-010","Laboratory crown and bridge material","Die Casting Powder, Dental:   Special Plaster, refactory die.\n1 Box 20 x 20g Sachets\n\n",{"$nulls":3},"Box"]
["RT296-17-011","Laboratory crown and bridge material","Ceramic assortment kit, Dental: Luminary and Opal Translucent Porcelains\nKit - 12 x 12g\n\nItem RT296-17-011 to RT296-17-032 will be awarded as a series\n",{"$nulls":3},"Kit"]
["RT296-17-012","Laboratory crown and bridge material","Ceramic assortment kit, dental:  Gingiva Porcelains\nKit - 6 x 12g\n\n\n",{"$nulls":3},"Kit"]
["RT296-17-013","Laboratory crown and bridge material","Ceramic assortment kit, dental:  Opaque Kit\nKit (Opaque Wash, Paste, Liquid, Brush and Spatula)\n\n\n",{"$nulls":3},"Kit"]
["RT296-17-014","Laboratory crown and bridge material","Ceramic liquid, dental:  Modelling\n1 Bottle 245ml\n\n",{"$nulls":3},"Bottle"]
["RT296-17-015","Laboratory crown and bridge material","Ceramic liquid, dental:   Opaque\n1 Bottle 245ml\n\n",{"$nulls":3},"Bottle"]
["RT296-17-016","Laboratory crown and bridge material","Ceramic liquid, dental:  Paste Opaque\n1 Bottle 15ml\n\n\n",{"$nulls":3},"Bottle"]
["RT296-17-017","Laboratory crown and bridge material","Ceramic powder, dental:  Gingiva Porcelain G1 to G6\n1 Bottle 12g\n\n\n",{"$nulls":3},"Bottle"]
["RT296-17-018","Laboratory crown and bridge material","Ceramic powder, dental:  Luminary No`s. LM1 to LM9\n1 Bottle 12g\n\n\n",{"$nulls":3},"Bottle"]
["RT296-17-019","Laboratory crown and bridge material","Ceramic powder, dental: Opal Translucent No`s. OT1 to OT3\n1 Bottle 12g\n\n\n",{"$nulls":3},"Bottle"]
["RT296-17-020","Laboratory crown and bridge material","Ceramic powder, dental:  Cervical No`s. 091, 092, 093 and 094\n1 Bottle 12g\n\n\n",{"$nulls":3},"Bottle"]
["RT296-17-021","Laboratory crown and bridge material","Ceramic powder, dental:  Omega Color Opaque No`s. 021, 022, 023, 024, 025, 026, 027 and 028\n1 Bottle 12g\n\n",{"$nulls":3},"Bottle"]
["RT296-17-022","Laboratory crown and bridge material","Ceramic powder, dental:  No commentive No.121\n1 Bottle 12g\n\n",{"$nulls":3},"Bottle"]
["RT296-17-023","Laboratory crown and bridge material","Ceramic powder, dental:  DenTine No`s. 051, 052, 053, 054, 055, 056, 057, 058, 059, 060, 061, 062, 063, 064, 065 and 066\n1 Bottle 50g\n\n\n",{"$nulls":3},"Bottle"]
["RT296-17-024","Laboratory crown and bridge material","Ceramic powder, dental:  Enamel No`s. 071, 072, 073 and 074\n1 Bottle 50g\n\n",{"$nulls":3},"Bottle"]
["RT296-17-025","Laboratory crown and bridge material","Ceramic powder, dental:  Omega Intensive No`s. 111, 112, 113, 114, 115, 116, 117, 118, 119 and 120\n1 Bottle 12g\n\n",{"$nulls":3},"Bottle"]
["RT296-17-026","Laboratory crown and bridge material","Ceramic powder, dental:  Margin Powder No`s. Mar 1 to Mar 6, Mar N\n1 Bottle 12g each\n\n\n",{"$nulls":3},"Bottle"]
["RT296-17-027","Laboratory crown and bridge material","Ceramic powder, dental:  Omega Opaque DenTine No`s. 031, 032, 033, 034, 035, 036, 037, 038, 039, 040, 041, 042, 043, 044, 045 and 046\n1 Bottle 50g\n\n\n",{"$nulls":3},"Bottle"]
["RT296-17-028","Laboratory crown and bridge material","Ceramic powder, dental:  Opaque No`s.  001, 002, 003, 004, 005, 006, 007, 008, 009, 010, 011, 012, 013, 014, 015 and 016\n1 Bottle 50g\n\n\n",{"$nulls":3},"Bottle"]
["RT296-17-029","Laboratory crown and bridge material","Ceramic powder, dental:  Paste Opaque No`s. A1, A2, A3, A4, B1, B2, B3, B4, C1, C2, C3, C4, D2 and D4\n1 Bottle 5g\n\n",{"$nulls":3},"Bottle"]
["RT296-17-030","Laboratory crown and bridge material","Ceramic powder, dental:  Past Opaque Wash\n1 Bottle 7g\n\n\n",{"$nulls":3},"Bottle"]
["RT296-17-031","Laboratory crown and bridge material","Ceramic powder, dental:  Translucent No`s. 081, 082, 083, 084, 085, 086, 087, 088 and 089\n1 Bottle 50g\n\n\n",{"$nulls":3},"Bottle"]
["RT296-17-032","Laboratory crown and bridge material","Ceramic powder, dental:  Window No.122\n1 Bottle 50g\n\n",{"$nulls":3},"Bottle"]
["RT296-17-033","Laboratory crown and bridge material","Ceramic powder, dental:  Chrome Cobalt Bonding Agent \n1 Jar 39ml\n\n\n",{"$nulls":3},"Jar"]
["RT296-17-034","Laboratory crown and bridge material","Ceramic liquid, dental:  WetTing agent Spray-on\n1 Bottle 1 litre\n\n\n",{"$nulls":3},"Bottle"]
["RT296-17-035","Laboratory crown and bridge material","Ceramic liquid, dental:  WetTing agent Spray-On Indicator\n1 Bottle 250ml\n\n\n",{"$nulls":3},"Bottle"]
["RT296-17-036","Laboratory crown and bridge material","Ceramic assortment kit, dental: External Staining Kit\nKit\n\n\n",{"$nulls":3},"Kit"]
["RT296-17-037","Laboratory crown and bridge material","Ceramic assortment kit, dental:  Internal Staining Kit\nKit\n\n",{"$nulls":3},"Kit"]
["RT296-17-038","Laboratory crown and bridge material","Ceramic liquid, dental:   External Fluid\n1 Bottle 20ml\n\n",{"$nulls":3},"Bottle"]
["RT296-17-039","Laboratory crown and bridge material","Ceramic liquid, dental:  Internal  Fluid\n1 Bottle 20ml\n\n\n",{"$nulls":3},"Bottle"]
["RT296-17-040","Laboratory crown and bridge material","Ceramic powder, dental: External Finishing Agent \n1 Bottle 5g\n",{"$nulls":3},"Bottle"]
["RT296-17-041","Laboratory crown and bridge material","Ceramic powder, dental:  External Glaze\n1 Bottle 5g\n\n\n",{"$nulls":3},"Bottle"]
["RT296-17-042","Laboratory crown and bridge material","Ceramic powder, dental: External Stain No`s. AKZ 01 to AKZ 20 \n1 Bottle 3g\n\n\n",{"$nulls":3},"Bottle"]
["RT296-17-043","Laboratory crown and bridge material","Ceramic powder, dental:  Internal Stain No`s. INT 01 to INT 12\n1 Bottle 5g\n\n",{"$nulls":3},"Bottle"]
["RT296-17-044","Laboratory crown and bridge material","All ceramic sub-structure porcelains for zirconia bonding: Basic Kit, CTE Range 8.8-9.2 approx. 100MPA\nKit\n\nItem RT296-17-044 to RT296-17-069 will be awarded as a series",{"$nulls":3},"Kit"]
["RT296-17-045","Laboratory crown and bridge material","All ceramic sub-structure porcelains for zirconia bonding: Bleaching  Kit, CTE Range 8.8-9.2 approx. 100MPA\nKit\n\n",{"$nulls":3},"Kit"]
["RT296-17-046","Laboratory crown and bridge material","All ceramic sub-structure porcelains for zirconia bonding: Professional  Kit, CTE Range 8.8-9.2 approx. 100MPA\nKit\n\n",{"$nulls":3},"Kit"]
["RT296-17-047","Laboratory crown and bridge material","All ceramic sub-structure porcelains for zirconia bonding: Gingival  Kit, CTE Range 8.8-9.2 approx. 100MPA\nKit\n\n",{"$nulls":3},"Kit"]
["RT296-17-048","Laboratory crown and bridge material","All ceramic sub-structure porcelains for zirconia bonding: Esthetic Kit for ceramic block\nKit\n\n",{"$nulls":3},"Kit"]
["RT296-17-049","Laboratory crown and bridge material","Ceramic powder, dental for zirconia bonding: Bonder Kit Powder\nKit\n\n\n",{"$nulls":3},"Kit"]
["RT296-17-050","Laboratory crown and bridge material","Ceramic powder, dental for zirconia bonding: Bonder Kit Paste\nKit\n\n\n",{"$nulls":3},"Kit"]
["RT296-17-051","Laboratory crown and bridge material","Ceramic powder, dental for zirconia bonding: Base DenTine\n1 bottle 12g\n\n\n\n",{"$nulls":3},"Bottle"]
["RT296-17-052","Laboratory crown and bridge material","Ceramic powder, dental for zirconia bonding:  DenTine\n1 bottle 12g\n\n",{"$nulls":3},"Bottle"]
["RT296-17-053","Laboratory crown and bridge material","Ceramic powder, dental for zirconia bonding: Bonder\n1 bottle 12g\n\n",{"$nulls":3},"Bottle"]
["RT296-17-054","Laboratory crown and bridge material","Ceramic powder, dental for zirconia bonding: Bonder Paste\n1 bottle 12g\n\n",{"$nulls":3},"Bottle"]
["RT296-17-055","Laboratory crown and bridge material","Ceramic powder, dental for zirconia bonding: Enamel\n1 bottle 12g\n\n",{"$nulls":3},"Bottle"]
["RT296-17-056","Laboratory crown and bridge material","Ceramic powder, dental for zirconia bonding: Enamel Dark 1 bottle 50g. Vita VM 9 Enamel Dark",{"$nulls":3},"1 Bottle of 50g"]
["RT296-17-057","Laboratory crown and bridge material","Ceramic powder, dental for zirconia bonding: Chroma\n1 bottle 12g\n\n",{"$nulls":3},"Bottle"]
["RT296-17-058","Laboratory crown and bridge material","Ceramic powder, dental for zirconia bonding: Liner\n1 bottle 12g\n\n",{"$nulls":3},"Bottle"]
["RT296-17-059","Laboratory crown and bridge material","Ceramic powder, dental for zirconia bonding: Pearl\n1 bottle 12g\n\n\n",{"$nulls":3},"Bottle"]
["RT296-17-060","Laboratory crown and bridge material","Ceramic powder, dental for zirconia bonding: Mamelon\n1 bottle 12g\n\n\n",{"$nulls":3},"Bottle"]
["RT296-17-061","Laboratory crown and bridge material","Ceramic powder, dental for zirconia bonding: Opal\n1 bottle 12g\n\n",{"$nulls":3},"Bottle"]
["RT296-17-062","Laboratory crown and bridge material","Ceramic powder, dental for zirconia bonding: Window\n1 bottle 12g\n\n",{"$nulls":3},"Bottle"]
["RT296-17-063","Laboratory crown and bridge material","Ceramic powder, dental for zirconia bonding: Enamel Light\n1 bottle 12g\n\n\n",{"$nulls":3},"Bottle"]
["RT296-17-064","Laboratory crown and bridge material","Ceramic powder, dental for zirconia bonding: Enamel Light\n1 bottle 50g\n\n\n",{"$nulls":3},"Bottle"]
["RT296-17-065","Laboratory crown and bridge material","Ceramic powder, dental for zirconia bonding: Enamel Dark\n1 bottle 12g\n\n\n",{"$nulls":3},"Bottle"]
["RT296-17-066","Laboratory crown and bridge material","Ceramic powder, dental for zirconia bonding: Neutral\n1 bottle 12g\n\n",{"$nulls":3},"Bottle"]
["RT296-17-067","Laboratory crown and bridge material","Ceramic powder, dental for zirconia bonding: Neutral\n1 bottle 50g\n\n\n",{"$nulls":3},"Bottle"]
["RT296-17-068","Laboratory crown and bridge material","Ceramic powder, dental for zirconia bonding: No commentive\n1 bottle 12g\n\n\n",{"$nulls":3},"Bottle"]
["RT296-17-069","Laboratory crown and bridge material","Ceramic powder, dental for zirconia bonding: Gingiva\n1 bottle 12g\n\n\n",{"$nulls":3},"Bottle"]
["RT296-17-070","Laboratory crown and bridge material","Ceramic powder, dental for zirconia bonding: Chroma Plus\n1 bottle 12g\n\n\n",{"$nulls":3},"Bottle"]
["RT296-17-071","Laboratory crown and bridge material","Ceramic veneering material for allumina: Ceramic Sub-structures (In the CTE Range of Aprrox 7.2-7.9g), Basic Kit\nKit\n\n\n",{"$nulls":3},"Kit"]
["RT296-17-072","Laboratory crown and bridge material","Ceramic veneering material for allumina: Ceramic Sub-structures (In the CTE Range of Aprrox 7.2-7.9g), Professional  Kit\nKit\n\n",{"$nulls":3},"Kit"]
["RT296-17-073","Laboratory crown and bridge material","Ceramic veneering material for allumina: Ceramic Sub-structures (In the CTE Range of Aprrox 7.2-7.9g), Gingiva  Kit\nKit\n\n",{"$nulls":3},"Kit"]
["RT296-17-074","Laboratory crown and bridge material","Ceramic veneering material for allumina: Ceramic Sub-structures (In the CTE Range of Aprrox 7.2-7.9g), Base denTine\n1 bottle 12g\n\n",{"$nulls":3},"Bottle"]
["RT296-17-075","Laboratory crown and bridge material","Ceramic veneering material for allumina: Ceramic Sub-structures (In the CTE Range of Aprrox 7.2-7.9g), Base denTine\n1 bottle 50g\n\n",{"$nulls":3},"Bottle"]
["RT296-17-076","Laboratory crown and bridge material","Ceramic veneering material for allumina: Ceramic Sub-structures (In the CTE Range of Aprrox 7.2-7.9g), DenTine\n1 bottle 12g\n\n\n",{"$nulls":3},"Bottle"]
["RT296-17-077","Laboratory crown and bridge material","Ceramic veneering material for allumina: Ceramic Sub-structures (In the CTE Range of Aprrox 7.2-7.9g), DenTine\n1 bottle 50g\n\n\n",{"$nulls":3},"Bottle"]
["RT296-17-078","Laboratory crown and bridge material","Ceramic veneering material for allumina: Ceramic Sub-structures (In the CTE Range of Aprrox 7.2-7.9g), Effect Chroma\n1 bottle 12g\n\n\n",{"$nulls":3},"Bottle"]
["RT296-17-079","Laboratory crown and bridge material","Ceramic veneering material for allumina: Ceramic Sub-structures (In the CTE Range of Aprrox 7.2-7.9g), Effect Enamel\n1 bottle 12g\n\n\n",{"$nulls":3},"Bottle"]
["RT296-17-080","Laboratory crown and bridge material","Ceramic veneering material for allumina: Ceramic Sub-structures (In the CTE Range of Aprrox 7.2-7.9g), Effect Liner\n1 bottle 12g\n\n\n",{"$nulls":3},"Bottle"]
["RT296-17-081","Laboratory crown and bridge material","Ceramic veneering material for allumina: Ceramic Sub-structures (In the CTE Range of Aprrox 7.2-7.9g), Mamelon\n1 bottle 12g\n\n\n",{"$nulls":3},"Bottle"]
["RT296-17-082","Laboratory crown and bridge material","Ceramic veneering material for allumina: Ceramic Sub-structures (In the CTE Range of Aprrox 7.2-7.9), Effect Opal \n1 bottle 12g\n\n",{"$nulls":3},"Bottle"]
["RT296-17-083","Laboratory crown and bridge material","Ceramic veneering material for allumina: Ceramic Sub-structures (In the CTE Range of Aprrox 7.2-7.9g), Window\n1 bottle 12g\n\n\n",{"$nulls":3},"Bottle"]
["RT296-17-084","Laboratory crown and bridge material","Ceramic veneering material for allumina: Ceramic Sub-structures (In the CTE Range of Aprrox 7.2-7.9g), Window\n1 bottle 50g\n\n",{"$nulls":3},"Bottle"]
["RT296-17-085","Laboratory crown and bridge material","Ceramic veneering material for allumina: Ceramic Sub-structures (In the CTE Range of Aprrox 7.2-7.9g), Enamel\n1 bottle 12g\n\n\n",{"$nulls":3},"Bottle"]
["RT296-17-086","Laboratory crown and bridge material","Ceramic veneering material for allumina: Ceramic Sub-structures (In the CTE Range of Aprrox 7.2-7.9g), Enamel\n1 bottle 50g\n\n\n",{"$nulls":3},"Bottle"]
["RT296-17-087","Laboratory crown and bridge material","Ceramic veneering material for allumina: Ceramic Sub-structures (In the CTE Range of Aprrox 7.2-7.9g), Pearl\n1 bottle 12g\n\n\n",{"$nulls":3},"Bottle"]
["RT296-17-088","Laboratory crown and bridge material","Ceramic veneering material for allumina: Ceramic Sub-structures (In the CTE Range of Aprrox 7.2-7.9g), Neutral\n1 bottle 12g\n\n\n",{"$nulls":3},"Bottle"]
["RT296-17-089","Laboratory crown and bridge material","Ceramic veneering material for allumina: Ceramic Sub-structures (In the CTE Range of Aprrox 7.2-7.9g), Neutral\n1 bottle 50g\n\n\n",{"$nulls":3},"Bottle"]
["RT296-17-090","Laboratory crown and bridge material","Ceramic veneering material for allumina: Ceramic Sub-structures (In the CTE Range of Aprrox 7.2-7.9g), Chroma Plus\n1 bottle 12g\n\n\n",{"$nulls":3},"Bottle"]
["RT296-17-091","Laboratory crown and bridge material","Ceramic veneering material for allumina: Ceramic Sub-structures (In the CTE Range of Aprrox 7.2-7.9g), Ginciva\n1 bottle 12g\n\n",{"$nulls":3},"Bottle"]
["RT296-17-092","Laboratory crown and bridge material","Ceramic veneering material for allumina: Ceramic Sub-structures (In the CTE Range of Aprrox 7.2-7.9g), No commentive\n1 bottle 12g\n\n",{"$nulls":3},"Bottle"]
["RT296-17-093","Laboratory crown and bridge material","Metal bonding porcelain: In the conventional CTE Range available in three dimensional shades, basic kit powder\nKit\n\n",{"$nulls":3},"Kit"]
["RT296-17-094","Laboratory crown and bridge material","Metal bonding porcelain: In the conventional CTE Range available in three dimensional shades, bleach colour kit powder\nKit\n\n\n",{"$nulls":3},"Kit"]
["RT296-17-095","Laboratory crown and bridge material","Metal bonding porcelain: In the conventional CTE Range available in three dimensional shades, Professional kit powder\nKit\n\n\n",{"$nulls":3},"Kit"]
["RT296-17-096","Laboratory crown and bridge material","Metal bonding porcelain: In the conventional CTE Range available in three dimensional shades, Gingiva kit powder\nKit\n\n",{"$nulls":3},"Kit"]
["RT296-17-097","Laboratory crown and bridge material","Metal bonding porcelain: In the conventional CTE Range available in three dimensional shades, Margin kit powder\nKit\n\n\n",{"$nulls":3},"Kit"]
["RT296-17-098","Laboratory crown and bridge material","Metal bonding porcelain: In the conventional CTE Range available in three dimensional shades, Wash Opaque Powder\n1 Bottle 12g\n\n",{"$nulls":3},"Bottle"]
["RT296-17-099","Laboratory crown and bridge material","Metal bonding porcelain: In the conventional CTE Range available in three dimensional shades, Wash Opaque Powder\n1 Bottle 50g\n\n\n",{"$nulls":3},"Bottle"]
["RT296-17-100","Laboratory crown and bridge material","Metal bonding porcelain: In the conventional CTE Range available in three dimensional shades, Opaque OP (Assorted Shade Range)\n1 Bottle 12g\n\n",{"$nulls":3},"Bottle"]
["RT296-17-101","Laboratory crown and bridge material","Metal bonding porcelain: In the conventional CTE Range available in three dimensional shades, Opaque OP (Assorted Shade Range)\n1 Bottle 50g\nge)\n\n",{"$nulls":3},"Bottle"]
["RT296-17-102","Laboratory crown and bridge material","Metal bonding porcelain: In the conventional CTE Range available in three dimensional shades, Paste  Opaque OP (Assorted Shade Range)\n1 Bottle 50g\n\n\n",{"$nulls":3},"Bottle"]
["RT296-17-103","Laboratory crown and bridge material","Metal bonding porcelain: In the conventional CTE Range available in three dimensional shades, Base DenTin (Assorted Shade Range)\n1 Bottle 12g\n\n",{"$nulls":3},"Bottle"]
["RT296-17-104","Laboratory crown and bridge material","Metal bonding porcelain: In the conventional CTE Range available in three dimensional shades, Base DenTin (Assorted Shade Range)\n1 Bottle 50g\n\n\n",{"$nulls":3},"Bottle"]
["RT296-17-105","Laboratory crown and bridge material","Metal bonding porcelain: In the conventional CTE Range available in three dimensional shades, DenTin (Assorted Shade Range)\n1 Bottle 12g\n\n",{"$nulls":3},"Bottle"]
["RT296-17-106","Laboratory crown and bridge material","Metal bonding porcelain: In the conventional CTE Range available in three dimensional shades, DenTin (Assorted Shade Range)\n1 Bottle 50g\n\n\n",{"$nulls":3},"Bottle"]
["RT296-17-107","Laboratory crown and bridge material","Metal bonding porcelain: In the conventional CTE Range available in three dimensional shades, Effect Chroma (Assorted Shade Range)\n1 Bottle 12g\n\n",{"$nulls":3},"Bottle"]
["RT296-17-108","Laboratory crown and bridge material","Metal bonding porcelain: In the conventional CTE Range available in three dimensional shades, Effect Enamel (Assorted Shade Range)\n1 Bottle 12g\n\n\n",{"$nulls":3},"Bottle"]
["RT296-17-109","Laboratory crown and bridge material","Metal bonding porcelain: In the conventional CTE Range available in three dimensional shades, Effect Liner (Assorted Shade Range)\n1 Bottle 12g\n\n\n",{"$nulls":3},"Bottle"]
["RT296-17-110","Laboratory crown and bridge material","Metal bonding porcelain: In the conventional CTE Range available in three dimensional shades, Effect Pearl (Assorted Shade Range)\n1 Bottle 12g\n\n\n",{"$nulls":3},"Bottle"]
["RT296-17-111","Laboratory crown and bridge material","Metal bonding porcelain: In the conventional CTE Range available in three dimensional shades, Mamelon  (Assorted Shade Range)\n1 Bottle 12g\n\n\n",{"$nulls":3},"Bottle"]
["RT296-17-112","Laboratory crown and bridge material","Metal bonding porcelain: In the conventional CTE Range available in three dimensional shades, Margin  (Assorted Shade Range)\n1 Bottle 12g\n\n\n",{"$nulls":3},"Bottle"]
["RT296-17-113","Laboratory crown and bridge material","Metal bonding porcelain: In the conventional CTE Range available in three dimensional shades, Chroma Plus (Assorted Shade Range)\n1 Bottle 12g\n\n\n",{"$nulls":3},"Bottle"]
["RT296-17-114","Laboratory crown and bridge material","Metal bonding porcelain: In the conventional CTE Range available in three dimensional shades, Effect Opal (Assorted Shade Range)\n1 Bottle 12g\n\n\n",{"$nulls":3},"Bottle"]
["RT296-17-115","Laboratory crown and bridge material","Metal bonding porcelain: In the conventional CTE Range available in three dimensional shades, Gingiva (Assorted Shade Range)\n1 Bottle 12g\n\n\n",{"$nulls":3},"Bottle"]
["RT296-17-116","Laboratory crown and bridge material","Metal bonding porcelain: In the conventional CTE Range available in three dimensional shades, Window (Assorted Shade Range)\n1 Bottle 12g\n\n\n",{"$nulls":3},"Bottle"]
["RT296-17-117","Laboratory crown and bridge material","Metal bonding porcelain: In the conventional CTE Range available in three dimensional shades, Window (Assorted Shade Range)\n1 Bottle 50g\n\n\n",{"$nulls":3},"Bottle"]
["RT296-17-118","Laboratory crown and bridge material","Metal bonding porcelain: In the conventional CTE Range available in three dimensional shades, Color Opaque (Assorted Shade Range)\n1 Bottle 12g\n\n",{"$nulls":3},"Bottle"]
["RT296-17-119","Laboratory crown and bridge material","Metal bonding porcelain: In the conventional CTE Range available in three dimensional shades, No commentive (Assorted Shade Range)\n1 Bottle 12g\n\n\n",{"$nulls":3},"Bottle"]
["RT296-17-120","Laboratory crown and bridge material","Metal bonding porcelain: In the conventional CTE Range available in three dimensional shades, Neutral  (Assorted Shade Range)\n1 Bottle 12g\n\n\n",{"$nulls":3},"bag"]
["RT296-17-121","Laboratory crown and bridge material","Metal bonding porcelain: In the conventional CTE Range available in three dimensional shades, Neutral  (Assorted Shade Range)\n1 Bottle 50g\n\n\n",{"$nulls":3},"Bottle"]
["RT296-17-122","Laboratory crown and bridge material","Metal bonding porcelain: In the conventional CTE Range available in three dimensional shades, Enamel  (Assorted Shade Range)\n1 Bottle 12g\n\n\n",{"$nulls":3},"Bottle"]
["RT296-17-123","Laboratory crown and bridge material","Metal bonding porcelain: In the conventional CTE Range available in three dimensional shades, Enamel  (Assorted Shade Range)\n1 Bottle 50g\n\n\n",{"$nulls":3},"Bottle"]
["RT296-17-124","Laboratory crown and bridge material","Ceramic block dental, Zirconia Disc with step, top translucent, dia 98.5mm, thick 12, 14, 16, 18 & 20mm   \n\nPackaging: Each\n",{"$nulls":3},"Each"]
["RT296-17-125","Laboratory crown and bridge material","Ceramic block dental, Zirconia Disc with step, super translucent, dia 98.5mm, thick 12, 14, 16, 18, 20, 22 & 25mm \n\nPackaging: Each\n",{"$nulls":3},"Each"]
["RT296-17-126","Laboratory crown and bridge material","Ceramic block dental, Lithium Disilicate high translucent, 5 pieces per box, 10 shades \n\nPackaging: Set\n",{"$nulls":3},"Set"]
["RT296-17-127","Laboratory crown and bridge material","Ceramic powder, dental for zirconia bonding: Basic Set\n\nPackaging: Set\n",{"$nulls":3},"Set"]
["RT296-17-128","Laboratory crown and bridge material","Ceramic powder, dental for zirconia bonding: Advanced Set \n\nPackaging: Set\n",{"$nulls":3},"Set"]
["RT296-17-129","Laboratory crown and bridge material","Ceramic powder, dental for zirconia bonding: DenTine No. D-A1, A2, A3, A3.5, A4, B1, B2, B3, B4, C1, C2, C3, C4, D2, D3 & D4, 1 Bottle 20g\n\nPackaging: Bottle\n",{"$nulls":3},"Bottle"]
["RT296-17-130","Laboratory crown and bridge material","Wax, dental: Block with step, dia 98.5mm disc InLab System\n\nPackaging: Each\n",{"$nulls":3},"Each"]
["RT296-17-131","Laboratory crown and bridge material","Ceramic liquid, Dental: LiSi Modelling Liquid, 1 Bottle 20ml\n\nPackaging: Bottle\n",{"$nulls":3},"Bottle"]
["RT296-17-132","Laboratory crown and bridge material","Ceramic liquid, Dental: LiSi No commention Liquid, 1 Bottle 20ml\n\nPackaging: Bottle\n",{"$nulls":3},"Bottle"]
["RT296-17-133","Laboratory crown and bridge material","Ceramic liquid, Dental: LiSi Magic Liquid, 1 Bottle 20ml \nPackaging: Bottle\n",{"$nulls":3},"Bottle"]
["RT296-17-134","Laboratory crown and bridge material","Ceramic liquid, Dental: Ceres Optispray, 1 Bottle 200ml \n\nPackaging: Bottle\n",{"$nulls":3},"Bottle"]
["RT296-17-135","Laboratory crown and bridge material","Ceramic liquid, Dental: Colouring Liquid, A1, A2, A3, A3.5, A4, B1, B2, B3, B4, C1, C2, C3, C4, D2, D3 & D4, 1 Bottle 50 ml\n\nPackaging: Bottle\n",{"$nulls":3},"Bottle"]
["RT296-17-136","Laboratory crown and bridge material","Ceramic liquid, Dental: Colouring Liquid Special Shade, LL1, LL2, LL3 & LL4, 1 Bottle 50 ml \n\nPackaging: Bottle\n",{"$nulls":3},"Bottle"]
["RT296-17-137","Laboratory crown and bridge material","Ceramic liquid, Dental: Colouring Liquid Special Shade Gingival, P1, P2 & P4, 1 Bottle 20 ml\n\nPackaging: Bottle\n",{"$nulls":3},"Bottle"]
["RT296-17-138","Laboratory crown and bridge material","Ceramic liquid, Dental: Colouring Liquid Special Shade Fossa, O1 & O2, 1 Bottle 20 ml \n\nPackaging: Bottle\n",{"$nulls":3},"Bottle"]
["RT296-17-139","Laboratory crown and bridge material","Ceramic liquid, Dental: Colouring Liquid Special Shade Cusp, G1 & G2, 1 Bottle 20 ml   \n\nPackaging: Bottle\n",{"$nulls":3},"Bottle"]
["RT296-17-140","Laboratory crown and bridge material","Guide, shade, teeth:  Porcelain, vita classical  applicable with item BE 101-01 TO BE 403-04\nEach\n\n\n",{"$nulls":3},"Each"]
["RT296-17-141","Laboratory crown and bridge material","Guide, shade, teeth:  Porcelain, vita 3 dimensional  master\nEach\n\n\n",{"$nulls":3},"Each"]
["RT296-17-142","Laboratory crown and bridge material","Powder,  gingiva colour acrylic powder, 1 x 35g bottle\n",{"$nulls":3},"Bottle"]
["RT296-17-143","Laboratory crown and bridge material","Powder,  gingiva colour acrylic powder,  1 x 35g bottle\nItem RT296-17-143 to RT296-17-145 will be awarded as a series\n",{"$nulls":3},"Bottle"]
["RT296-17-144","Laboratory crown and bridge material","Powder,  gingiva colour acrylic powder, 1 x 35g bottle\n",{"$nulls":3},"Bottle"]
["RT296-17-145","Laboratory crown and bridge material","Liquid, monomer refill for color kit, 1 x 50ml bottle\n",{"$nulls":3},"Bottle"]
["RT296-17-146","Laboratory crown and bridge material","Silicone, addition vulcanising, for embedding of dentures using the Castdon technique, 2 x 5.1 litre canisters\n",{"$nulls":3},"Canister"]
["RT296-17-147","Laboratory crown and bridge material","Flask, silicone duplicaTing flask,  Investment flask to be used with the Castdon system\n",{"$nulls":3},"Each"]
["RT296-17-148","Laboratory crown and bridge material","Investment, dental:  Non-Precious/Precious Metal Casting, Phosphate Bonded, Graphite-Free, Powder\nBox - 100 x 60g Packets\n\n",{"$nulls":3},"Box"]
["RT296-17-149","Laboratory crown and bridge material","Investment, dental:  Non-Precious/Precious Metal Casting, Phosphate Bonded, Carbon-Free, Fine Grained, Powder and liquid set\n144 x 60g Package (2 Litres)\n",{"$nulls":3},"Set"]
["RT296-17-150","Laboratory crown and bridge material","Investment, dental:  Non-Precious/Precious Metal Casting, Phosphate Bonded, Graphite-Free, Powder and Liquid set\nSet - 50 x 60g Packets\n\n\n",{"$nulls":3},"Set"]
["RT296-17-151","Laboratory crown and bridge material","Investment, dental:  Mixing liquid for Bego Investment Materials\n1 Bottle 1 litre\n\n\n",{"$nulls":3},"Bottle"]
["RT296-17-152","Laboratory crown and bridge material","Investment, dental:  Mixing liquid for Bego Investment Materials\n1 Bottle 1 litre\n\n",{"$nulls":3},"Bottle"]
["RT296-17-153","Laboratory crown and bridge material","Investment, dental: Non-Precious/Precious Metal Casting, Phosphate Bonded, Graphite-Free, Liquid, bottle 900ml,. \n",{"$nulls":3},"Bottle"]
["RT296-17-154","Laboratory crown and bridge material","Investment, dental: Model Duplicating Material, silicone for duplicating of models and implants. Set consisTing of 2 x 21,2 l (25kg) canisters A&B\n",{"$nulls":3},"Set"]
["RT296-17-155","Laboratory crown and bridge material","Silicone material; dental laboratory; addition-vulcanizing silicone for production of flexible gingiva in C&B technique, Set consisting of 2 x 50ml double cartridges, 12 x light blue mixing tips and 1 x 10ml bottle DuoSep\n",{"$nulls":3},"Set"]
["RT296-17-156","Laboratory crown and bridge material","Gold alloy, Casting, dental:  Type II, Light and Moderate Stress with High Burnishability, Colour Rich Yellow, Minimum Noble Content of 72%, ADA Spec No.5 and DIN 13906\n1 bag 100g\n\n",{"$nulls":3},"bag"]
["RT296-17-157","Laboratory crown and bridge material","Gold alloy, Casting, Dental:  Type III, Moderate and High Stress, Colour Yellow, Minimum Noble Content of 70%, ADA Spec. No 5 and Din 13906\n1 bag 100g\n\n",{"$nulls":3},"bag"]
["RT296-17-158","Laboratory crown and bridge material","Non-precious alloy, Casting, dental:  Type III Gold Alloy Characteristics, Crown and Bridge Technique, ANSI/ADA Specification No.5, Acceptable for Cast Dental Prosthetic Devices\n1 bag 50g\n\n",{"$nulls":3},"bag"]
["RT296-17-159","Laboratory crown and bridge material","Gold Alloy, Casting, Dental:  High Gold, Porcelain Bonding, Colour Pale Yellow, Minimum Noble Content of 95%\n1 bag 100g\n\n",{"$nulls":3},"bag"]
["RT296-17-160","Laboratory crown and bridge material","Gold Alloy, Casting, Dental:  High Gold, Porcelain Bonding, Colour Rich Yellow, Bio-compatible, Minimum Noble Content of 96%\n1 bag 100g\n\n",{"$nulls":3},"bag"]
["RT296-17-161","Laboratory crown and bridge material","Palladium Alloy, Casting ingot, Dental:  Porcelain Bonding, Colour White, Minimum PGM Content of 73%, Casting Temperature 1400 Deg\n1 bag 25g\n",{"$nulls":3},"bag"]
["RT296-17-162","Laboratory crown and bridge material","Ceramic Alloy, Casting ingot, Dental:  Non-Precious, Ni-Cr-Mo, Colour White, Beryllium Free, ADA Spec. No.14\n1 bag 250g\n\n\n",{"$nulls":3},"bag"]
["RT296-17-163","Laboratory crown and bridge material","Nickel-Chromium Alloy, Casting ingot, Dental:  Non-Precious, Ni-Cr-Mo Superalloy, MelTing Temp 1150-1280 Deg C, Beryllium Free\n1 pack 100g\n\n",{"$nulls":3},"Pack"]
["RT296-17-164","Laboratory crown and bridge material","Brazing alloy, gold:  High Carat, Temp 720 C, Joining Precious Metal Alloys\n1 pack 5g\n\n",{"$nulls":3},"Pack"]
["RT296-17-165","Laboratory crown and bridge material","Brazing alloy, gold:  Precious Ceramic Alloys, Temp 810 C, Joining Gold Alloys after Ceramic Application, Postsoldering in Furnance\n1 reel 5g\n\n",{"$nulls":3},"Reel"]
["RT296-17-166","Laboratory crown and bridge material","Flux, Casting, dental:  precious metal alloys, Temp 800-1100 Degrees C, Powder Form \n1 jar 90g\n\n\n",{"$nulls":3},"Jar"]
["RT296-17-167","Laboratory crown and bridge material","Hardener, Dental:  Plaster Hardener and Water Repellent, Plastic  Solution\n1 bottle 150ml\n\n\n",{"$nulls":3},"Bottle"]
["RT296-17-168","Laboratory crown and bridge material","Asbestos free strip, dental:  Liner, 40mm x 30 metre\n1 roll 30 metres\n\n",{"$nulls":3},"Roll"]
["RT296-17-169","Laboratory crown and bridge material","Asbestos free strip, dental:  Liner, 50mm x 30 metre\n1 roll 30 metres\n\n",{"$nulls":3},"Roll"]
["RT296-17-170","Laboratory crown and bridge material","Separating media,  crown and bridge wax\n1 Bottle 1 litre\n\n",{"$nulls":3},"Bottle"]
["RT296-17-171","Laboratory crown and bridge material","Mould,  isolaTing agent, silicon basis, crown and bridge wax dipping technique\n1 Bottle 50ml\n\n",{"$nulls":3},"Bottle"]
["RT296-17-172","Laboratory crown and bridge material","Wetting agent:  Crown and Bridge Technique, Liquid\n1 Box 2 Bottles 100ml\n\n",{"$nulls":3},"Box"]
["RT296-17-173","Laboratory crown and bridge material","Wetting agent:  Crown and Bridge Technique, Spray, Aerosol\n1 Can 150ml\n",{"$nulls":3},"can"]
["RT296-17-174","Laboratory crown and bridge material","Hardener, dental: Duplicating Models, Surface hardener thinner, 125ml bottle,\n",{"$nulls":3},"Bottle"]
["RT296-18-001","Laboratory finishing and polishing material","Wheel: dental laboratory; polishing, for use with soft materials like gum guard material  Pack with 80 wheels\n",{"$nulls":3},"Pack"]
["RT296-18-002","Laboratory finishing and polishing material","Wheel: dental laboratory; polishing, for use with soft materials like gum guard material  Pack with 80 wheels\n",{"$nulls":3},"Pack"]
["RT296-18-003","Laboratory finishing and polishing material","Wheel: dental laboratory; polishing, for use with soft materials like gum guard material  Pack with 80 wheels\n",{"$nulls":3},"Pack"]
["RT296-18-004","Laboratory finishing and polishing material","Finishing agent for use to achieve a smooth and even surface to enhance finishing and polishing process, finishing kit consisting of 15ml varnish and 30ml thinner\n",{"$nulls":3},"Kit"]
["RT296-18-005","Laboratory finishing and polishing material","Finishing agent for use to achieve a smooth and even surface to enhance finishing and polishing process, 1 x 30ml bottle\n",{"$nulls":3},"Bottle"]
["RT296-18-006","Laboratory finishing and polishing material","Polishing compound, dental:  laboratory, block, final, precious and non-precious metals\n1 block 250g\n\n\n\n",{"$nulls":3},"Block"]
["RT296-18-007","Laboratory finishing and polishing material","Polishing compound, dental:  laboratory, block, rough and final, cobalt-chrome, blue\n1 block 250g\n\n\n",{"$nulls":3},"Block"]
["RT296-18-008","Laboratory finishing and polishing material","Polishing compound, dental:  laboratory, block, universal, cobalt-chrome and precious metals, white\n1 Block 230g\n\n",{"$nulls":3},"Block"]
["RT296-18-009","Laboratory finishing and polishing material","Polishing compound, dental:  laboratory, electrolyte solution, cobalt-chrome\n1 bottle 1 litre\n\n\n",{"$nulls":3},"Bottle"]
["RT296-18-010","Laboratory finishing and polishing material","Polishing compound, dental:  laboratory, paste, diamond impregated\n1 tube 5g\n\n\n",{"$nulls":3},"Tube"]
["RT296-18-011","Laboratory finishing and polishing material","Pumice, USP:  Dental, Abrasive, Coarse\n1 bucket 10kg\n\n\n",{"$nulls":3},"bucket"]
["RT296-19-001","Laboratory implant components","SBA1 (Hex/Engaging) plastic castable sleeve for direct procedure to fit LSA12.",{"$nulls":3},"Each"]
["RT296-19-002","Laboratory implant components","SBA5 (Non-Hex/Non-Engaging) plastic castable sleeve for direct procedure to fit LSA12",{"$nulls":3},"Each"]
["RT296-19-003","Laboratory implant components","TCBA1h and TCBA5h (Hex/Engaging) titanium abutment uses 2 series screws.",{"$nulls":3},"Each"]
["RT296-19-004","Laboratory implant components","TCBA1h and TCBA5h (Non-Hex/Non-Engaging) titanium abutment uses 2 series screws.",{"$nulls":3},"Each"]
["RT296-19-005","Laboratory implant components","PKBA2h (Hex/Engaging) peek abutment (semi-crystalline thermoplastic) uses 2 series screws",{"$nulls":3},"Each"]
["RT296-19-006","Laboratory implant components","PKBA2h (Non-Hex/Non-Engaging) peek abutment (semi-crystalline thermoplastic) uses 2 series screws",{"$nulls":3},"Each"]
["RT296-19-007","Laboratory implant components","SBA 16 (Hex/Engaging) passive abutment plastic castable sleeve to fit LSA12. Uses 2 series screws",{"$nulls":3},"Each"]
["RT296-19-008","Laboratory implant components","SBA-17-TT (Non-Hex/Non-Engaging) passive abutment, plastic castable sleeve to fit LSA 12 uses 2 series screws",{"$nulls":3},"Each"]
["RT296-19-009","Laboratory implant components","BBBS, BBBi & BBT, and BBBTi implant range diameter 6.0mm implants and components laboratory analogues and preosthetic components\nItem RT296-19-009 to RT296-19-018 will be awarded as a series",{"$nulls":3},"Each"]
["RT296-19-010","Laboratory implant components","LBBBS12, colour code: green, platform diameter: 6.0mm, hex height: 0.70mm, hex width: 2.70mm.",{"$nulls":3},"Each"]
["RT296-19-011","Laboratory implant components","SBBB1 (Hex/Engaging) plastic castable sleeve for direct procedure to it LSA12.",{"$nulls":3},"Each"]
["RT296-19-012","Laboratory implant components","SBBB5 (None to -Hex/Non-Engaging) plastic castable sleeve for direct procedure to fit LSA12",{"$nulls":3},"Each"]
["RT296-19-013","Laboratory implant components","TCBBB1h and TCBBB5h (Hex/Engaging) titanium abutment uses 2 series screws.",{"$nulls":3},"Each"]
["RT296-19-014","Laboratory implant components","TCBBB1h and TCBBB5h (Non-Hex/Non-Engaging) titanium abutment uses 2 series screws.",{"$nulls":3},"Each"]
["RT296-19-015","Laboratory implant components","PKBBB2h (Hex/Engaging) peek abutment (semi-crystalline thermoplastic) uses 2 series screws.",{"$nulls":3},"Each"]
["RT296-19-016","Laboratory implant components","PKBBB2h (Non-Hex/Non-Engaging) peek abutment (semi-crystalline thermoplastic) uses 2 series screws.",{"$nulls":3},"Each"]
["RT296-19-017","Laboratory implant components","SBBB16 (Hex/Engaging) plastic castable sleeve for direct procedure to it LSA12.  Uses 2 series screws.",{"$nulls":3},"Each"]
["RT296-19-018","Laboratory implant components","SBBB-17-TT (Non-Hex/Non-Engaging) passive abutment, plastic castable sleeve to fit LSA12.  Uses 2 series screws.",{"$nulls":3},"Each"]
["RT296-19-019","Laboratory implant components","BSS2: laboratory screw to hold the implant abutment in place\nItem RT296-19-019 to RT296-19-023 will be awarded as a series",{"$nulls":3},"Each"]
["RT296-19-020","Laboratory implant components","TSS2 titanium prosthetic screw - clinicians screw down th implant crown in postion",{"$nulls":3},"Each"]
["RT296-19-021","Laboratory implant components","GSS2: gold prosthetic screw - clinician screw down the implant crown in position",{"$nulls":3},"Each"]
["RT296-19-022","Laboratory implant components","TS-P-16: titanium prosthetic screw - clinician uses to scrw down implant crown in position.",{"$nulls":3},"Each"]
["RT296-19-023","Laboratory implant components","TS-P-16: titanium prosthetic screw - clinician uses to scrw down implant crown in position.",{"$nulls":3},"Each"]
["RT296-19-024","Laboratory implant components","IP&MSc-IP Implant range: diametter 3.0mm implant and components - laboratory analogues and prostetic components\nItem RT296-19-024 to RT296-19-033 will be awarded as a series",{"$nulls":3},"Each"]
["RT296-19-025","Laboratory implant components","LP12, colour code: purple, platform diameter: 3.0mm, hex height: 0.70mm, hex width: 2.15mm",{"$nulls":3},"Each"]
["RT296-19-026","Laboratory implant components","SP16 (Hex/Engaging) passive abutment plastic cast to fit LSN12.  Uses TS-P-16 retaining screw.",{"$nulls":3},"Each"]
["RT296-19-027","Laboratory implant components","SP17 (Non-Hex/Non-Engaging) passive abutment plastic cast. Fit LSN 12. uses TS-P-16 retaining screw.",{"$nulls":3},"Each"]
["RT296-19-028","Laboratory implant components","TCBN1h (Hex/Engaging), titanium abutment, uses TS-P-16 retaining screw.",{"$nulls":3},"Each"]
["RT296-19-029","Laboratory implant components","TCBN1nh (Non-Hex/Non-Engaging), titanium abutment, uses TS-P-16 retaining screw.",{"$nulls":3},"Each"]
["RT296-19-030","Laboratory implant components","PKIP2h (Hex/Engaging), peek abutment (semi-crystalline thermoplastic) uses TS-P-16",{"$nulls":3},"Each"]
["RT296-19-031","Laboratory implant components","PKIP2h (Non-Hex/Non-Engaging), peek abutment (semi-crystalline thermoplastic) uses TS-P-16",{"$nulls":3},"Each"]
["RT296-19-032","Laboratory implant components","SBN16 (Hex/Engaging) passive abutment plastic castable sleeve to fit LP12. Uses 2 series screws.",{"$nulls":3},"Each"]
["RT296-19-033","Laboratory implant components","SBN-17-TT (Non-Hx/Non/Engaging) passive abutment plastic castable sleeve. Tof fit LP12. Uses 2 series screws.",{"$nulls":3},"Each"]
["RT296-19-034","Laboratory implant components","IBN & IBNT implant range diameter 3.25mm implants and components\nItem RT296-19-034 to RT296-19-043 will be awarded as a series",{"$nulls":3},"Each"]
["RT296-19-035","Laboratory implant components","LSN12, colour code: blue, platform diameter: 3.43mm, hx height: 0.70mm, hew width: 2.54mm.",{"$nulls":3},"Each"]
["RT296-19-036","Laboratory implant components","SBN1 (Hex/Engaging) plastic castable sleeve for direct procedure to fiit LSN12.",{"$nulls":3},"Each"]
["RT296-19-037","Laboratory implant components","SBN5 (Non-Hex/Non-Engaging) plastic castable sleeve for direct procedure to fit LSN 12.",{"$nulls":3},"Each"]
["RT296-19-038","Laboratory implant components","TCBN1h and TCBN5h (Hex/Engaging), titanium abutment uses 2 series screws.",{"$nulls":3},"Each"]
["RT296-19-039","Laboratory implant components","TCBN1nh and TCBN5nh (Non-Hex/Non-Engaging), titanum abutment, uses 2 series screws.",{"$nulls":3},"Each"]
["RT296-19-040","Laboratory implant components","PKBN2h (Hex/Engaging), peek abutment (semi-crystalline thermoplastic), uses 2 series screws.",{"$nulls":3},"Each"]
["RT296-19-041","Laboratory implant components","PKBN2nh (Non-Hex/Non-Engaging), peek abutment (semi-crystalline thrmoplastic), uses 2 series screws.",{"$nulls":3},"Each"]
["RT296-19-042","Laboratory implant components","SBN16 (Hex/Engaging) passive abutment plastic castable sleeve to fit LSN12. Uses 2 series screws.",{"$nulls":3},"Each"]
["RT296-19-043","Laboratory implant components","SBN-17-TT (Non-Hex/Non/Engaging) passive abutment plastic castable sleeve. Tof fit LSN12. Uses 2 series screws.",{"$nulls":3},"Each"]
["RT296-19-044","Laboratory implant components","IBS, Ibi, and IBT/IBTi & IBPS implant range diameter 3.75mm & 4.0mm implants and components for laboratory anologues.\nItem RT296-19-044 to RT296-19-052 will be awarded as a series",{"$nulls":3},"Each"]
["RT296-19-045","Laboratory implant components","LS12, colour code: grey/silver, platform diameter: 4.05mm & 4.60mm, Hex Heigh: 0.70mm, hex width: 2.70mm.",{"$nulls":3},"Each"]
["RT296-19-046","Laboratory implant components","SB1 (Hex/Engaging) plastic castable sleeve for direct procedure to fit LS12",{"$nulls":3},"Each"]
["RT296-19-047","Laboratory implant components","SB5 (Non-Hex/Non-Engaging) plastic castable sleeve for direct procedure to fit LS12.",{"$nulls":3},"Each"]
["RT296-19-048","Laboratory implant components","TCB1nh and TCB5nh (Non-Hex/Non-Engaging), titanium abutment, uses 2 series screws.",{"$nulls":3},"Each"]
["RT296-19-049","Laboratory implant components","PKB2h (Hex/Engaging), peek abutment (semi-crystalline thermoplastic) uses 2 series screws.",{"$nulls":3},"Each"]
["RT296-19-050","Laboratory implant components","PKB2nh (Non-Hex/Non-Engaging) peek abutment (semi-crystalline thermoplastic) uses 2 series screws.",{"$nulls":3},"Each"]
["RT296-19-051","Laboratory implant components","SBN16 (Hex/Engaging) Passive abutment, plastic castable sleeve. To fit LS12, uses 2 series screws.",{"$nulls":3},"Each"]
["RT296-19-052","Laboratory implant components","SBN-17-TT (Non-Hex/Non/Engaging) passive abutment plastic castable sleeve. Tof fit LS12. Uses 2 series screws.",{"$nulls":3},"Each"]
["RT296-19-053","Laboratory implant components","BA, Bai &BAT, and BATi Implant range diameter 5.0mm implants and components.\nItem RT296-19-053 to RT296-19-054 and RT296-19-001 to RT296-19-008 will be awarded as a series",{"$nulls":3},"Each"]
["RT296-19-054","Laboratory implant components","LSA12, colour code: yellow, platform diameter: 5.0mm, hx height: 0.70mm, hex width: 2.70mm",{"$nulls":3},"Each"]
["RT296-20-001","Laboratory material","Flux, soldering:  stainless steel orthodontic wires, paste\n1 jar 28,35g (1oz)\n\n\n",{"$nulls":3},"Jar"]
["RT296-20-002","Laboratory material","Glue, Cyanoacrylate, Dental:  Quickset\n1 bottle 20g\n\n",{"$nulls":3},"Bottle"]
["RT296-20-003","Laboratory material","Glue, kit, cyanoacrylate, Dental:  Undercut EliminaTing Glue, Accelerator Spray \nSet - 1 Bottle Base 1/2oz, 1 Spray Accelerator 2oz\n\n\n",{"$nulls":3},"Set"]
["RT296-20-004","Laboratory material","Lubricant, cold mould, dental:  SeparaTing Media, Plaster\n1 bottle 1000ml\n\n",{"$nulls":3},"Bottle"]
["RT296-20-005","Laboratory material","Articulator, dental: Plastic, black, plaster less solid not hinge type, starter kit.\n\n\n\n",{"$nulls":3},"kit"]
["RT296-20-006","Laboratory material","Butane Gas: Refill for dental laboratory microtorch\r\n\rICN: 18-036-6095 TI",{"$nulls":3},"Tin"]
["RT296-20-007","Laboratory material","Crucible Silic Oxide - Large: R-040542 ",{"$nulls":3},"1 piece"]
["RT296-17-175","Laboratory crown and bridge material","Die Spacer, Dental: Varnish, Paint on Liquid Set, Blue and Grey\nSet - 1 Bottle Blue Die Spacer 1/2 oz, 1 Bottle Grey Die Spacer 1/2 oz, 1 Bottle die Prep SetTing Retardent 2 oz\n\n",{"$nulls":3},"Set"]
["RT296-17-176","Laboratory crown and bridge material","Drill, tooth die pin: pindex system, \nEach\n\n",{"$nulls":3},"Each"]
["RT296-17-177","Laboratory crown and bridge material","Pin, tooth die pin: Dowel, Brass, medium\n1 Pack 1000 Pieces\n\n",{"$nulls":3},"Pack"]
["RT296-17-178","Laboratory crown and bridge material","Pin, tooth die pin: Pindex System, Dual with Sleeves\n1 Pack 100 Pieces\n\n",{"$nulls":3},"Pack"]
["RT296-17-179","Laboratory crown and bridge material","Pin, tooth die pin: Long with White Sleeves\n1 Pack 100 Pieces\n\n\n",{"$nulls":3},"Pack"]
["RT296-17-180","Laboratory crown and bridge material","Pin, tooth die pin:  Short with Grey Sleeves\n1 Pack 100 Pieces\n\n\n",{"$nulls":3},"Pack"]
["RT296-17-181","Laboratory crown and bridge material","Brush, Fiber, Rotary Wheel: Artificial Bristles, Brush Chuck MounTing with Plastic Hub, Wheel Shape, 2 Rows of Stiff Black Bristles, X-Hard, 10 mm Long, Dia 65 mm \nEach\n\n",{"$nulls":3},"Each"]
["RT296-17-182","Laboratory crown and bridge material","Brush, Fiber, Rotary Wheel: Artificial Bristles, Brush Chuck MounTing with Plastic Hub, Wheel Shape, 3 Rows of Stiff Black Bristles with Calico Insert, Dia 80 mm\nEach\n\n\n",{"$nulls":3},"Each"]
["RT296-17-183","Laboratory crown and bridge material","Brush, Fiber, Rotary Wheel: Artificial Bristles, Brush Chuck MounTing with Plastic Insert Metal Hub, Wheel Shape, 1 Row of Stiff Black Bristles, Dia 48 mm\nEach\n\n\n",{"$nulls":3},"Each"]
["RT296-17-184","Laboratory crown and bridge material","Cone, felt, dental grinding and polishing machine: Lathe Chuck MounTing, Small, Dia 18 mm\nEach\n\n",{"$nulls":3},"Each"]
["RT296-17-185","Laboratory crown and bridge material","Cone, felt, dental grinding and polishing machine: Lathe Chuck MounTing, Large, Dia 25 mm\nEach\n\n",{"$nulls":3},"Each"]
["RT296-17-186","Laboratory crown and bridge material","Wheel, buffing: Linnen, ISO No.010 900 372 002 210, unmounted, Disc, 30 Ply, Dia 21 mm\nEach\n\n",{"$nulls":3},"Each"]
["RT296-17-187","Laboratory crown and bridge material","Wheel, buffing: Linnen, Lathe Chuck MounTing, 42 ply, Dia 100 mm\nEach\n\n",{"$nulls":3},"Each"]
["RT296-17-188","Laboratory crown and bridge material","Wheel, abrasive: White, High-Grade Corundum, Lathe Chuck MounTing with Metal Centre, Square Edge, Coarse Grit, Dia 76 x 10 mm\nEach\n\n",{"$nulls":3},"Each"]
["RT296-17-189","Laboratory crown and bridge material","Wheel, Buffing: Wool, Lathe Chuck MounTing with Plastic Hub, Dia 100 mm\nEach\n\n",{"$nulls":3},"Each"]
["RT296-17-190","Laboratory crown and bridge material","Plastic sprue, dental: Burnout Casting, Wax Coated Sticks, Length 165 mm, Dia 2,5 mm\n1 Pack 40 Pieces\n\n",{"$nulls":3},"Pack"]
["RT296-17-191","Laboratory crown and bridge material","Plastic sprue, dental: Burnout Casting, with Reservoir, Tip Dia 1,5 mm\n1 Box 1000 Pieces\n\n\n",{"$nulls":3},"Box"]
["RT296-17-192","Laboratory crown and bridge material","Plastic sprue, dental: Burnout Casting, with Reservoir, Tip Dia 2,5 mm\n1 Box 1000 Pieces\n\n",{"$nulls":3},"Box"]
["RT296-21-001","Laboratory orthodontic material","Brazing Alloy, Silver:  Low Fusing, Temp 580 C, Stainless Steel Orthodontic Wires, Brackets and Silver Alloys\n1 reel 7,09g (0,25oz)\n\n",{"$nulls":3},"Reel"]
["RT296-21-002","Laboratory orthodontic material","Arch wire, dental:  Round, Straight, Stainless Steel, Length 360mm, Dia 0,25mm\n1 length 360mm\n\n\n",{"$nulls":3},"Length"]
["RT296-22-001","Ligature wire","Wire, non-electrical:  Ligature, clinical use, stainless steel, round, soft, dia 0,457 mm (0,018)\n1 Spool 28,3g\n\n\n",{"$nulls":3},"Spool"]
["RT296-22-002","Ligature wire","Wire, non-electrical: Ligature, clinical use, stainless steel, round, soft, dia, 0.508mm (0,020) 1 spool 28.3g,\n",{"$nulls":3},"Spool"]
["RT296-22-003","Ligature wire","Wire, non-electrical ligature, clinical use, Stainless steel, round, soft, dia 0,406 mm (0,016)\n1 spool 28,3 g\n\n",{"$nulls":3},"Spool"]
["RT296-22-004","Ligature wire","Ligature Wire, dental orthodontic:Stainless Steel, .009,(0.23mm), 50m roll",{"$nulls":3},"Roll"]
["RT296-23-001","Liner","Reliner kit, denture:  Soft, Silicone Based with Adhesive\nSet - 45 g Material, 15 ml Adhesive\n\n\n",{"$nulls":3},"Set"]
["RT296-24-001","Local anaesthesia","Topical Local anaesthetic Spray, Dental:10mg Xylocaine Spray, 1x50ml Bottle with nozzle",{"$nulls":3},"Bottle"]
["RT296-24-002","Local anaesthesia","Analgesic and anaesthetic gel: local, surface, lignocaine base, 43g tube\n\n",{"$nulls":3},"Tube"]
["RT296-24-003","Local anaesthesia","Lignocaine and Noradrenalin injection: Local anaesthetic, 100 ampules, 1.8ml each\n\n",{"$nulls":3},"100 ampules"]
["RT296-24-004","Local anaesthesia","Lignocaine Hydrochloride: Local Anaesthetic, 100 ampules, 1.8ml each\n\n",{"$nulls":3},"101 ampules"]
["RT296-24-005","Local anaesthesia","Articaine Hydrochloride  with epinephrine 4% in 1:100,000 composition: Local Anaesthetic,Box of 50  capsules, 1.7ml each\n\n",{"$nulls":3},"Capsules"]
["RT296-24-006","Local anaesthesia","Mepivacaine  Hydrochloride 3% Local Anaesthetic without vasoconstrictorAnaesthetic,Box with 50  capsules, 1.7ml each                                                     ",{"$nulls":3},"Capsules"]
["RT296-25-001","Maintenance","Cleaning and lubricating compound for dental handpieces:  Turbines, INTRAL L Motor, INTRA Handpieces and INTRA Heads\n1 Can 500 ml\nItem RT296-25-001 to  RT296-25-004 must be compatible",{"$nulls":3},"Can"]
["RT296-25-002","Maintenance","Adaptor for cleaning and lubricating dental handpieces:  Spray Nozzle for Multiflex system\nEach\n\n",{"$nulls":3},"Each"]
["RT296-25-003","Maintenance","Adaptor for cleaning and lubricating dental handpiece:  Spray Nozzle for  INTRA Instruments/L-motors/Turbines with Fixed Connection\nEach\n\n",{"$nulls":3},"Each"]
["RT296-25-004","Maintenance","Cleaning and lubricating compound for dental handpieces:  For Quatrocare Machine\n1 Can 500 ml\n\n\nICN:6520-18-186-1587 TI",{"$nulls":3},"Can"]
["RT296-25-005","Maintenance","Cleaning and lubricating compound for dental handpiece:  Universal, Ball Bearing Turbine and Micromotor Attachment\n1 Can 250 ml\n\nItem RT296-10-005 to RT296-10-008 will be awarded as a series",{"$nulls":3},"Can"]
["RT296-25-006","Maintenance","Adaptor for cleaning and lubricating dental handpiece:  Fibre-Optic Turbines with  ROTO-Quick Coupling\nEach\n\n",{"$nulls":3},"Each"]
["RT296-25-007","Maintenance","Adaptor for cleaning and lubricating dental handpiece:  Turbines and Airmotors with  ROTO-Quick Coupling\nEach\n\n",{"$nulls":3},"Each"]
["RT296-25-008","Maintenance","Cleaning and lubricating compound dental handpiece:   Cleaning and LubricaTing Set\n1 Bottle Cleaning Solution 1000 ml, 1 Bottle Service Oil 500 ml\n\n",{"$nulls":3},"Set"]
["RT296-25-009","Maintenance","Lubricating oil, air compressor: for Dental, Compressor ( 25-50 litre tank capacity)\n1 Bottle 1 Litre\n\n",{"$nulls":3},"Bottle"]
["RT296-25-010","Maintenance","Stain remover, dental: For removal of silver salts and permanganate stains from cloth\n1 bottle 60ml\n\n",{"$nulls":3},"Bottle"]
["RT296-25-011","Maintenance","Cleaning Compound, Dental:  Descaler for Steam Cleaners\n1 Bottle 1 litre\n\n",{"$nulls":3},"Bottle"]
["RT296-25-012","Maintenance","Cleaning Compound, Dental:  Lime Remover for Boiling-out and Polymerisation Units \n1 Bottle 1 litre\n\n",{"$nulls":3},"Bottle"]
["RT296-25-013","Maintenance","Cleaning compound, dental:  Pickling Agent, Non-Fuming Type\n1 Tin 170g\n\n\n\n",{"$nulls":3},"Tin"]
["RT296-25-014","Maintenance","Cleaning compound, dental:  Wax Remover for Boiling-out and Polymerisation Units\n1 bottle 1 litre\n",{"$nulls":3},"Bottle"]
["RT296-25-015","Maintenance","Cleaning compound, Ultrasonic, Dental:  Solution, Plaster Removal\n1 container 1 litre\n\n",{"$nulls":3},"Container"]
["RT296-26-001","Orthodontic components","Screw, expansion, dental: Piston Spring Kit, Reamer and Screwdriver with Consumable Screws, Nuts and Sleeves\nKit\n\nItem RT296-26-001 to RT296-26-013 will be awarded as a series\n",{"$nulls":3},"Kit"]
["RT296-26-002","Orthodontic components","Screw, expansion, dental: Piston Spring System, Piston Spring, Length 4 mm, \n1 Pack 5 Pieces\n\n",{"$nulls":3},"Pack"]
["RT296-26-003","Orthodontic components","Screw, expansion, dental: Piston Spring System, Piston Spring, Length 6 mm\n1 Pack 5 Pieces\n\n",{"$nulls":3},"Pack"]
["RT296-26-004","Orthodontic components","Screw, expansion, dental: Piston Spring System, Piston Spring, Length 8 mm\n1 Pack 5 Pieces\n\n",{"$nulls":3},"Pack"]
["RT296-26-005","Orthodontic components","Screw, expansion, dental: Piston Spring System, Positioning, Length 12 mm\n1 Pack 5 Pieces\n\n",{"$nulls":3},"Pack"]
["RT296-26-006","Orthodontic components","Screw, expansion, dental: Piston Spring System, Serrated Housing Nuts, Length 3 mm, \n1 Pack 10 Pieces\n\n",{"$nulls":3},"Pack"]
["RT296-26-007","Orthodontic components","Screw, expansion, dental: Fan-Type, Expansion of 7 mm, Size 12 mm Length\nEach\n\n",{"$nulls":3},"Each"]
["RT296-26-008","Orthodontic components","Screw, expansion, dental: Sectional, Mini, Individual Tooth, Expansion 3 mm, Size 9,5 x 4,7 x 2,6 mm, \nEach\n\n",{"$nulls":3},"Each"]
["RT296-26-009","Orthodontic components","Screw, expansion, dental: Skeleton, Distal, Maxillary and Mandible, Expansion 7 mm, Size 14 x 7 x 3,2 mm\nEach\n",{"$nulls":3},"Each"]
["RT296-26-010","Orthodontic components","Screw, expansion, dental: Skeleton, Lateral, Maxillary, Expansion 7 mm, Size 14 x 10 x 3,2 mm\nEach\n\n\n",{"$nulls":3},"Each"]
["RT296-26-011","Orthodontic components","Screw, expansion, dental: Three Dimensional (Bertoni), Size 17 x 4 mm, \nEach\n\n\n",{"$nulls":3},"Each"]
["RT296-26-012","Orthodontic components","Screw, expansion, dental: Sectional, Distal, Mandible, Traction 3 mm, Size 14 x 4,7 x 2,5 mm,\nEach\n\n\nICN: 18-014-2327 EA",{"$nulls":3},"Each"]
["RT296-26-013","Orthodontic components","Screw, Expansion, Dental: Sectional, Mid Palatal, Expansion 11 mm, Size 16 mm, \nEach\n\n\nICN: 18-038-1311 EA",{"$nulls":3},"Each"]
["RT296-26-014","Orthodontic components","TMA wire for Pendulum appliances, in a tube, Titon Moly 14\" straight length. 50x tubes",{"$nulls":3},"Tubes of 50"]
["RT296-26-015","Orthodontic components","Universal Silver Solder: in rolls, without flux, Cadmium free, working temperature 700degrees celcius. 50 rolls",{"$nulls":3},"Rolls of 50"]
["RT296-26-016","Orthodontic components","Three Dimensional Screw - Bertoni: combination transversal and protrusion screw for Y plates. Maximun expansion of 4mm per segment 4x1/4 turn=0.35. 50x units",{"$nulls":3},"50 units"]
["RT296-26-017","Orthodontic components","Hyrax Special Expansion Screw with straight retention legs with safety key. Mini-7x 100 units.  Screw 9.4mm, maximun expansion 7mm, 4x1/4 turn=0.8mm. Solder free.",{"$nulls":3},"100 units"]
["RT296-26-018","Orthodontic components","Hyrax Special Expansion Screw with straight retention legs with safety key. Mini -12x 100 units.  Screw 9.4mm, maximun expansion 12mm,   4x1/4 turn=0.8mm. Solder free.",{"$nulls":3},"100 units"]
["RT296-26-019","Orthodontic components","Hyrax Special Expansion Screw with straight retention legs with safety key. Medium 100x units. Solder free.",{"$nulls":3},"100 units"]
["RT296-26-020","Orthodontic components","Hyrax Special Expansion Screw with straight retention legs with safety key. Maxi -12x100 units.  Solder free.",{"$nulls":3},"100 units"]
["RT296-26-021","Orthodontic components","Bar, lingual, dental: Curved, Stainless Steel, Long, 80 mm\nEach\n\n\n",{"$nulls":3},"Each"]
["RT296-26-022","Orthodontic components","Bar, lingual, dental: Curved, Stainless Steel, Medium, 70 mm\nEach\n\n\n",{"$nulls":3},"Each"]
["RT296-26-023","Orthodontic components","Bar, lingual, dental: Curved, Stainless Steel, Short, 60 mm\nEach\n\n",{"$nulls":3},"Each"]
["RT296-26-024","Orthodontic components","Clasp, retainer, dental: Pre-formed, S/Steel, \"J\" Clasp, Dia 0,8 mm\n1 Pack 10 Pieces\n\n\n",{"$nulls":3},"Pack"]
["RT296-26-025","Orthodontic components","Clasp, retainer, dental: Pre-formed, S/Steel, Ball, Dia 0,6 mm\n1 Pack 100 Pieces\n\n",{"$nulls":3},"Pack"]
["RT296-26-026","Orthodontic components","Clasp, retainer, dental: Pre-formed, S/Steel, Ball, Dia 0.8 mm\n1 Pack 100 Pieces\n\n\n",{"$nulls":3},"Pack"]
["RT296-26-027","Orthodontic components","The Myobrace system The Myobrace for Kids (K series) is a three stage\nmyofunctional orthodontic system for the growing child to assist in the No commention of detrimental breathing and oral habits (tongue, lips and swallowing) to allow No comment jaw growth and naturally straight teeth, often without the need for braces.",{"$nulls":3},"Each"]
["RT296-26-028","Orthodontic components","Arch wire, dental:  Round, Straight, Stainless Steel, Length 360mm, Dia 0,41mm\n1 length 360mm\n\n\n",{"$nulls":3},"Length"]
["RT296-26-029","Orthodontic components","Arch wire, dental:  Round, Straight, Stainless Steel, Length 360mm, Dia 0,46mm\n1 length 360mm\n\n\n",{"$nulls":3},"Length"]
["RT296-26-030","Orthodontic components","Arch wire, dental:  Round, Straight, Stainless Steel, Length 360mm, Dia 0,51mm\n1 length 360mm\n\n\n",{"$nulls":3},"Length"]
["RT296-26-031","Orthodontic components","Arch wire, dental:  Round, Straight, Stainless Steel, Length 360mm, Dia 0,559mm\n1 length 360mm\n\n\n",{"$nulls":3},"Length"]
["RT296-26-032","Orthodontic components","Arch wire, dental:  Round, Straight, Stainless Steel, Length 360mm, Dia 0,71mm\n1 length 360mm\n\n",{"$nulls":3},"Length"]
["RT296-26-033","Orthodontic components","Arch wire, dental:  Round, Straight, Stainless Steel, Lenght 360mm, Dia 0,76mm\n1 length 360mm\n\n",{"$nulls":3},"Length"]
["RT296-26-034","Orthodontic components","Arch wire, dental:  Round, Straight, Stainless Steel, Length 360mm, Dia 0,90mm\n1 length 360mm\n\n",{"$nulls":3},"Length"]
["RT296-26-035","Orthodontic components","Arch wire, dental:  Round, Straight, Stainless Steel, Spring Hard (1800-2000 N/mm² tensile strength), Roll, Dia 0.7mm\n1 roll 500g\n\n",{"$nulls":3},"Roll"]
["RT296-26-036","Orthodontic components","Arch wire, dental:  Round, Straight, Stainless Steel, Spring Hard (1800-2000 N/mm² tensile strength), Roll, Dia 0.8mm\n1 roll 500g\n\n",{"$nulls":3},"Roll"]
["RT296-26-037","Orthodontic components","Arch wire, dental: Round, straight, stainless steel, spring hard (1800-2000 N/mm2 tensile strength), roll, dia, 0.5mm, 1 roll 500g",{"$nulls":3},"Roll"]
["RT296-26-038","Orthodontic components","Arch wire, dental: Round, straight, stainless steel, spring hard (1800-2000 N/mm2 tensile strength) roll, dia, 0.25mm 1 roll 500g",{"$nulls":3},"Roll"]
["RT296-26-039","Orthodontic components","Arch wire, dental: Half Round, Straight, Stainless Steel, Spring Hard (1800-2000 N/mm2 tensile strength), Roll, Dia 1.3x0.65mm 1 Roll 500g",{"$nulls":3},"Roll"]
["RT296-26-040","Orthodontic components","Arch wire, dental: Half Round, Straight, Stainless Steel, Spring Hard (1800-2000 N/mm2 tensile strength), Roll, Dia 1.3x0.65mm 1 Roll 500g ",{"$nulls":3},"Roll"]
["RT296-26-041","Orthodontic components","Arch wire, dental: Half Round, Straight, Stainless Steel, Spring Hard (1800-2000 N/mm2 tensile strength), Roll, Dia 1.75 x 0.90mm 1 Roll 500g \n",{"$nulls":3},"Roll"]
["RT296-26-042","Orthodontic components","Arch Wire, dental orthodontic: Preformed NITI,upper, ovoid,.14, pack of 10\n\n\n\n",{"$nulls":3},"Pack"]
["RT296-26-043","Orthodontic components","Arch Wire, dental orthodontic: Preformed NITI,lower,ovoid, .14, pack of 10\n",{"$nulls":3},"Pack"]
["RT296-26-044","Orthodontic components","Arch Wire, dental orthodontic: Preformed NITI,upper,ovoid, .16, pack of 10\n         \n",{"$nulls":3},"Pack"]
["RT296-26-045","Orthodontic components","Arch Wire, dental orthodontic: Preformed NITI,lower,ovoid, .16, pack of 10\n",{"$nulls":3},"Pack"]
["RT296-26-046","Orthodontic components","Arch Wire, dental orthodontic: Preformed NITI,upper,ovoid, .18, pack of 10\n",{"$nulls":3},"Pack"]
["RT296-26-047","Orthodontic components","Arch Wire, dental orthodontic: Preformed NITI,lower,ovoid, .18, pack of 10\n",{"$nulls":3},"Pack"]
["RT296-26-048","Orthodontic components","Arch Wire, dental orthodontic: Preformed Stainless Steel,upper,ovoid, .14, pack of 10\n",{"$nulls":3},"Pack"]
["RT296-26-049","Orthodontic components","Arch Wire, dental orthodontic: Preformed Stainless Steel,lower,ovoid, .14, pack of 10\n",{"$nulls":3},"Pack"]
["RT296-26-050","Orthodontic components","Arch Wire, dental orthodontic: Preformed Stainless Steel,upper,ovoid, .16, pack of 10\n",{"$nulls":3},"Pack"]
["RT296-26-051","Orthodontic components","Arch Wire, dental orthodontic: Preformed Stainless Steel,lower,ovoid, .16, pack of 10\n",{"$nulls":3},"Pack"]
["RT296-26-052","Orthodontic components","Arch Wire, dental orthodontic: Preformed Stainless Steel,upper,ovoid, .18, pack of 10\n",{"$nulls":3},"Pack"]
["RT296-26-053","Orthodontic components","Arch Wire, dental orthodontic: Preformed Stainless Steel,lower,ovoid, .18, pack of 10\n",{"$nulls":3},"Pack"]
["RT296-26-054","Orthodontic components","Arch Wire, dental orthodontic: Preformed NITI,upper, round,.14, pack of 10\n\n\n\n",{"$nulls":3},"Pack"]
["RT296-26-055","Orthodontic components","Arch Wire, dental orthodontic: Preformed NITI,lower,round, .14, pack of 10\n",{"$nulls":3},"Pack"]
["RT296-26-056","Orthodontic components","Arch Wire, dental orthodontic: Preformed NITI,upper,round, .16, pack of 10\n       \n",{"$nulls":3},"Pack"]
["RT296-26-057","Orthodontic components","Arch Wire, dental orthodontic: Preformed NITI,lower,round, .16, pack of 10\n",{"$nulls":3},"Pack"]
["RT296-26-058","Orthodontic components","Arch Wire, dental orthodontic: Preformed NITI,upper,round, .18, pack of 10\n",{"$nulls":3},"Pack"]
["RT296-26-059","Orthodontic components","Arch Wire, dental orthodontic: Preformed NITI,lower,round, .18, pack of 10\n",{"$nulls":3},"Pack"]
["RT296-26-060","Orthodontic components","Arch Wire, dental orthodontic: Preformed Stainless Steel,upper,round, .14, pack of 10\n",{"$nulls":3},"Pack"]
["RT296-26-061","Orthodontic components","Arch Wire, dental orthodontic: Preformed Stainless Steel,lower,round, .14, pack of 10\n",{"$nulls":3},"Pack"]
["RT296-26-062","Orthodontic components","Arch Wire, dental orthodontic: Preformed Stainless Steel,upper,round, .16, pack of 10\n",{"$nulls":3},"Pack"]
["RT296-26-063","Orthodontic components","Arch Wire, dental orthodontic: Preformed Stainless Steel,lower,round, .16, pack of 10\n",{"$nulls":3},"Pack"]
["RT296-26-064","Orthodontic components","Arch Wire, dental orthodontic: Preformed Stainless Steel,upper,round, .18, pack of 10\n",{"$nulls":3},"Pack"]
["RT296-26-065","Orthodontic components","Arch Wire, dental orthodontic: Preformed Stainless Steel,lower,round, .18, pack of 10\n",{"$nulls":3},"Pack"]
["RT296-26-066","Orthodontic components","Arch Wire, dental orthodontic: Preformed NITI,upper, rectangular,.14, pack of 10\n\n\n",{"$nulls":3},"Pack"]
["RT296-26-067","Orthodontic components","Arch Wire, dental orthodontic: Preformed NITI,lower,rectangular, .14, pack of 10\n",{"$nulls":3},"Pack"]
["RT296-26-068","Orthodontic components","Arch Wire, dental orthodontic: Preformed NITI,upper,rectangular, .16, pack of 10\n            \n",{"$nulls":3},"Pack"]
["RT296-26-069","Orthodontic components","Arch Wire, dental orthodontic: Preformed NITI,lower,rectangular, .16, pack of 10\n",{"$nulls":3},"Pack"]
["RT296-26-070","Orthodontic components","Arch Wire, dental orthodontic: Preformed NITI,upper,rectangular, .18, pack of 10\n",{"$nulls":3},"Pack"]
["RT296-26-071","Orthodontic components","Arch Wire, dental orthodontic: Preformed NITI,lower,rectangular, .18, pack of 10\n",{"$nulls":3},"Pack"]
["RT296-26-072","Orthodontic components","Arch Wire, dental orthodontic: Preformed Stainless Steel,upper,rectangular, .14, pack of 10\n",{"$nulls":3},"Pack"]
["RT296-26-073","Orthodontic components","Arch Wire, dental orthodontic: Preformed Stainless Steel,lower,rectangular, .14, pack of 10\n",{"$nulls":3},"Pack"]
["RT296-26-074","Orthodontic components","Arch Wire, dental orthodontic: Preformed Stainless Steel,upper,rectangular, .16, pack of 10\n",{"$nulls":3},"Pack"]
["RT296-26-075","Orthodontic components","Arch Wire, dental orthodontic: Preformed Stainless Steel,lower,rectangular, .16, pack of 10\n",{"$nulls":3},"Pack"]
["RT296-26-076","Orthodontic components","Arch Wire, dental orthodontic: Preformed Stainless Steel,upper,rectangular, .18, pack of 10\n",{"$nulls":3},"Pack"]
["RT296-26-077","Orthodontic components","Arch Wire, dental orthodontic: Preformed Stainless Steel,lower,rectangular, .18, pack of 10\n",{"$nulls":3},"Pack"]
["RT296-26-078","Orthodontic components","Open coil spring, dental orthodontic:NITI,medium force,18cm long,0.30mmdiameter,3 per pack",{"$nulls":3},"Pack"]
["RT296-26-079","Orthodontic components","Orthodontic Brackets,dental:metal,cusp/bicuspid with hooks,0.46mm(.18\")slot size, 20 brackets, Nu-Edge roth System compatible",{"$nulls":3},"Kit"]
["RT296-26-080","Orthodontic components","Orthodontic Buccal Tubes,dental:Stainless Steel,Upper Right 1st molar single non-convertible MBT with bondable 80-gauge mesh foil base, 10 per pack .",{"$nulls":3},"Pack"]
["RT296-26-081","Orthodontic components","Orthodontic Buccal Tubes,dental:Stainless Steel,Upper Left 1st molar single non-convertible MBT with bondable 80-gauge mesh foil base, 10 per pack                         .",{"$nulls":3},"Pack"]
["RT296-26-082","Orthodontic components","Orthodontic Buccal Tubes,dental:Stainless Steel,Lower Right 1st molar single non-convertible MBT with bondable 80-gauge mesh foil base, 10 per pack .",{"$nulls":3},"Pack"]
["RT296-26-083","Orthodontic components","Orthodontic Buccal Tubes,dental:Stainless Steel,Lower Left 1st molar single non-convertible MBT with bondable 80-gauge mesh foil base, 10 per pack .",{"$nulls":3},"Pack"]
["RT296-26-084","Orthodontic components","Orthodontics,dental:Stainless Steel, Lingual Retainer, .032mm ,5.9 inches long, 2 per pack",{"$nulls":3},"Pack"]
["RT296-26-085","Orthodontic components","Orthodontic O ring, dental: Elastic Rubber,Assorted Colours, 26 rings per stick, 40 sticks per Pack",{"$nulls":3},"Pack"]
["RT296-26-086","Orthodontic components","Orthodontic Power chain,dental: Elastic,short, 3.5mm between loops Assorted colours, 5m roll",{"$nulls":3},"Pack"]
["RT296-26-087","Orthodontic components","Orthodontic Power chain,dental: Elastic,short, 4.0mm between loops Assorted colours, 5m roll",{"$nulls":3},"Roll"]
["RT296-26-088","Orthodontic components","Orthodontic Power chain,dental: Elastic,long, 4.0mm between loops Assorted colours, 5m roll",{"$nulls":3},"Roll"]
["RT296-26-089","Orthodontic components","Orthodontic chain, dental: Eruption appliance, small rond base eyelet chain, bondable to cuspids, 0.016 diameter, pack of 2",{"$nulls":3},"Pack"]
["RT296-27-001","Plaster","Plaster, Dental:  Type II, Model Plaster (White)\n1 container 5 kg\n\n",{"$nulls":3},"Container"]
["RT296-27-002","Plaster","Plaster, Dental:  Type II, Model Plaster (White)\n1 bag 25 kg\n\n",{"$nulls":3},"bag"]
["RT296-27-003","Plaster","Stone, artificial, dental:  Type III, Improved Othodontic Stone, Pure White Model Mix \n1 container 5 kg\n\n",{"$nulls":3},"Container"]
["RT296-27-004","Plaster","Stone, artificial, dental:  Type III, Improved stone\n1 container 5 kg\n\n",{"$nulls":3},"Container"]
["RT296-27-005","Plaster","Stone, artificial, dental:  Type III, Improved Stone\n1 bag 25 kg\n\n",{"$nulls":3},"bag"]
["RT296-27-006","Plaster","Die Casting powder, Dental:  Type IV, Improved Die Dental Stone\n1 container 5 kg\n\n",{"$nulls":3},"Container"]
["RT296-27-007","Plaster","Die Casting powder, Dental:  Class IV, Super Hard Stone\n5 kg container\n\n",{"$nulls":3},"Container"]
["RT296-28-001","Post and core","Post kit, endodontic: System, Casting Technique Kit (P-781)\nKit- 25 Plastic Impression Posts, 25 Temporary Posts, 25 Burnout Posts, 7 ParaPost X Drills\n\nItem RT296-28-001 to RT296-28-037 will be awarded as a series",{"$nulls":3},"Kit"]
["RT296-28-002","Post and core","Post kit, endodontic:  ParaPost XP Sytem, One-Office-Visit Technique Kit, Titanium Posts \n\n",{"$nulls":3},"Kit"]
["RT296-28-003","Post and core","Drill, post hole, dental:  ParaPost X, Dia 0,9mm, Colour Code Brown\n1 Pack 1 Piece\n\n",{"$nulls":3},"Pack"]
["RT296-28-004","Post and core","Drill, post hole, dental:  ParaPost X, Dia 1,0 mm, Colour Code Yelow\n1 Pack 1 Piece\n\n",{"$nulls":3},"Pack"]
["RT296-28-005","Post and core","Drill, post hole, dental:  ParaPost X, Dia 1,14 mm, Colour Code Blue\n1 Pack 1 Piece\n\n",{"$nulls":3},"Pack"]
["RT296-28-006","Post and core","Drill, post hole, dental:  ParaPost X, Dia 1,25 mm, Colour Code Red\n1 Pack 1 Piece\n\n",{"$nulls":3},"Pack"]
["RT296-28-007","Post and core","Drill, post hole, dental:  ParaPost X, Dia 1,40 mm, Colour Code Purple\n1 Pack 1 Piece\n\n",{"$nulls":3},"Pack"]
["RT296-28-008","Post and core","Drill, post hole, dental:  ParaPost X, Dia 1,50 mm, Colour Code Black\n1 Pack 1 Piece\n\n",{"$nulls":3},"Pack"]
["RT296-28-009","Post and core","Drill, post hole, dental:  ParaPost X, Dia 1,75 mm, Colour Code Green\n1 Pack 1 Piece\n\n",{"$nulls":3},"Pack"]
["RT296-28-010","Post and core","Post, burnout Casting, dental:  ParaPost XP System, Plastic, Dia 0,9 mm, Colour Code Brown \n1 Pack 10 Posts\n\n",{"$nulls":3},"Pack"]
["RT296-28-011","Post and core","Post, burnout Casting, dental:  ParaPost XP System, Plastic, Dia 1,00 mm, Colour Code Yellow\n1 Pack 10 Posts\n\n",{"$nulls":3},"Pack"]
["RT296-28-012","Post and core","Post, burnout Casting, dental:  ParaPost XP System, Plastic, Dia 1,14 mm, Colour Code Blue \n1 Pack 10 Posts\n\n",{"$nulls":3},"Pack"]
["RT296-28-013","Post and core","Post, burnout Casting, dental:  ParaPost XP System, Plastic, Dia 1,25 mm, Colour Code Red\n1 Pack 10 Posts\n\n",{"$nulls":3},"Pack"]
["RT296-28-014","Post and core","Post, burnout Casting, dental:  ParaPost XP System, Plastic, Dia 1,40 mm, Colour Code Purple\n1 Pack 10 Posts\n\n",{"$nulls":3},"Pack"]
["RT296-28-015","Post and core","Post, burnout Casting, dental:  ParaPost XP System, Plastic, Dia 1,50 mm, Colour Code Black\n1 Pack 10 Posts\n\n",{"$nulls":3},"Pack"]
["RT296-28-016","Post and core","Post, burnout Casting, dental:  ParaPost XP System, Plastic, Dia 1,75 mm, Colour Code Green\n1 Pack 10 Posts\n\n",{"$nulls":3},"Pack"]
["RT296-28-017","Post and core","Post, endodontic:  ParaPost XP System, Plastic Impression, Dia 0,90 mm, Colour Code Brown\n1 Pack 20 Posts\n\n",{"$nulls":3},"Pack"]
["RT296-28-018","Post and core","Post, endodontic, ParaPost XP System, Plastic Impression, Dia 1,00 mm, Colour Code Yellow\n1 Pack 20 Posts\n\n",{"$nulls":3},"Pack"]
["RT296-28-019","Post and core","Post, endodontic:  ParaPost XP System, Plastic Impression, Dia 1,14 mm, Colour Code Blue\n1 Pack 20 Posts\n\n",{"$nulls":3},"Pack"]
["RT296-28-020","Post and core","Post, endodontic:  ParaPost XP System, Plastic Impression, Dia 1,25 mm, Colour Code Red\n1 Pack 20 Posts\n\n",{"$nulls":3},"Pack"]
["RT296-28-021","Post and core","Post, endodontic:  ParaPost XP System, Plastic Impression, Dia 1,40 mm, Colour Code Purple\n1 Pack 20 Posts\n\n",{"$nulls":3},"Pack"]
["RT296-28-022","Post and core","Post, endodontic:  ParaPost XP System, Plastic Impression, Dia 1,50 mm, Colour Code Black\n1 Pack 20 Posts\n\n",{"$nulls":3},"Pack"]
["RT296-28-023","Post and core","Post, endodontic:  ParaPost XP System, Plastic Impression, Dia 1,75 mm, Colour Code Green\n1 Pack 20 Posts\n\n",{"$nulls":3},"Pack"]
["RT296-28-024","Post and core","Post, endodontic:  ParaPost XP System, Titanium, Dia 0,90 mm, Colour Code Brown\n1 Pack 12 Posts\n\n",{"$nulls":3},"Pack"]
["RT296-28-025","Post and core","Post, endodontic:  ParaPost XP System, Titanium, Dia 0,90 mm, Colour Code Yellow\n1 Pack 12 Posts\n\n",{"$nulls":3},"Pack"]
["RT296-28-026","Post and core","Post, endodontic:  ParaPost XP System, Titanium, Dia, 1,14 mm, Colour Code Blue\n1 Pack 12 Posts\n\n",{"$nulls":3},"Pack"]
["RT296-28-027","Post and core","Post, endodontic:  ParaPost XP Sytem, Titanium, Dia 1,25 mm, Colour Code Red\n1 Pack 12 Posts\n\n",{"$nulls":3},"Pack"]
["RT296-28-028","Post and core","Post, endodontic:  ParaPost XP System, Titanium, Dia 1,40 mm, Colour Code Purple\n1 Pack 12 Posts\n\n",{"$nulls":3},"Pack"]
["RT296-28-029","Post and core","Post, endodontic:  ParaPost XP System, Titanium, Dia 1,50 mm, Colour Code Black\n1 Pack 12 Posts\n\n",{"$nulls":3},"Pack"]
["RT296-28-030","Post and core","Post, endodontic:  ParaPost XP System, Titanium, Dia 1,75 mm Colour Code Green\n1 Pack 12 Posts\n\n",{"$nulls":3},"Pack"]
["RT296-28-031","Post and core","Post, endodontic:  ParaPost XP System, Titanium Temporary, Dia 0,90 mm, Colour Code Brown\n1 Pack 20 Posts\n\n",{"$nulls":3},"Pack"]
["RT296-28-032","Post and core","Post, endodontic:  ParaPost XP System, Titanium Temporary, Dia 1,00 mm, Colour Code Yellow\n1 Pack 20 Posts\n\n",{"$nulls":3},"Pack"]
["RT296-28-033","Post and core","Post, endodontic:  ParaPost XP System, Titanium Temporary, Dia 1,14 mm, Colour Code Blue\n1 Pack 20 Posts\n\n",{"$nulls":3},"Pack"]
["RT296-28-034","Post and core","Post, endodontic:  ParaPost XP System, Titanium Temporary, Dia 1,25 mm, Colour Code Red \n1 Pack 20 Posts\n\n",{"$nulls":3},"Pack"]
["RT296-28-035","Post and core","Post, endodontic:  ParaPost XP System, Titanium Temporary, Dia 1,40 mm, Colour Code Purple\n1 Pack 20 Posts\n\n",{"$nulls":3},"Pack"]
["RT296-28-036","Post and core","Post, endodontic:  ParaPost XP System, Titanium Temporary, Dia 1,50 mm, Colour Code Black\n1 pack 20 Posts\n\n",{"$nulls":3},"Pack"]
["RT296-28-037","Post and core","Post, endodontic:  ParaPost XP System, Titanium Temporary, Dia 1,75 mm, Colour Code Green\n1 pack 20 Posts\n\n",{"$nulls":3},"Pack"]
["RT296-28-038","Post and core","Post, fibre: Parapost fibre lux system, fibre lux, Dia 0,90 mm, colour code brown Size 3\n1 pack 5 Posts\n\nwItem RT296-28-038 to RT296-28-043  will be awarded as a series",{"$nulls":3},"Pack"]
["RT296-28-039","Post and core","Post, fibre: Parapost fibre lux system, Fibre lux, dia 1,00 mm, colour code yellow size 4\n1 pack 5 Posts\n\n",{"$nulls":3},"Pack"]
["RT296-28-040","Post and core","Post, fibre: Parapost fibre lux system, fibre lux, Dia 1,14 mm, colour code blue size 4.5\n1 pack 5 Posts\n\n",{"$nulls":3},"Pack"]
["RT296-28-041","Post and core","Post, fibre: Parapost fibre lux system, fibre lux, dia 1,25 mm, colour code red size 5\n1 pack 5 Posts\n\n",{"$nulls":3},"Pack"]
["RT296-28-042","Post and core","Post, fibre: Parapost fibre lux system, Fibre lux, dia 1,40 mm, colour code purple size 5.5\n1 pack 5 posts\n\n",{"$nulls":3},"Pack"]
["RT296-28-043","Post and core","Post, fibre: Parapost fibre lux system, Fibre lux, Dia 1,50 mm, colour code black size 6\n1 pack 5 posts\n\n",{"$nulls":3},"Pack"]
["RT296-28-044","Post and core","Post Kit, Endodontic:  ParaPost ParaForm Core formers Complete Kit\n50 Ass\nItem RT296-28-044 to RT296-28-054 will be awarded as a series\n",{"$nulls":3},"kit"]
["RT296-28-045","Post and core","Post, Endodontic:  ParaPost ParaForm Core former, Size 1\n10 Core formers Size 1\n\n",{"$nulls":3},"Pack"]
["RT296-28-046","Post and core","Post, Endodontic:  ParaPost ParaForm Core former, Size 2\n10 Core formers Size 2\n\n",{"$nulls":3},"Pack"]
["RT296-28-047","Post and core","Post, Endodontic:  ParaPost ParaForm Core former, Size 3\n10 Core formers Size 3\n\n",{"$nulls":3},"Pack"]
["RT296-28-048","Post and core","Post, Endodontic:  ParaPost ParaForm Core former, Size 4\n10 Core formers Size 4\n\n",{"$nulls":3},"Pack"]
["RT296-28-049","Post and core","Post, Endodontic:  ParaPost ParaForm Core former, Size 5\n10 Core formers Size 5\n\n",{"$nulls":3},"Pack"]
["RT296-28-050","Post and core","Post, Endodontic:  ParaPost ParaForm Core former, Size 6\n10 Core formers Size 6\n\n",{"$nulls":3},"Pack"]
["RT296-28-051","Post and core","Post, Endodontic:  ParaPost ParaForm Core former, Size 7\n10 Core formers Size 7\n\n",{"$nulls":3},"Pack"]
["RT296-28-052","Post and core","Post, Endodontic:  ParaPost ParaForm Core former, Size 8\n10 Core formers Size 8\n\n",{"$nulls":3},"Pack"]
["RT296-28-053","Post and core","Post, Endodontic:  ParaPost ParaForm Core former, Size 9\n10 Core formers Size 9\n",{"$nulls":3},"Pack"]
["RT296-28-054","Post and core","Post, Endodontic:  ParaPost ParaForm Core former, Size 10\n10 Core formers Size 10\n\n",{"$nulls":3},"Pack"]
["RT296-28-055","Post and core","Post kit, endodontic:  ParaPost ParaForm Coreformers Complete Kit\n50 Assorted Coreformers in 10 Sizes\n\nItem RT296-28-055 to RT296-28-065 will be awarded as a series",{"$nulls":3},"Kit"]
["RT296-28-056","Post and core","Post, endodontic:  ParaPost ParaForm Coreformer, Size 1\n10 Coreformers Size 1\n\n",{"$nulls":3},"Pack"]
["RT296-28-057","Post and core","Post, endodontic:  ParaPost ParaForm Coreformer, Size 2\n10 Coreformers Size 2\n\n",{"$nulls":3},"Pack"]
["RT296-28-058","Post and core","Post, endodontic:  ParaPost ParaForm Coreformer, Size 3\n10 Coreformers Size 3\n",{"$nulls":3},"Pack"]
["RT296-28-059","Post and core","Post, endodontic:  ParaPost ParaForm Coreformer, Size 4\n10 Coreformers Size 4",{"$nulls":3},"Pack"]
["RT296-28-060","Post and core","Post, endodontic:  ParaPost ParaForm Coreformer, Size 5\n10 Coreformers Size 5\n\n",{"$nulls":3},"Pack"]
["RT296-28-061","Post and core","Post, endodontic:  ParaPost ParaForm Coreformer, Size 6\n10 Coreformers Size 6\n\n",{"$nulls":3},"Pack"]
["RT296-28-062","Post and core","Post, endodontic:  ParaPost ParaForm Coreformer, Size 7\n10 Coreformers Size 7\n",{"$nulls":3},"Pack"]
["RT296-28-063","Post and core","Post, endodontic:  ParaPost ParaForm Coreformer, Size 8\n10 Coreformers Size 8\n\n",{"$nulls":3},"Pack"]
["RT296-28-064","Post and core","Post, endodontic:  ParaPost ParaForm Coreformer, Size 9\n10 Coreformers Size 9\n\n",{"$nulls":3},"Pack"]
["RT296-28-065","Post and core","Post, endodontic:  ParaPost ParaForm Coreformer, Size 10\n10 Coreformers Size 10\n\n",{"$nulls":3},"Pack"]
["RT296-28-066","Post and core","Pin kit, thread-forming, dental:  TMS, 0.675 x 2.0 mm, Regular, Single Shear \nSet - 24 Pins, 1 Universal Hand Driver, 1 Kodex Drill\n\n",{"$nulls":3},"Kit"]
["RT296-28-067","Post and core","Pin kit, thread-forming, dental:  TMS, 0.525 x 4.0 mm, Motor Shearing \nSet - 20 Pins, 1 Drill\n\n",{"$nulls":3},"Kit"]
["RT296-28-068","Post and core","Post and core system; Adhesive core build up kit for placement of core build ups and endodontic posts, Kit consisting of size 1 and 2 reamers, size 1,2,3 and 4 drills, size 1,2,3 and 4 posts, conditioner (2 syringes, 3ml each with 25 applicator needles) bonding agent (1x 5 ml bottle with 1 clixdish), self cure applicator (1 x 5ml bottle), root canal applicator tips (50 pieces), paper points (180 pieces), dual core build up material (4 syringes x 4,75g each with 20 mixing tips) and mixing pad \nItem RT296-28-068 to RT296-28-080 will be awarded as a series\n\n",{"$nulls":3},"kit"]
["RT296-28-069","Post and core","Post and core system; Reamer refill, size 1 (for fibre posts 1 and 2); 1 box 6 pieces\n",{"$nulls":3},"Box"]
["RT296-28-070","Post and core","Post and core system; Reamer refill,  size 2 (for fibre posts 3 and 4); 1 box 6 pieces\n",{"$nulls":3},"Box"]
["RT296-28-071","Post and core","Post and core system; Maillefer Precision Drill refill, 1 pack with 3 pieces\n",{"$nulls":3},"Pack"]
["RT296-28-072","Post and core","Post and core system; Maillefer Precision Drill refill,  1 pack with 3 pieces\n",{"$nulls":3},"Pack"]
["RT296-28-073","Post and core","Post and core system; Maillefer Precision Drill refill, 1 pack with 3 pieces\n",{"$nulls":3},"Pack"]
["RT296-28-074","Post and core","Post and core system; Maillefer Precision Drill refill, Size 4 (green) (C060100000400) 1 pack with 3 pieces\n",{"$nulls":3},"Pack"]
["RT296-28-075","Post and core","Post and core system; Fibre post refill,  Size 1 (yellow) (606.67.332) pack with 5 pieces\n",{"$nulls":3},"Pack"]
["RT296-28-076","Post and core","Post and core system; Fibre post refill,  Size 2 (red) (606.67.333) pack with 5 pieces\n",{"$nulls":3},"Pack"]
["RT296-28-077","Post and core","Post and core system; Fibre post refill, Size 3 (blue) (606.67.334) pack with 5 pieces\n",{"$nulls":3},"Pack"]
["RT296-28-078","Post and core","Post and core system; Fibre post refill,  Size 4 (green) (606.67.335) pack with 5 pieces\n",{"$nulls":3},"Pack"]
["RT296-28-079","Post and core","Post and core system: Self cure activator refill, (634354K) 1 x 5 ml bottle\r",{"$nulls":3},"Bottle"]
["RT296-28-080","Post and core","Post and core system: Root canal applicator tips refill (606.67.197) 1pack with 50 pieces\r",{"$nulls":3},"Pack"]
["RT296-29-001","Preventive material","Resin, restorative, dental: protective sealant (desensitiser and fluoride releaser),  \nStandard package, 1 bottle applicator tips and dishes  \n\n",{"$nulls":3},"Set"]
["RT296-29-002","Preventive material","Fluoride, topical application, dental: Amine Flouride Liquid\n1 Bottle 50ml\n\n",{"$nulls":3},"Bottle"]
["RT296-29-003","Preventive material","Fluoride, topical application, dental: APF Flouride Gel\n1 Bottle\n\n",{"$nulls":3},"Bottle"]
["RT296-29-004","Preventive material","Sodium Fluoride Oral Solution, USP: Dental, Topical Applcation, Neutral, 2,0 %\n1 Bottle \n\n",{"$nulls":3},"Bottle"]
["RT296-29-005","Preventive material","Sodium Fluoride GEL: Dental, Topical Applcation, Varnish, 50 mg Sodium Fluoride per ml\nFluoride Varnish\n1 Tube 10ml\n\n",{"$nulls":3},"Tube"]
["RT296-29-006","Preventive material","Fluoride Treatment Kit: Topical Application, Silane Fluoride; 0.1% Concentration\n25 Ampoules Fluor Protector ml each; 1 Rubber Base; 1 Brushholder; 50 Disposable Brushes; 1 Ampoule Breaker\n\n",{"$nulls":3},"Kit"]
["RT296-29-007","Preventive material","Flouride Application Tray, Dental: Disposable, Large double arch\n1 Pack 100 Pieces\nItem RT296-29-007 to RT296-29-009 will be awarded as a series.",{"$nulls":3},"Pack"]
["RT296-29-008","Preventive material","Flouride Application Tray, Dental: Disposable, Medium Double arch\n1 Pack 100 Pieces\n\n",{"$nulls":3},"Pack"]
["RT296-29-009","Preventive material","Flouride Application Tray, Dental: Disposable, Small Double arch\n1 Pack 100 Pieces\n\n",{"$nulls":3},"Pack"]
["RT296-29-010","Preventive material","Flouride Application Tray, Dental: Wax, Gel Tainer, Large, For Adults and Teens\n1 Box 40 Pieces\n\nItem RT296-29-010 to RT296-29-011 will be awarded as a series\n",{"$nulls":3},"Box"]
["RT296-29-011","Preventive material","Flouride Application Tray, Dental: Wax, Gel Tainer, Small, For Children under Twelve\n1 Box 40 Pieces\n\n",{"$nulls":3},"Box"]
["RT296-29-012","Preventive material","Paste, Preventive Dentistry: With Fluoride, Medium Grit, Flavoured\n1 Box 200 Cups with 2 Plastic Finger Rings\n\n\n",{"$nulls":3},"Box"]
["RT296-29-013","Preventive material","Paste, Preventive Dentistry: Without Fluoride, Medium Grit, Flavoured\n1 Box 200 Cups with 2 Plastic Finger Rings\n\n",{"$nulls":3},"Box"]
["RT296-29-014","Preventive material","Teeth Cleaning Device, Disposable Interdental Brush: Interdental Brush\n1 Handle 2 Brushes Per Piece\n\n",{"$nulls":3},"Each"]
["RT296-29-015","Preventive material","Teeth cleaning device, disposable, for orthodontic bands and Implants. Tapered trim with soft brittles , Assorted  colors  Pack of 12                                                                                                                                                                                                                                                                   ",{"$nulls":3},"Pack"]
["RT296-29-016","Preventive material","Softener, Calculus: Calculus Scaling Gel\n5 Syringes Scaling gel 2ml each, 5 Disposable Application Tips\n\nRT296-29-016 and RT296-29-017 will be awarded as a series\n ",{"$nulls":3},"Pack"]
["RT296-29-017","Preventive material","Tip, Applicator Brush, Dental:  Applicator Tips\n1 Pack 25 Pieces\n\n",{"$nulls":3},"Pack"]
["RT296-29-018","Preventive material","Threader, Dental Floss: Mono-Filament, Closed Loop\n1 Box 100 Packs (Envelopes), 5 Per Pack (Envelope)\n\n",{"$nulls":3},"Pack"]
["RT296-29-019","Preventive material","Floss, Waxed, Dental: Nylon\n1 Reel 50 metres\n\n",{"$nulls":3},"Reel"]
["RT296-29-020","Preventive material","Floss, Unwaxed, Dental: Nylon\n1 Reel 50 metres\n\n",{"$nulls":3},"Reel"]
["RT296-29-021","Preventive material","Floss, waxed, Dental: Nylon Tape, Ribbon Floss\n1 Reel 25 metres\n\n",{"$nulls":3},"Reel"]
["RT296-29-022","Preventive material","Floss, Waxed, Dental: Nylon Tape. Ribbon Floss   1 Reel  Apr. 25 Meters                                                                                     .  Henry Schein flat Ribbon floss (155-5728)                                                                                                             ",{"$nulls":3},"Reel"]
["RT296-29-023","Preventive material","Floss, Unwaxed, Dental: Nylon, Superfloss\n1 Pack 50 Strips\n\n",{"$nulls":3},"Pack"]
["RT296-29-024","Preventive material","Plaque Disclosing Tablets, Dental: \n1 Pack 25 Blisters, 4 Tablets Per Bliser\n\n",{"$nulls":3},"Packet"]
["RT296-29-025","Preventive material","Caries Disclosing Agent: Caries Indicator Kit\nKit - 4 Prefilled Syringe 1.2cc each, 20 White Mini Brush Tips\n\nItem RT296-29-025 to RT296-29-026 will be awarded as a series",{"$nulls":3},"Kit"]
["RT296-29-026","Preventive material","Caries Disclosing Agent: Caries Indicator Refill Syringes\n 4 Prefilled Syringe 1.2cc each\n\n",{"$nulls":3},"Container"]
["RT296-29-027","Preventive material","Tip, Applicator Brush, Dental: White Mini Brush Tips\n1 Container 20 Pieces\n\n",{"$nulls":3},"Container"]
["RT296-29-028","Preventive material","Cream Topical: Peptide, water based, suger free dental topical cream, containing Casein Phosphate fluoride-Armorphous Calcium Phosphate\n1 Box  10 pieces\n\n",{"$nulls":3},"Box"]
["RT296-29-029","Preventive material","Sodium Fluoride gel, dental, topical application, varnish 5% sodium flouride, fluoride, 1 syringe 0.5ml. Kit with 20 . x 5ml syringes and 25 x tips\n\n",{"$nulls":3},"Kit"]
["RT296-29-030","Preventive material","Toothbrush dental adult, straight handle, thumb grip , head length not exceeding 2.5 cm, flat brushing plane, soft textured nylon round end bristles, pack of 12\n\n\n",{"$nulls":3},"Pack"]
["RT296-29-031","Preventive material","Toothbrush dental, child, head length not exceeding 2.3cm with rounded corners in front, flat brushing plane, soft textured nylon rounded bristles,  pack of 12\n\n\n",{"$nulls":3},"Pack"]
["RT296-29-032","Preventive material","Toothbrush dental baby, head length not exceeding 2cm with rounded corners in front, flat brushing plane, soft flexible grip , soft textured nylon rounded bristles, pack of 12\n\n\n",{"$nulls":3},"Pack"]
["RT296-29-033","Preventive material","Toothbrush  for Special Health Care Needs (SHCN): 3 Sided toothbrush, flexible three-sided bristle heads that completely surrounds the teeth for optimum coverage with each brushing stroke. Bristles that can clean all surfaces of a tooth as well as the gum line at the required 45° angle to the gumline (even in hard-to-reach areas) and can do so faster and more efficiently than standard brushes.  Product \nASIN: B007W69XM6. Sizes: Small. ",{"$nulls":3},"Each"]
["RT296-29-034","Preventive material","Toothbrush  for Special Health Care Needs (SHCN): 3 Sided toothbrush, flexible three-sided bristle heads that completely surrounds the teeth for optimum coverage with each brushing stroke. Bristles that can clean all surfaces of a tooth as well as the gum line at the required 45° angle to the gumline (even in hard-to-reach areas) and can do so faster and more efficiently than standard brushes.  Product \nASIN: B007W69XM6. Sizes: Medium. ",{"$nulls":3},"Each"]
["RT296-29-035","Preventive material","Toothbrush  for Special Health Care Needs (SHCN): 3 Sided toothbrush, flexible three-sided bristle heads that completely surrounds the teeth for optimum coverage with each brushing stroke. Bristles that can clean all surfaces of a tooth as well as the gum line at the required 45° angle to the gumline (even in hard-to-reach areas) and can do so faster and more efficiently than standard brushes.  \n\nASIN: B007W69XM6. Sizes: Large.  ",{"$nulls":3},"Each"]
["RT296-29-036","Preventive material","Teeth cleaning device, disposable, Toothbrush cover with snap on cove to fit all toothbrushes   Box of 12\n                                                                                                                                                                                                                                                                                                                   ",{"$nulls":3},"Box"]
["RT296-29-037","Preventive material","Toothpaste dental, 25ml, active ingredient sodium fluoride and sodium lauryl sulphate   not exceeding 1000ppm, ingredients be sugar free, stable in use and storage, pack of 12",{"$nulls":3},"Pack"]
["RT296-29-038","Preventive material","Toothpaste dental, 50ml, active ingredient sodium fluoride and sodium lauryl sulphate   not exceeding 1400ppm, stable in use and storage, pack of 12\n",{"$nulls":3},"Pack"]
["RT296-29-039","Preventive material","Toothpaste dental, 100ml, active ingredient sodium fluoride and sodium lauryl sulphate   not exceeding 1400ppm,stable in use and storage, pack of 12\n\n",{"$nulls":3},"Pack"]
["RT296-29-040","Preventive material","Teeth cleaning device ; interdental brush with chlorhexidine coated filaments ultra micro fine cylindrical, for passage hole diam 0,6 mm (ISO 0)\n                                                                                                                                                                                                                                                                          ",{"$nulls":3},"bag"]
["RT296-29-041","Preventive material","Teeth cleaning device ; interdental brush with chlorhexidine coated filaments ultra micro fine Tapered for passage hole diam 0,6 mm (ISO 1)        \n                                                                                                                                                                                                                                                                  ",{"$nulls":3},"bag"]
["RT296-29-042","Preventive material","Teeth cleaning device ; interdental brush with chlorhexidine coated filaments ultra micro fine cylindrical for passage hole diam 0,9 mm (ISO 2)   \n                                                                                                                                                                                                                                                                        ",{"$nulls":3},"bag"]
["RT296-29-043","Preventive material","Teeth cleaning device ; interdental brush with chlorhexidine coated filaments ultra micro fine tapered for passage hole diam 1.1mm (ISO 3)\n                                                                                                                                                                                                                                                                             ",{"$nulls":3},"bag"]
["RT296-29-044","Preventive material","Teeth cleaning device ; interdental brush with chlorhexidine coated filaments ultra micro fine cylindrical for passage hole diam 1.2 mm (ISO 2)    \n                                                                                                                                                                                                                                                                     ",{"$nulls":3},"bag"]
["RT296-29-045","Preventive material","Teeth cleaning device ; interdental brush with chlorhexidine coated filaments ultra micro fine tapered for passage hole diam 1.3mm (ISO 4)   \n                                                                                                                                                                                                                                                                         ",{"$nulls":3},"bag"]
["RT296-29-046","Preventive material","Teeth cleaning device ; interdental brush with chlorhexidine coated filaments ultra micro fine cylindrical for passage hole diam 1.4 mm (ISO 4)  \n                                                                                                                                                                                                                                                                           ",{"$nulls":3},"bag"]
["RT296-29-047","Preventive material","Teeth cleaning device ; interdental brush with chlorhexidine coated filaments ultra micro fine tapered for passage hole diam 1.6mm (ISO 6)     \n                                                                                                                                                                                                                                                                      ",{"$nulls":3},"bag"]
["RT296-29-048","Preventive material","Hydrogen peroxide concentrate, 35% hydrogen peroxide denTinal bleaching agent\n2 x 1.2ml pre filled syringes\n20 x mini tips\n\n",{"$nulls":3},"Kit"]
["RT296-29-049","Preventive material","Hydrochloric acid slurry, 6.6% HCL Slurry with silicon micro particles\n4 x 1.2ml prefilled syringes\n20 x tips\n20 x opal cups\n\n",{"$nulls":3},"Kit"]
["RT296-29-050","Preventive material","Teeth cleaning device , Interdental brushes assorted kit with chlorhexidine coated filaments; with min of 8 sizes; colour coded  ranging from 0,8mm to max 2mm\nItem RT296-29-050 to RT296-29-058 will be awarded as a series    \n",{"$nulls":3},"Pack"]
["RT296-29-051","Preventive material","Teeth cleaning device ; interdental brush with chlorhexidine coated filaments ultra micro fine cylindrical, for passage hole diam 0,8 mm (ISO1)  1 bag 10 pieces\n",{"$nulls":3},"bag"]
["RT296-29-052","Preventive material","Teeth cleaning device ; interdental brush with chlorhexidine coated filaments ultra fine cylindrical, for passage hole diam 0.9 mm (ISO2 ; 1 bag 10 pieces\n",{"$nulls":3},"bag"]
["RT296-29-053","Preventive material","Teeth cleaning device ; interdental brush with chlorhexidine coated filaments ultra fine cylindrical, for passage hole diam 1.1 mm (ISO3) 1 bag 10 pieces\n",{"$nulls":3},"bag"]
["RT296-29-054","Preventive material","Teeth cleaning device ; interdental brush with chlorhexidine coated filaments extra fine cylindrical, for passage hole diam 1.2 mm (ISO3) 1 bag 10 pieces\n",{"$nulls":3},"bag"]
["RT296-29-055","Preventive material","Teeth cleaning device ; interdental brush with chlorhexidine coated filaments extra fine tapered, for passage hole diam1.3 mm (ISO4)  1 bag 10 pieces\n",{"$nulls":3},"bag"]
["RT296-29-056","Preventive material","Teeth cleaning device ; interdental brush with chlorhexidine coated filaments fine cylindrical, for passage hole diam 1.4 mm (ISO4)  1 bag 10 pieces\n",{"$nulls":3},"bag"]
["RT296-29-057","Preventive material","Teeth cleaning device ; interdental brush with chlorhexidine coated filaments tapered, for passage hole diam1.6 mm (ISO5)  1 bag 10 pieces\n",{"$nulls":3},"bag"]
["RT296-29-058","Preventive material","Teeth cleaning device ; interdental brush with chlorhexidine coated filaments cylindrical, for passage hole diam 2.0 mm (ISO6)  1 bag 10 pieces\n",{"$nulls":3},"bag"]
["RT296-29-059","Preventive material","Toothbrush,adult , straight handle, thumb grip , head length not exceeding 2.5 cm, flat brushing plane, soft textured nylon round end bristles, combined with toothpaste(100ml) with flouride not exceeding 1400pp,  stable in storage and use; toothpaste and brush set.\n",{"$nulls":3},"Set"]
["RT296-29-060","Preventive material","Banded pack toothpaste / toothbrush . Toothpaste - 75ml, active ingredient sodium fluoride and toothbrush straight handle, thumb grip , head length not exceeding 2.5 cm, flat brushing plane, soft\n\n",{"$nulls":3},"Pack"]
["RT296-29-061","Preventive material","Banded pack toothpaste / toothbrush .  Toothpaste - 100ml, active ingredient sodium fluoride and toothbrush straight handle, thumb grip , head length not exceeding 2.5 cm, flat brushing plane, soft medium\n\n",{"$nulls":3},"Pack"]
["RT296-29-062","Preventive material","Mouthwash: Dental Tablets, Thymol or Menthol Effervescent Tablets\n1 Bottle 1000 Tablets\n\nICN: 18-970-5108 BT",{"$nulls":3},"Bottle"]
["RT296-29-063","Preventive material","Disinfectant,  dental: 3%  Hydrogen Peroxide, mouth rinse, 250ml bottle \n",{"$nulls":3},"Bottle"]
["RT296-29-064","Preventive material","Disinfectant, Dental: 1% Povidine Iodine solution mouth rinse,  250ml bottle                                                                                    .",{"$nulls":3},"Bottle"]
["RT296-28-081","Post and core","Post kit, endodontic: System, Casting Technique Kit (P-781)\nKit- 25 Plastic Impression Posts, 25 Temporary Posts, 25 Burnout Posts, 7 ParaPost X Drills\n\nItem RT296-28-081 to RT296-28-117 will be awarded as a series",{"$nulls":3},"Kit"]
["RT296-28-082","Post and core","Post kit, endodontic:  ParaPost XP Sytem, One-Office-Visit Technique Kit, Titanium Posts \n\n",{"$nulls":3},"Kit"]
["RT296-28-083","Post and core","Drill, post hole, dental:  ParaPost X, Dia 0,9mm, Colour Code Brown\n1 Pack 1 Piece\n\n",{"$nulls":3},"Pack"]
["RT296-28-084","Post and core","Drill, post hole, dental:  ParaPost X, Dia 1,0 mm, Colour Code Yelow\n1 Pack 1 Piece\n\n",{"$nulls":3},"Pack"]
["RT296-28-085","Post and core","Drill, post hole, dental:  ParaPost X, Dia 1,14 mm, Colour Code Blue\n1 Pack 1 Piece\n\n",{"$nulls":3},"Pack"]
["RT296-28-086","Post and core","Drill, post hole, dental:  ParaPost X, Dia 1,25 mm, Colour Code Red\n1 Pack 1 Piece\n\n",{"$nulls":3},"Pack"]
["RT296-28-087","Post and core","Drill, post hole, dental:  ParaPost X, Dia 1,40 mm, Colour Code Purple\n1 Pack 1 Piece\n\n",{"$nulls":3},"Pack"]
["RT296-28-088","Post and core","Drill, post hole, dental:  ParaPost X, Dia 1,50 mm, Colour Code Black\n1 Pack 1 Piece\n\n",{"$nulls":3},"Pack"]
["RT296-28-089","Post and core","Drill, post hole, dental:  ParaPost X, Dia 1,75 mm, Colour Code Green\n1 Pack 1 Piece\n\n",{"$nulls":3},"Pack"]
["RT296-28-090","Post and core","Post, burnout Casting, dental:  ParaPost XP System, Plastic, Dia 0,9 mm, Colour Code Brown \n1 Pack 10 Posts\n\n",{"$nulls":3},"Pack"]
["RT296-28-091","Post and core","Post, burnout Casting, dental:  ParaPost XP System, Plastic, Dia 1,00 mm, Colour Code Yellow\n1 Pack 10 Posts\n\n",{"$nulls":3},"Pack"]
["RT296-28-092","Post and core","Post, burnout Casting, dental:  ParaPost XP System, Plastic, Dia 1,14 mm, Colour Code Blue \n1 Pack 10 Posts\n\n",{"$nulls":3},"Pack"]
["RT296-28-093","Post and core","Post, burnout Casting, dental:  ParaPost XP System, Plastic, Dia 1,25 mm, Colour Code Red\n1 Pack 10 Posts\n\n",{"$nulls":3},"Pack"]
["RT296-28-094","Post and core","Post, burnout Casting, dental:  ParaPost XP System, Plastic, Dia 1,40 mm, Colour Code Purple\n1 Pack 10 Posts\n\n",{"$nulls":3},"Pack"]
["RT296-28-095","Post and core","Post, burnout Casting, dental:  ParaPost XP System, Plastic, Dia 1,50 mm, Colour Code Black\n1 Pack 10 Posts\n\n",{"$nulls":3},"Pack"]
["RT296-28-096","Post and core","Post, burnout Casting, dental:  ParaPost XP System, Plastic, Dia 1,75 mm, Colour Code Green\n1 Pack 10 Posts\n\n",{"$nulls":3},"Pack"]
["RT296-28-097","Post and core","Post, endodontic:  ParaPost XP System, Plastic Impression, Dia 0,90 mm, Colour Code Brown\n1 Pack 20 Posts\n\n",{"$nulls":3},"Pack"]
["RT296-28-098","Post and core","Post, endodontic, ParaPost XP System, Plastic Impression, Dia 1,00 mm, Colour Code Yellow\n1 Pack 20 Posts\n\n",{"$nulls":3},"Pack"]
["RT296-28-099","Post and core","Post, endodontic:  ParaPost XP System, Plastic Impression, Dia 1,14 mm, Colour Code Blue\n1 Pack 20 Posts\n\n",{"$nulls":3},"Pack"]
["RT296-28-100","Post and core","Post, endodontic:  ParaPost XP System, Plastic Impression, Dia 1,25 mm, Colour Code Red\n1 Pack 20 Posts\n\n",{"$nulls":3},"Pack"]
["RT296-28-101","Post and core","Post, endodontic:  ParaPost XP System, Plastic Impression, Dia 1,40 mm, Colour Code Purple\n1 Pack 20 Posts\n\n",{"$nulls":3},"Pack"]
["RT296-28-102","Post and core","Post, endodontic:  ParaPost XP System, Plastic Impression, Dia 1,50 mm, Colour Code Black\n1 Pack 20 Posts\n\n",{"$nulls":3},"Pack"]
["RT296-28-103","Post and core","Post, endodontic:  ParaPost XP System, Plastic Impression, Dia 1,75 mm, Colour Code Green\n1 Pack 20 Posts\n\n",{"$nulls":3},"Pack"]
["RT296-28-104","Post and core","Post, endodontic:  ParaPost XP System, Titanium, Dia 0,90 mm, Colour Code Brown\n1 Pack 12 Posts\n\n",{"$nulls":3},"Pack"]
["RT296-28-105","Post and core","Post, endodontic:  ParaPost XP System, Titanium, Dia 0,90 mm, Colour Code Yellow\n1 Pack 12 Posts\n\n",{"$nulls":3},"Pack"]
["RT296-28-106","Post and core","Post, endodontic:  ParaPost XP System, Titanium, Dia, 1,14 mm, Colour Code Blue\n1 Pack 12 Posts\n\n",{"$nulls":3},"Pack"]
["RT296-28-107","Post and core","Post, endodontic:  ParaPost XP Sytem, Titanium, Dia 1,25 mm, Colour Code Red\n1 Pack 12 Posts\n\n",{"$nulls":3},"Pack"]
["RT296-28-108","Post and core","Post, endodontic:  ParaPost XP System, Titanium, Dia 1,40 mm, Colour Code Purple\n1 Pack 12 Posts\n\n",{"$nulls":3},"Pack"]
["RT296-28-109","Post and core","Post, endodontic:  ParaPost XP System, Titanium, Dia 1,50 mm, Colour Code Black\n1 Pack 12 Posts\n\n",{"$nulls":3},"Pack"]
["RT296-28-110","Post and core","Post, endodontic:  ParaPost XP System, Titanium, Dia 1,75 mm Colour Code Green\n1 Pack 12 Posts\n\n",{"$nulls":3},"Pack"]
["RT296-28-111","Post and core","Post, endodontic:  ParaPost XP System, Titanium Temporary, Dia 0,90 mm, Colour Code Brown\n1 Pack 20 Posts\n\n",{"$nulls":3},"Pack"]
["RT296-28-112","Post and core","Post, endodontic:  ParaPost XP System, Titanium Temporary, Dia 1,00 mm, Colour Code Yellow\n1 Pack 20 Posts\n\n",{"$nulls":3},"Pack"]
["RT296-28-113","Post and core","Post, endodontic:  ParaPost XP System, Titanium Temporary, Dia 1,14 mm, Colour Code Blue\n1 Pack 20 Posts\n\n",{"$nulls":3},"Pack"]
["RT296-28-114","Post and core","Post, endodontic:  ParaPost XP System, Titanium Temporary, Dia 1,25 mm, Colour Code Red \n1 Pack 20 Posts\n\n",{"$nulls":3},"Pack"]
["RT296-28-115","Post and core","Post, endodontic:  ParaPost XP System, Titanium Temporary, Dia 1,40 mm, Colour Code Purple\n1 Pack 20 Posts\n\n",{"$nulls":3},"Pack"]
["RT296-28-116","Post and core","Post, endodontic:  ParaPost XP System, Titanium Temporary, Dia 1,50 mm, Colour Code Black\n1 pack 20 Posts\n\n",{"$nulls":3},"Pack"]
["RT296-28-117","Post and core","Post, endodontic:  ParaPost XP System, Titanium Temporary, Dia 1,75 mm, Colour Code Green\n1 pack 20 Posts\n\n",{"$nulls":3},"Pack"]
["RT296-28-118","Post and core","Post, fibre: Parapost fibre lux system, fibre lux, Dia 0,90 mm, colour code brown Size 3\n1 pack 5 Posts\n\nItem RT296-28-118 to RT296-28-123  will be awarded as a series",{"$nulls":3},"Pack"]
["RT296-28-119","Post and core","Post, fibre: Parapost fibre lux system, Fibre lux, dia 1,00 mm, colour code yellow size 4\n1 pack 5 Posts\n\n",{"$nulls":3},"Pack"]
["RT296-28-120","Post and core","Post, fibre: Parapost fibre lux system, fibre lux, Dia 1,14 mm, colour code blue size 4.5\n1 pack 5 Posts\n",{"$nulls":3},"Pack"]
["RT296-28-121","Post and core","Post, fibre: Parapost fibre lux system, fibre lux, dia 1,25 mm, colour code red size 5\n1 pack 5 Posts\n\n",{"$nulls":3},"Pack"]
["RT296-28-122","Post and core","Post, fibre: Parapost fibre lux system, Fibre lux, dia 1,40 mm, colour code purple size 5.5\n1 pack 5 posts\n\n",{"$nulls":3},"Pack"]
["RT296-28-123","Post and core","Post, fibre: Parapost fibre lux system, Fibre lux, Dia 1,50 mm, colour code black size 6\n1 pack 5 posts\n\n",{"$nulls":3},"Pack"]
["RT296-28-124","Post and core","Post Kit, Endodontic:  ParaPost ParaForm Core formers Complete Kit\n50 Ass\n\nItem RT296-09-044 to RT296-09-054 will be awarded as a series\n",{"$nulls":3},"kit"]
["RT296-28-125","Post and core","Post, Endodontic:  ParaPost ParaForm Core former, Size 1\n10 Core formers Size 1\n\n",{"$nulls":3},"Pack"]
["RT296-28-126","Post and core","Post, Endodontic:  ParaPost ParaForm Core former, Size 2\n10 Core formers Size 2\n\n",{"$nulls":3},"Pack"]
["RT296-28-127","Post and core","Post, Endodontic:  ParaPost ParaForm Core former, Size 3\n10 Core formers Size 3\n\n",{"$nulls":3},"Pack"]
["RT296-28-128","Post and core","Post, Endodontic:  ParaPost ParaForm Core former, Size 4\n10 Core formers Size 4\n\n",{"$nulls":3},"Pack"]
["RT296-28-129","Post and core","Post, Endodontic:  ParaPost ParaForm Core former, Size 5\n10 Core formers Size 5\n\n",{"$nulls":3},"Pack"]
["RT296-28-130","Post and core","Post, Endodontic:  ParaPost ParaForm Core former, Size 6\n10 Core formers Size 6\n\n",{"$nulls":3},"Pack"]
["RT296-28-131","Post and core","Post, Endodontic:  ParaPost ParaForm Core former, Size 7\n10 Core formers Size 7\n\n",{"$nulls":3},"Pack"]
["RT296-28-132","Post and core","Post, Endodontic:  ParaPost ParaForm Core former, Size 8\n10 Core formers Size 8\n\n",{"$nulls":3},"Pack"]
["RT296-28-133","Post and core","Post, Endodontic:  ParaPost ParaForm Core former, Size 9\n10 Core formers Size 9\n",{"$nulls":3},"Pack"]
["RT296-28-134","Post and core","Post, Endodontic:  ParaPost ParaForm Core former, Size 10\n10 Core formers Size 10\n\n",{"$nulls":3},"Pack"]
["RT296-28-135","Post and core","Post kit, endodontic:  ParaPost ParaForm Coreformers Complete Kit\n50 Assorted Coreformers in 10 Sizes\n\nItem RT296-28-135  to RT296-28-145 will be awarded as a series",{"$nulls":3},"Kit"]
["RT296-28-136","Post and core","Post, endodontic:  ParaPost ParaForm Coreformer, Size 1\n10 Coreformers Size 1\n\n",{"$nulls":3},"Pack"]
["RT296-28-137","Post and core","Post, endodontic:  ParaPost ParaForm Coreformer, Size 2\n10 Coreformers Size 2\n",{"$nulls":3},"Pack"]
["RT296-28-138","Post and core","Post, endodontic:  ParaPost ParaForm Coreformer, Size 3\n10 Coreformers Size 3\n\n",{"$nulls":3},"Pack"]
["RT296-28-139","Post and core","Post, endodontic:  ParaPost ParaForm Coreformer, Size 4\n10 Coreformers Size 4\n",{"$nulls":3},"Pack"]
["RT296-28-140","Post and core","Post, endodontic:  ParaPost ParaForm Coreformer, Size 5\n10 Coreformers Size 5\n\n",{"$nulls":3},"Pack"]
["RT296-28-141","Post and core","Post, endodontic:  ParaPost ParaForm Coreformer, Size 6\n10 Coreformers Size 6\n\n",{"$nulls":3},"Pack"]
["RT296-28-142","Post and core","Post, endodontic:  ParaPost ParaForm Coreformer, Size 7\n10 Coreformers Size 7\n\n",{"$nulls":3},"Pack"]
["RT296-28-143","Post and core","Post, endodontic:  ParaPost ParaForm Coreformer, Size 8\n10 Coreformers Size 8\n\n",{"$nulls":3},"Pack"]
["RT296-28-144","Post and core","Post, endodontic:  ParaPost ParaForm Coreformer, Size 9\n10 Coreformers Size 9\n\n",{"$nulls":3},"Pack"]
["RT296-28-145","Post and core","Post, endodontic:  ParaPost ParaForm Coreformer, Size 10\n10 Coreformers Size 10\n\n",{"$nulls":3},"Pack"]
["RT296-28-146","Post and core","Pin kit, thread-forming, dental:  TMS, 0.675 x 2.0 mm, Regular, Single Shear \nSet - 24 Pins, 1 Universal Hand Driver, 1 Kodex Drill\n\n",{"$nulls":3},"Kit"]
["RT296-28-147","Post and core","Pin kit, thread-forming, dental:  TMS, 0.525 x 4.0 mm, Motor Shearing \nSet - 20 Pins, 1 Drill\n\n",{"$nulls":3},"Kit"]
["RT296-28-148","Post and core","Post and core system; Adhesive core build up kit for placement of core build ups and endodontic posts,  Kit consisting of size 1 and 2 reamers, size 1,2,3 and 4 drills, size 1,2,3 and 4 posts, conditioner (2 syringes, 3ml each with 25 applicator needles) bonding agent (1x 5 ml bottle with 1 clixdish), self cure applicator (1 x 5ml bottle), root canal applicator tips (50 pieces), paper points (180 pieces), dual core build up material (4 syringes x 4,75g each with 20 mixing tips) and mixing pad \nItem RT296-28-148 to RT296-28-160 will be awarded as a series\n\n",{"$nulls":3},"kit"]
["RT296-28-149","Post and core","Post and core system; Reamer refill,  size 1 (for fibre posts 1 and 2); 1 box 6 pieces\n",{"$nulls":3},"Box"]
["RT296-28-150","Post and core","Post and core system; Reamer refill,  size 2 (for fibre posts 3 and 4); 1 box 6 pieces\n",{"$nulls":3},"Box"]
["RT296-28-151","Post and core","Post and core system; Maillefer Precision Drill refill,  Size 1 (yellow) (C060100000100) 1 pack with 3 pieces\n",{"$nulls":3},"Pack"]
["RT296-28-152","Post and core","Post and core system; Maillefer Precision Drill refill,  Size 2 (red) (C060100000200) 1 pack with 3 pieces\n",{"$nulls":3},"Pack"]
["RT296-28-153","Post and core","Post and core system; Maillefer Precision Drill refill, Size 3 (blue) (C060100000300) 1 pack with 3 pieces\n",{"$nulls":3},"Pack"]
["RT296-28-154","Post and core","Post and core system; Maillefer Precision Drill refill, .Size 4 (green) (C060100000400) 1 pack with 3 pieces\n",{"$nulls":3},"Pack"]
["RT296-28-155","Post and core","Post and core system; Fibre post refill, Size 1 (yellow) (606.67.332) pack with 5 pieces\n",{"$nulls":3},"Pack"]
["RT296-28-156","Post and core","Post and core system; Fibre post refill,  Size 2 (red) (606.67.333) pack with 5 pieces\n",{"$nulls":3},"Pack"]
["RT296-28-157","Post and core","Post and core system; Fibre post refill,  Size 3 (blue) (606.67.334) pack with 5 pieces\n",{"$nulls":3},"Pack"]
["RT296-28-158","Post and core","Post and core system; Fibre post refill,  Size 4 (green) (606.67.335) pack with 5 pieces\n",{"$nulls":3},"Pack"]
["RT296-28-159","Post and core","Post and core system: Self cure activator refill, (634354K) 1 x 5 ml bottle\r",{"$nulls":3},"Bottle"]
["RT296-28-160","Post and core","Post and core system: Root canal applicator tips refill (606.67.197) 1pack with 50 pieces\r",{"$nulls":3},"Pack"]
["RT296-29-065","Preventive material","Cleaning powder:  Prophylaxis, to use with Prophy equipment\n1 Pack, 4 Bottles 480 g each\n\n",{"$nulls":3},"Pack"]
["RT296-29-066","Preventive material","Silver diamine fluoride (SDF) has been used extensively to prevent caries from forming, growing or spreading to other teeth.\nIt also treats tooth sensitivity and help to stop tooth decay. 1 SDF is a colourless liquid containing silver particles and 38% (44,800 ppm) fluoride ion that at pH 10 is 25% silver, 8% ammonia, 5% fluoride, and 62% water. This is referred to as 38% SDF. \nIt is available as in a two-bottle system Step1 containing SDF and Step 2 containing K1 to prevent discoloration.\nSDF is also available in a single delivery system, containing silver (˷25%) and fluoride (˷5%) stabilised in ammonia.",{"$nulls":3},"Bottle"]
["RT296-30-001","Prosthodontic components","Wire, fabric: Dental, Mesh, Gold Plated, Fine, 100 x 100 mm, Sheets\nEach\n\n\n",{"$nulls":3},"Each"]
["RT296-30-002","Prosthodontic components","Wire, fabric: Dental, Mesh, Grid Strengthener, Stainless Steel, 0.4 mm Thick, Maxillary Arch Shape\n1 Pack 10 Pieces\n\n\n",{"$nulls":3},"Pack"]
["RT296-30-003","Prosthodontic components","Clasp, retainer, dental: Pre-formed, S/Steel, Ball, Dia 0,7 mm\n1 Pack 100 Pieces\n\n",{"$nulls":3},"Pack"]
["RT296-31-001","Protective gear","Apron dental, plastic, adult\n\n",{"$nulls":3},"Each"]
["RT296-31-002","Protective gear","Apron dental, plastic, child\n",{"$nulls":3},"Each"]
["RT296-31-003","Protective gear","Bib dental, disposable, 2 ply paper, 1 ply poly, Apx 40 x 45mm\nPack of 500\n\n",{"$nulls":3},"Pack"]
["RT296-32-001","Provisional Crown and Bridge material","Resin, restorative, dental: temporary fillings and inlay, light cured, polyester urethane dimethacrylate, standard pack, 3 Syringes 3 g each\n",{"$nulls":3},"Pack"]
["RT296-32-002","Provisional Crown and Bridge material","Resin, restorative, dental temporary filling mateiral, light cured: 1 Box 7,5 g, 30 compules 0,25 g each (Caulk) - T.E.R.M.\n",{"$nulls":3},"Box"]
["RT296-32-003","Provisional Crown and Bridge material","Resin restorative,dental: C & B Material, Refill A1\n1 Cartridge 76g & 20 Mixing Tips\n\n",{"$nulls":3},"Box"]
["RT296-32-004","Provisional Crown and Bridge material","Resin restorative, dental: C&B Material, Refill A2\n1 Cartridge 76g and 20 Mixing Tips\n\n",{"$nulls":3},"Box"]
["RT296-32-005","Provisional Crown and Bridge material","Resin Restorative, dental C&B Material, refill A3.  1 Cartridge 76g and 20 mixing tips                                     \n                                                                                                                              ",{"$nulls":3},"Set"]
["RT296-32-006","Provisional Crown and Bridge material","Resin restorative, dental: C&B Material, Refill A3.5\n1 Cartridge 76g and 20 Mixing Tips\n\n",{"$nulls":3},"Box"]
["RT296-32-007","Provisional Crown and Bridge material","Resin restorative, dental: C&B Material, Refill B1\n1 Cartridge 76g and 20 Mixing Tips\n\n",{"$nulls":3},"Box"]
["RT296-32-008","Provisional Crown and Bridge material","Resin restorative, dental: C&B Material, Refill Bleach White\n1 Cartridge 76g and 20 Mixing Tips\n\n",{"$nulls":3},"Box"]
["RT296-32-009","Provisional Crown and Bridge material","Resin restorative dental: Temporization crown, light curable for short temp restorations complete kit consisTing of Molar upper large, Molar upper small, Molar lower large, Molar lower small, Premolar upper large, premolar upper small, Canine large and canine small with crown size tools\n\nICN NO: 6520-18-187-5939\nItem RT296-32-009 to RT296-32-018 will be awarded as a series.",{"$nulls":3},"Kit"]
["RT296-32-010","Provisional Crown and Bridge material","Resin restorative dental; Temporization crown, light curable for short term temp restoration refill: Molar upper large\n\n",{"$nulls":3},"Box"]
["RT296-32-011","Provisional Crown and Bridge material","Resin restorative dental: Temporization crown, light curable for short term temp restorations refill: Molar upper small\n\n\n",{"$nulls":3},"Box"]
["RT296-32-012","Provisional Crown and Bridge material","Resin restorative dental: Temporization crown, light curable for short term temp restorations refill: Molar lower large\n\n\n",{"$nulls":3},"Box"]
["RT296-32-013","Provisional Crown and Bridge material","Resin restorative dental: Temporization crown, light curable for short term temp restorations refill: Molar lower small\n\n",{"$nulls":3},"Box"]
["RT296-32-014","Provisional Crown and Bridge material","Resin restorative dental: Temporization crown, light curable for short term temp restorations refill: Premolar upper large\n\n",{"$nulls":3},"Box"]
["RT296-32-015","Provisional Crown and Bridge material","Resin restorative dental: Temporization crown, light curable for short term temp restorations refill: Premolar upper small\n\n",{"$nulls":3},"Box"]
["RT296-32-016","Provisional Crown and Bridge material","Resin restorative dental: Temporization crown, light curable for short term temp restorations refill: Premolar lower\n\n",{"$nulls":3},"Box"]
["RT296-32-017","Provisional Crown and Bridge material","Resin restorative dental: Temporization crown, light curable for short term temp restorations refill: Canine large\n\n",{"$nulls":3},"Box"]
["RT296-32-018","Provisional Crown and Bridge material","Resin restorative dental: Temporization crown, light curable for short term temp restorations refill: Canine small\n\n",{"$nulls":3},"Box"]
["RT296-32-019","Provisional Crown and Bridge material","Resin, acrylic, dental: Temporary Crowns, Powder and Liquid Set, Poly-Ethyl Methacrylate, Selfcuring, Shade 62 Set - 1 Bottle Powder 40g, 1 Bottle Liquid 18ml. ",{"$nulls":3},"Set"]
["RT296-32-020","Provisional Crown and Bridge material","Resin, acrylic, dental: Temporary Crowns, Powder and Liquid Set, Poly-Ethyl Methacrylate, Selfcuring, Shade 65Set - 1 Bottle Powder 40g, 1 Bottle Liquid 18ml. ",{"$nulls":3},"Set"]
["RT296-32-021","Provisional Crown and Bridge material","Resin, acrylic, dental: Temporary Crowns,  Liquid  Poly-Ethyl Methacrylate, Self curing, 1 Bottle Liquid 18ml                                \n                                                                                                                                                                                      ",{"$nulls":3},"Bottle"]
["RT296-32-022","Provisional Crown and Bridge material","Resin, acrylic, dental: Temporary Crowns, Powder , Poly-Ethyl Methacrylate, Self curing, Shade clear incisal: 1 Bottle Powder 40g,                                                                                                                                                     ",{"$nulls":3},"Bottle"]
["RT296-32-023","Provisional Crown and Bridge material","Resin, acrylic, dental: Temporary Crowns, Powder , Poly-Ethyl Methacrylate, Self curing, Shade 62: 1 Bottle Powder 40g,                                                                                                                                                                                                                                                                                                                                                ",{"$nulls":3},"Bottle"]
["RT296-32-024","Provisional Crown and Bridge material","Resin, acrylic, dental: Temporary Crowns, Powder , Poly-Ethyl Methacrylate, Self curing, Shade 65: 1 Bottle Powder 40g,                                                                                                                                                                                                                                                                                                                                                    ",{"$nulls":3},"Bottle"]
["RT296-32-025","Provisional Crown and Bridge material","Resin, acrylic, dental: Temporary Crowns, Powder , Poly-Ethyl Methacrylate, Self curing, Shade 69: 1 Bottle Powder 40g,                                                                                                                                                                                                                                                                                                                                             ",{"$nulls":3},"Bottle"]
["RT296-32-026","Provisional Crown and Bridge material","Resin, acrylic, dental: Temporary Crowns, Powder , Poly-Ethyl Methacrylate, Self curing, Shade77: 1 Bottle Powder 40g,                                                                                                                                                                                                                                                                                                                                                          ",{"$nulls":3},"Bottle"]
["RT296-32-027","Provisional Crown and Bridge material","'Matrix, Crown, Dental: Transparent, Acetate, Lower Canine No. 213, Right and Left Pairs  1 Pair\n\nItem RT296-32-027 to RT296-32-047 will be awarded as a series\n",{"$nulls":3},"Pair"]
["RT296-32-028","Provisional Crown and Bridge material","'Matrix, Crown, Dental: Transparent, Acetate, Lower Canine No. 212, Right and Left Pairs\n1 Pair\n\n",{"$nulls":3},"Pair"]
["RT296-32-029","Provisional Crown and Bridge material","'Matrix, Crown, Dental: Transparent, Acetate, Upper Canine No. 23, Right and Left Pairs\n1 Pair\n\n",{"$nulls":3},"Pair"]
["RT296-32-030","Provisional Crown and Bridge material","Matrix, Crown, Dental: Transparent, Acetate, Upper Canine No. 3, Right and Left Pairs\n1 Pair\n\n",{"$nulls":3},"Pair"]
["RT296-32-031","Provisional Crown and Bridge material","Matrix, Crown, Dental: Transparent, Acetate, Upper Central No. 1, Normal,  Right and Left Pairs\n1 Pair\n\n",{"$nulls":3},"Pair"]
["RT296-32-032","Provisional Crown and Bridge material","Matrix, Crown, Dental: Transparent, Acetate, Upper Central No. 101, Cervical Part Enlarged,  Right and Left Pairs\n1 Pair\n\n",{"$nulls":3},"Pair"]
["RT296-32-033","Provisional Crown and Bridge material","Matrix, Crown, Dental: Transparent, Acetate, Upper Central No. 11, Normal, Right and  Left Pairs\n1 Pair\n\n",{"$nulls":3},"Pair"]
["RT296-32-034","Provisional Crown and Bridge material","Matrix, Crown, Dental: Transparent, Acetate, Upper Central No. 111, Cervical Part Enlarged, Right and Left Pairs\n1 Pair\n\n",{"$nulls":3},"Pair"]
["RT296-32-035","Provisional Crown and Bridge material","Matrix, Crown, Dental: Transparent, Acetate, Upper Central No. 121, Cervical Part Enlarged, Right and Left Pairs\n1 Pair\n\n",{"$nulls":3},"Pair"]
["RT296-32-036","Provisional Crown and Bridge material","Matrix, Crown, Dental: Transparent, Acetate, Upper Central No. 131, Cervical Part Enlarged, Right and Left Paris\n1 Pair\n\n",{"$nulls":3},"pair"]
["RT296-32-037","Provisional Crown and Bridge material","Matrix, Crown, Dental: Transparent, Acetate, Upper Central No. 141, Cervical Part Enlarged, Right and Left Paris\n1 Pair\n\n",{"$nulls":3},"Pair"]
["RT296-32-038","Provisional Crown and Bridge material","Matrix, Crown, Dental: Transparent, Acetate, Upper Central No. 151, Cervical Part Enlarged, Right and Left Paris\n1 Pair\n\n",{"$nulls":3},"Pair"]
["RT296-32-039","Provisional Crown and Bridge material","Matrix, Crown, Dental: Transparent, Acetate, Upper Central No. 21, Normal, Right and Left Pairs\n1 Pair\n\n",{"$nulls":3},"Pair"]
["RT296-32-040","Provisional Crown and Bridge material","Matrix, Crown, Dental: Transparent, Acetate, Upper Central No. 31, Normal, Right and Left Pairs\n1 Pair\n\n",{"$nulls":3},"Pair"]
["RT296-32-041","Provisional Crown and Bridge material","Matrix, Crown, Dental: Transparent, Acetate, Upper Central No. 41, Normal, Right and Left Pairs\n1 Pair\n\n",{"$nulls":3},"Pair"]
["RT296-32-042","Provisional Crown and Bridge material","Matrix, Crown, Dental: Transparent, Acetate, Upper Central No. 51, Normal, Right and Left Pairs\n1 Pair\n\n",{"$nulls":3},"Pair"]
["RT296-32-043","Provisional Crown and Bridge material","Matrix, Crown, Dental: Transparent, Acetate, Upper Lateral  No. 12, Right and Left Pairs\n1 Pair\n\n",{"$nulls":3},"Pair"]
["RT296-32-044","Provisional Crown and Bridge material","Matrix, Crown, Dental: Transparent, Acetate, Upper Lateral  No. 2, Right and Left Pairs\n1 Pair\n\n",{"$nulls":3},"Pair"]
["RT296-32-045","Provisional Crown and Bridge material","Matrix, Crown, Dental: Transparent, Acetate, Upper Lateral  No. 22, Right and Left Pairs\n1 Pair\n\nICN: 18-974-0613 BX",{"$nulls":3},"Pair"]
["RT296-32-046","Provisional Crown and Bridge material","Matrix, Crown, Dental: Transparent, Acetate, Upper Lateral  No. 32, Right and Left Pairs\n1 Pair\n\nICN: 18-974-0615 BX",{"$nulls":3},"Pair"]
["RT296-32-047","Provisional Crown and Bridge material","Matrix, Crown, Dental: Transparent, Acetate, Upper Lateral  No. 42, Right and Left Pairs\n1 Pair\n\nICN: 18-974-0611 BX",{"$nulls":3},"Pair"]
["RT296-32-048","Provisional Crown and Bridge material","Crown Set, Dental, Temporary: Polycarbonate, Anteriors and Premolar Crown Set\n180 Crowns and system organiser - 60 sizes\n\nItem RT296-32-048 to RT296-32-105 will be awarded as a series",{"$nulls":3},"Set"]
["RT296-32-049","Provisional Crown and Bridge material","Crown, Dental, Temporary: Polycarbonate, Canine, Upper Left, No 035\n1 Box 5 Crowns\n\n",{"$nulls":3},"Box"]
["RT296-32-050","Provisional Crown and Bridge material","Crown, Dental, Temporary: Polycarbonate, Canine, Upper Left, No 036\n1 Box 5 Crowns\n\n",{"$nulls":3},"Box"]
["RT296-32-051","Provisional Crown and Bridge material","Crown, Dental, Temporary: Polycarbonate, Canine, Upper Left, No 037\n1 Box 5 Crowns\n\n",{"$nulls":3},"Box"]
["RT296-32-052","Provisional Crown and Bridge material","Crown, Dental, Temporary: Polycarbonate, Canine, Upper Left, No 038\n1 Box 5 Crowns\n\n",{"$nulls":3},"Box"]
["RT296-32-053","Provisional Crown and Bridge material","Crown, Dental, Temporary: Polycarbonate, Canine, Upper Left, No 039\n1 Box 5 Crowns\n\n",{"$nulls":3},"Box"]
["RT296-32-054","Provisional Crown and Bridge material","Crown, Dental, Temporary: Polycarbonate, Canine, Upper Right, No 030\n1 Box 5 Crowns\n\n",{"$nulls":3},"Box"]
["RT296-32-055","Provisional Crown and Bridge material","Crown, Dental, Temporary: Polycarbonate, Canine, Upper Right, No 031\n1 Box 5 Crowns\n\n",{"$nulls":3},"Box"]
["RT296-32-056","Provisional Crown and Bridge material","Crown, Dental, Temporary: Polycarbonate, Canine, Upper Right, No 032\n1 Box 5 Crowns\n\n",{"$nulls":3},"Box"]
["RT296-32-057","Provisional Crown and Bridge material","Crown, Dental, Temporary: Polycarbonate, Canine, Upper Right, No 033\n1 Box 5 Crowns\n\n",{"$nulls":3},"Box"]
["RT296-32-058","Provisional Crown and Bridge material","Crown, Dental, Temporary: Polycarbonate, Canine, Upper Right, No 034\n1 Box 5 Crowns\n\n",{"$nulls":3},"Box"]
["RT296-32-059","Provisional Crown and Bridge material","Crown, Dental, Temporary: Polycarbonate, Canine, Upper Right, No 300\n1 Box 5 Crowns\n\n",{"$nulls":3},"Box"]
["RT296-32-060","Provisional Crown and Bridge material","Crown, Dental, Temporary: Polycarbonate, Canine, Upper Right, No 301\n1 Box 5 Crowns\n\n",{"$nulls":3},"Box"]
["RT296-32-061","Provisional Crown and Bridge material","Crown, Dental, Temporary: Polycarbonate, Central, Upper Left, No 015\n1 Box 5 Crowns\n\n",{"$nulls":3},"Box"]
["RT296-32-062","Provisional Crown and Bridge material","Crown, Dental, Temporary: Polycarbonate, Central, Upper Left, No 016\n1 Box 5 Crowns\n\n",{"$nulls":3},"Box"]
["RT296-32-063","Provisional Crown and Bridge material","Crown, Dental, Temporary: Polycarbonate, Central, Upper Left, No 017\n1 Box 5 Crowns\n\n",{"$nulls":3},"Box"]
["RT296-32-064","Provisional Crown and Bridge material","Crown, Dental, Temporary: Polycarbonate, Central, Upper Left, No 018\n1 Box 5 Crowns\n\n",{"$nulls":3},"Box"]
["RT296-32-065","Provisional Crown and Bridge material","Crown, Dental, Temporary: Polycarbonate, Central, Upper Left, No 019\n1 Box 5 Crowns\n\n",{"$nulls":3},"Box"]
["RT296-32-066","Provisional Crown and Bridge material","Crown, Dental, Temporary: Polycarbonate, Central, Upper Left, No 102\n1 Box 5 Crowns\n\n",{"$nulls":3},"Box"]
["RT296-32-067","Provisional Crown and Bridge material","Crown, Dental, Temporary: Polycarbonate, Central, Upper Left, No 103\n1 Box 5 Crowns\n\n",{"$nulls":3},"Box"]
["RT296-32-068","Provisional Crown and Bridge material","Crown, Dental, Temporary: Polycarbonate, Central, Upper Right, No 010\n1 Box 5 Crowns\n\n",{"$nulls":3},"Box"]
["RT296-32-069","Provisional Crown and Bridge material","Crown, Dental, Temporary: Polycarbonate, Central, Upper Right, No 011\n1 Box 5 Crowns\n\n",{"$nulls":3},"Box"]
["RT296-32-070","Provisional Crown and Bridge material","Crown, Dental, Temporary: Polycarbonate, Central, Upper Right, No 012\n1 Box 5 Crowns\n\n",{"$nulls":3},"Box"]
["RT296-32-071","Provisional Crown and Bridge material","Crown, Dental, Temporary: Polycarbonate, Central, Upper Right, No 013\n1 Box 5 Crowns\n\n",{"$nulls":3},"Box"]
["RT296-32-072","Provisional Crown and Bridge material","Crown, Dental, Temporary: Polycarbonate, Central, Upper Right, No 014\n1 Box 5 Crowns\n\n",{"$nulls":3},"Box"]
["RT296-32-073","Provisional Crown and Bridge material","Crown, Dental, Temporary: Polycarbonate, Central, Upper Right, No 100\n1 Box 5 Crowns\n\n",{"$nulls":3},"Box"]
["RT296-32-074","Provisional Crown and Bridge material","Crown, Dental, Temporary: Polycarbonate, Central, Upper Right, No 101\n1 Box 5 Crowns\n\n",{"$nulls":3},"Box"]
["RT296-32-075","Provisional Crown and Bridge material","Crown, Dental, Temporary: Polycarbonate, Lateral, Upper Left , No 025\n1 Box 5 Crowns\n\n",{"$nulls":3},"Box"]
["RT296-32-076","Provisional Crown and Bridge material","Crown, Dental, Temporary: Polycarbonate, Lateral, Upper Left , No 026\n1 Box 5 Crowns\n\n",{"$nulls":3},"Box"]
["RT296-32-077","Provisional Crown and Bridge material","Crown, Dental, Temporary: Polycarbonate, Lateral, Upper Left , No 027\n1 Box 5 Crowns\n\n",{"$nulls":3},"Box"]
["RT296-32-078","Provisional Crown and Bridge material","Crown, Dental, Temporary: Polycarbonate, Lateral, Upper Left , No 028\n1 Box 5 Crowns\n\n",{"$nulls":3},"Box"]
["RT296-32-079","Provisional Crown and Bridge material","Crown, Dental, Temporary: Polycarbonate, Lateral, Upper Left , No 029\n1 Box 5 Crowns\n\n",{"$nulls":3},"Box"]
["RT296-32-080","Provisional Crown and Bridge material","Crown, Dental, Temporary: Polycarbonate, Lateral, Upper Left , No 200\n1 Box 5 Crowns\n\n",{"$nulls":3},"Box"]
["RT296-32-081","Provisional Crown and Bridge material","Crown, Dental, Temporary: Polycarbonate, Lateral, Upper Right, No 002\n1 Box 5 Crowns\n\n",{"$nulls":3},"Box"]
["RT296-32-082","Provisional Crown and Bridge material","Crown, Dental, Temporary: Polycarbonate, Lateral, Upper Right, No 020\n1 Box 5 Crowns\n\n",{"$nulls":3},"Box"]
["RT296-32-083","Provisional Crown and Bridge material","Crown, Dental, Temporary: Polycarbonate, Lateral, Upper Right, No 021\n1 Box 5 Crowns\n\n",{"$nulls":3},"Box"]
["RT296-32-084","Provisional Crown and Bridge material","Crown, Dental, Temporary: Polycarbonate, Lateral, Upper Right, No 022\n1 Box 5 Crowns\n\n",{"$nulls":3},"Box"]
["RT296-32-085","Provisional Crown and Bridge material","Crown, Dental, Temporary: Polycarbonate, Lateral, Upper Right, No 023\n1 Box 5 Crowns\n\n",{"$nulls":3},"Box"]
["RT296-32-086","Provisional Crown and Bridge material","Crown, Dental, Temporary: Polycarbonate, Lateral, Upper Right, No 024\n1 Box 5 Crowns\n\n",{"$nulls":3},"Box"]
["RT296-32-087","Provisional Crown and Bridge material","Crown, Dental, Temporary: Polycarbonate, Lower Anterior, Long, No 060\n1 Box 5 Crowns\n\n",{"$nulls":3},"Box"]
["RT296-32-088","Provisional Crown and Bridge material","Crown, Dental, Temporary: Polycarbonate, Lower Anterior, Long, No 061\n1 Box 5 Crowns\n\n",{"$nulls":3},"Box"]
["RT296-32-089","Provisional Crown and Bridge material","Crown, Dental, Temporary: Polycarbonate, Lower Anterior, Long, No 062\n1 Box 5 Crowns\n\n",{"$nulls":3},"Box"]
["RT296-32-090","Provisional Crown and Bridge material","Crown, Dental, Temporary: Polycarbonate, Lower Anterior, Long, No 063\n1 Box 5 Crowns\n\n",{"$nulls":3},"Box"]
["RT296-32-091","Provisional Crown and Bridge material","Crown, Dental, Temporary: Polycarbonate, Lower Anterior, Long, No 064\n1 Box 5 Crowns\n\n",{"$nulls":3},"Box"]
["RT296-32-092","Provisional Crown and Bridge material","Crown, Dental, Temporary: Polycarbonate, Lower Anterior, Short, No 065\n1 Box 5 Crowns\n\n",{"$nulls":3},"Box"]
["RT296-32-093","Provisional Crown and Bridge material","Crown, Dental, Temporary: Polycarbonate, Lower Anterior, Short, No 066\n1 Box 5 Crowns\n\n",{"$nulls":3},"Box"]
["RT296-32-094","Provisional Crown and Bridge material","Crown, Dental, Temporary: Polycarbonate, Lower Anterior, Short, No 067\n1 Box 5 Crowns\n\n",{"$nulls":3},"Box"]
["RT296-32-095","Provisional Crown and Bridge material","Crown, Dental, Temporary: Polycarbonate, Lower Anterior, Short, No 068\n1 Box 5 Crowns\n\n",{"$nulls":3},"Box"]
["RT296-32-096","Provisional Crown and Bridge material","Crown, Dental, Temporary: Polycarbonate, Lower Anterior, Short, No 069\n1 Box 5 Crowns\n\n",{"$nulls":3},"Box"]
["RT296-32-097","Provisional Crown and Bridge material","Crown, Dental, Temporary: Polycarbonate, Premolar, Large, No 040\n1 Box 5 Crowns\n\n",{"$nulls":3},"Box"]
["RT296-32-098","Provisional Crown and Bridge material","Crown, Dental, Temporary: Polycarbonate, Premolar, Large, No 041\n1 Box 5 Crowns\n\n",{"$nulls":3},"Box"]
["RT296-32-099","Provisional Crown and Bridge material","Crown, Dental, Temporary: Polycarbonate, Premolar, Large, No 042\n1 Box 5 Crowns\n\n",{"$nulls":3},"Box"]
["RT296-32-100","Provisional Crown and Bridge material","Crown, Dental, Temporary: Polycarbonate, Premolar, Large, No 043\n1 Box 5 Crowns\n\n",{"$nulls":3},"Box"]
["RT296-32-101","Provisional Crown and Bridge material","Crown, Dental, Temporary: Polycarbonate, Premolar, Large, No 044\n1 Box 5 Crowns\n\n",{"$nulls":3},"Box"]
["RT296-32-102","Provisional Crown and Bridge material","Crown, Dental, Temporary: Polycarbonate, Premolar, Small, No 050\n1 Box 5 Crowns\n\n",{"$nulls":3},"Box"]
["RT296-32-103","Provisional Crown and Bridge material","Crown, Dental, Temporary: Polycarbonate, Premolar, Small, No 051\n1 Box 5 Crowns\n\n",{"$nulls":3},"Box"]
["RT296-32-104","Provisional Crown and Bridge material","Crown, Dental, Temporary: Polycarbonate, Premolar, Small, No 053\n1 Box 5 Crowns\n\n",{"$nulls":3},"Box"]
["RT296-32-105","Provisional Crown and Bridge material","Crown, Dental, Temporary: Polycarbonate, Premolar, Small, No 054\n1 Box 5 Crowns\n\n",{"$nulls":3},"Box"]
["RT296-32-106","Provisional Crown and Bridge material","Crown Set, Dental, Temporary: Nitro Stainless Steel, Primary Molars - Standard Set\n96 Crowns and system organiser - 48 sizes\n\nItem RT296-32-106 to RT296-32-132 and RT296-32-033 to RT296-32-053 will be awarded as a series",{"$nulls":3},"Box"]
["RT296-32-107","Provisional Crown and Bridge material","Crown, Dental, Temporary: Nitro Stainless Steel, Primary Molar - First, Lower Left, No D-LL-2\n1 Box 5 Crowns\n\n",{"$nulls":3},"Box"]
["RT296-32-108","Provisional Crown and Bridge material","Crown, Dental, Temporary: Nitro Stainless Steel, Primary Molar - First, Lower Left, No D-LL-3\n1 Box 5 Crowns\n\nICN: 18-178-5583 BX",{"$nulls":3},"Box"]
["RT296-32-109","Provisional Crown and Bridge material","Crown, Dental, Temporary: Nitro Stainless Steel, Primary Molar - First, Lower Left, No D-LL-4\n1 Box 5 Crowns\n\nICN: 18-178-5587 BX",{"$nulls":3},"Box"]
["RT296-32-110","Provisional Crown and Bridge material","Crown, Dental, Temporary: Nitro Stainless Steel, Primary Molar - First, Lower Left, No D-LL-5\n1 Box 5 Crowns\n\n",{"$nulls":3},"Box"]
["RT296-32-111","Provisional Crown and Bridge material","Crown, Dental, Temporary: Nitro Stainless Steel, Primary Molar - First, Lower Left, No D-LL-6\n1 Box 5 Crowns\n\n",{"$nulls":3},"Box"]
["RT296-32-112","Provisional Crown and Bridge material","Crown, Dental, Temporary: Nitro Stainless Steel, Primary Molar - First, Lower Left, No D-LL-7\n1 Box 5 Crowns\n\n",{"$nulls":3},"Box"]
["RT296-32-113","Provisional Crown and Bridge material","Crown, Dental, Temporary: Nitro Stainless Steel, Primary Molar - First, Lower Right, No D-LR-2\n1 Box 5 Crowns\n\n",{"$nulls":3},"Box"]
["RT296-32-114","Provisional Crown and Bridge material","Crown, Dental, Temporary: Nitro Stainless Steel, Primary Molar - First, Lower Right, No D-LR-3\n1 Box 5 Crowns\n\n",{"$nulls":3},"Box"]
["RT296-32-115","Provisional Crown and Bridge material","Crown, Dental, Temporary: Nitro Stainless Steel, Primary Molar - First, Lower Right, No D-LR-4\n1 Box 5 Crowns\n\n",{"$nulls":3},"Box"]
["RT296-32-116","Provisional Crown and Bridge material","Crown, Dental, Temporary: Nitro Stainless Steel, Primary Molar - First, Lower Right, No D-LR-5\n1 Box 5 Crowns\n\n",{"$nulls":3},"Box"]
["RT296-32-117","Provisional Crown and Bridge material","Crown, Dental, Temporary: Nitro Stainless Steel, Primary Molar - First, Lower Right, No D-LR-6\n1 Box 5 Crowns\n\n",{"$nulls":3},"Box"]
["RT296-32-118","Provisional Crown and Bridge material","Crown, Dental, Temporary: Nitro Stainless Steel, Primary Molar - First, Lower Right, No D-LR-7\n1 Box 5 Crowns\n\n",{"$nulls":3},"Box"]
["RT296-32-119","Provisional Crown and Bridge material","Crown, Dental, Temporary: Nitro Stainless Steel, Primary Molar - First, Upper Left, No D-UL-2\n1 Box 5 Crowns\n\n",{"$nulls":3},"Box"]
["RT296-32-120","Provisional Crown and Bridge material","Crown, Dental, Temporary: Nitro Stainless Steel, Primary Molar - First, Upper Left, No D-UL-3\n1 Box 5 Crowns\n\n",{"$nulls":3},"Box"]
["RT296-32-121","Provisional Crown and Bridge material","Crown, Dental, Temporary: Nitro Stainless Steel, Primary Molar - First, Upper Left, No D-UL-4\n1 Box 5 Crowns\n\n",{"$nulls":3},"Box"]
["RT296-32-122","Provisional Crown and Bridge material","Crown, Dental, Temporary: Nitro Stainless Steel, Primary Molar - First, Upper Left, No D-UL-5\n1 Box 5 Crowns\n\n",{"$nulls":3},"Box"]
["RT296-32-123","Provisional Crown and Bridge material","Crown, Dental, Temporary: Nitro Stainless Steel, Primary Molar - First, Upper Left, No D-UL-6\n1 Box 5 Crowns\n\n",{"$nulls":3},"Box"]
["RT296-32-124","Provisional Crown and Bridge material","Crown, Dental, Temporary: Nitro Stainless Steel, Primary Molar - First, Upper Left, No D-UL-7\n1 Box 5 Crowns\n\n",{"$nulls":3},"Box"]
["RT296-32-125","Provisional Crown and Bridge material","Crown, Dental, Temporary: Nitro Stainless Steel, Primary Molar - First, Upper Right, No D-UR-2\n1 Box 5 Crowns\n\n",{"$nulls":3},"Box"]
["RT296-32-126","Provisional Crown and Bridge material","Crown, Dental, Temporary: Nitro Stainless Steel, Primary Molar - First, Upper Right, No D-UR-3\n1 Box 5 Crowns\n\n",{"$nulls":3},"Box"]
["RT296-32-127","Provisional Crown and Bridge material","Crown, Dental, Temporary: Nitro Stainless Steel, Primary Molar - First, Upper Right, No D-UR-4\n1 Box 5 Crowns\n\nICN: 18-178-5671 BX",{"$nulls":3},"Box"]
["RT296-32-128","Provisional Crown and Bridge material","Crown, Dental, Temporary: Nitro Stainless Steel, Primary Molar - First, Upper Right, No D-UR-5\n1 Box 5 Crowns\n\n",{"$nulls":3},"Box"]
["RT296-32-129","Provisional Crown and Bridge material","Crown, Dental, Temporary:  Nitro Stainless Steel, Primary Molar - First, Upper Right, No D-UR-6\n1 Box 5 Crowns\n\n",{"$nulls":3},"Box"]
["RT296-32-130","Provisional Crown and Bridge material","Crown, Dental, Temporary:  Nitro Stainless Steel, Primary Molar - First, Upper Right, No D-UR-6\n1 Box 5 Crowns\n\n",{"$nulls":3},"Box"]
["RT296-32-131","Provisional Crown and Bridge material","Crown, Dental, Temporary: Nitro Stainless Steel, Primary Molar - First, Upper Right, No D-UR-7\n1 Box 5 Crowns\n\n",{"$nulls":3},"Box"]
["RT296-32-132","Provisional Crown and Bridge material","Crown, Dental, Temporary: Nitro Stainless Steel, Primary Molar - Secondary, Lower Left, No E-LL-2\n1 Box 5 Crowns\n\n",{"$nulls":3},"Box"]
["RT296-32-033","Provisional Crown and Bridge material","Crown, Dental, Temporary: Nitro Stainless Steel, Primary Molar - Secondary, Lower Left, No E-LL-3\n1 Box 5 Crowns\n\n",{"$nulls":3},"Box"]
["RT296-32-034","Provisional Crown and Bridge material","Crown, Dental, Temporary: Nitro Stainless Steel, Primary Molar - Secondary, Lower Left, No E-LL-4\n1 Box 5 Crowns\n\n",{"$nulls":3},"Box"]
["RT296-32-035","Provisional Crown and Bridge material","Crown, Dental, Temporary: Nitro Stainless Steel, Primary Molar - Secondary, Lower Left, No E-LL-5\n1 Box 5 Crowns\n\n",{"$nulls":3},"Box"]
["RT296-32-036","Provisional Crown and Bridge material","Crown, Dental, Temporary: Nitro Stainless Steel, Primary Molar - Secondary, Lower Left, No E-LL-7\n1 Box 5 Crowns\n\n",{"$nulls":3},"Box"]
["RT296-32-037","Provisional Crown and Bridge material","Crown, Dental, Temporary: Nitro Stainless Steel, Primary Molar - Secondary, Lower Right, No E-LR-2\n1 Box 5 Crowns\n\n",{"$nulls":3},"Box"]
["RT296-32-038","Provisional Crown and Bridge material","Crown, Dental, Temporary: Nitro Stainless Steel, Primary Molar - Secondary, Lower Right, No E-LR-3\n1 Box 5 Crowns\n\n",{"$nulls":3},"Box"]
["RT296-32-039","Provisional Crown and Bridge material","Crown, Dental, Temporary: Nitro Stainless Steel, Primary Molar - Secondary, Lower Right, No E-LR-4\n1 Box 5 Crowns\n\n",{"$nulls":3},"Box"]
["RT296-32-040","Provisional Crown and Bridge material","Crown, Dental, Temporary: Nitro Stainless Steel, Primary Molar - Secondary, Lower Right, No E-LR-5\n1 Box 5 Crowns\n\n",{"$nulls":3},"Box"]
["RT296-32-041","Provisional Crown and Bridge material","Crown, Dental, Temporary: Nitro Stainless Steel, Primary Molar - Secondary, Lower Right, No E-LR-7\n1 Box 5 Crowns\n\n",{"$nulls":3},"Box"]
["RT296-32-042","Provisional Crown and Bridge material","Crown, Dental, Temporary: Nitro Stainless Steel, Primary Molar - Secondary, Upper Left, No E-UL-2\n1 Box 5 Crowns\n\nICN: 18-178-5637 BX",{"$nulls":3},"Box"]
["RT296-32-043","Provisional Crown and Bridge material","Crown, Dental, Temporary: Nitro Stainless Steel, Primary Molar - Secondary, Upper Left, No E-UL-3\n1 Box 5 Crowns\n\n",{"$nulls":3},"Box"]
["RT296-32-044","Provisional Crown and Bridge material","Crown, Dental, Temporary: Nitro Stainless Steel, Primary Molar - Secondary, Upper Left, No E-UL-4\n1 Box 5 Crowns\n\n",{"$nulls":3},"Box"]
["RT296-32-045","Provisional Crown and Bridge material","Crown, Dental, Temporary: Nitro Stainless Steel, Primary Molar - Secondary, Upper Left, No E-UL-5\n1 Box 5 Crowns\n\n",{"$nulls":3},"Box"]
["RT296-32-046","Provisional Crown and Bridge material","Crown, Dental, Temporary: Nitro Stainless Steel, Primary Molar - Secondary, Upper Left, No E-UL-6\n1 Box 5 Crowns\n\n",{"$nulls":3},"Box"]
["RT296-32-047","Provisional Crown and Bridge material","Crown, Dental, Temporary: Nitro Stainless Steel, Primary Molar - Secondary, Upper Left, No E-UL-7\n1 Box 5 Crowns\n\n",{"$nulls":3},"Box"]
["RT296-32-048","Provisional Crown and Bridge material","Crown, Dental, Temporary: Nitro Stainless Steel, Primary Molar - Secondary, Upper Right, No E-UR-2\n1 Box 5 Crowns\n\n",{"$nulls":3},"Box"]
["RT296-32-049","Provisional Crown and Bridge material","Crown, Dental, Temporary: Nitro Stainless Steel, Primary Molar - Secondary, Upper Right, No E-UR-3\n1 Box 5 Crowns\n\n",{"$nulls":3},"Box"]
["RT296-32-050","Provisional Crown and Bridge material","Crown, Dental, Temporary: Nitro Stainless Steel, Primary Molar - Secondary, Upper Right, No E-UR-4\n1 Box 5 Crowns\n\n",{"$nulls":3},"Box"]
["RT296-32-051","Provisional Crown and Bridge material","Crown, Dental, Temporary: Nitro Stainless Steel, Primary Molar - Secondary, Upper Right, No E-UR-5\n1 Box 5 Crowns\n\n",{"$nulls":3},"Box"]
["RT296-32-052","Provisional Crown and Bridge material","Crown, Dental, Temporary: Nitro Stainless Steel, Primary Molar - Secondary, Upper Right, No E-UR-6\n1 Box 5 Crowns\n\n",{"$nulls":3},"Box"]
["RT296-32-053","Provisional Crown and Bridge material","Crown, Dental, Temporary: Nitro Stainless Steel, Primary Molar - Secondary, Upper Right, No E-UR-7\n1 Box 5 Crowns\n\n",{"$nulls":3},"Box"]
["RT296-32-054","Provisional Crown and Bridge material","Matrix, crown, dental: Transparent, Acetate, Lower Canine No. 213, Right and Left Pairs\n1 Pair\n\nItem RT296-08-134 to RT296-08-154 will be awarded as a series\n",{"$nulls":3},"Box"]
["RT296-32-055","Provisional Crown and Bridge material","Matrix, crown, dental: Transparent, Acetate, Lower Canine No. 212, Right and Left Pairs\n1 Pair\n\nICN: 18-970-7568 BX",{"$nulls":3},"Box"]
["RT296-32-056","Provisional Crown and Bridge material","Matrix, crown, dental: Transparent, Acetate, Upper Canine No. 23, Right and Left Pairs\n1 Pair\n\n",{"$nulls":3},"Box"]
["RT296-32-057","Provisional Crown and Bridge material","Matrix, crown, dental: Transparent, Acetate, Upper Canine No. 3, Right and Left Pairs\n1 Pair\n\n",{"$nulls":3},"Box"]
["RT296-32-058","Provisional Crown and Bridge material","Matrix, crown, dental: Transparent, Acetate, Upper Central No. 1, Normal,  Right and Left Pairs\n1 Pair\n\n",{"$nulls":3},"Box"]
["RT296-32-059","Provisional Crown and Bridge material","Matrix, crown, dental: Transparent, Acetate, Upper Central No. 101, Cervical Part Enlarged,  Right and Left Pairs\n1 Pair\n\n",{"$nulls":3},"Box"]
["RT296-32-060","Provisional Crown and Bridge material","Matrix, crown, dental: Transparent, Acetate, Upper Central No. 11, Normal, Right and  Left Pairs\n1 Pair\n\n",{"$nulls":3},"Box"]
["RT296-32-061","Provisional Crown and Bridge material","Matrix, crown, dental: Transparent, Acetate, Upper Central No. 111, Cervical Part Enlarged, Right and Left Pairs\n1 Pair\n\n",{"$nulls":3},"Box"]
["RT296-32-062","Provisional Crown and Bridge material","Matrix, crown, dental: Transparent, Acetate, Upper Central No. 121, Cervical Part Enlarged, Right and Left Pairs\n1 Pair\n\n",{"$nulls":3},"Box"]
["RT296-32-063","Provisional Crown and Bridge material","Matrix, crown, dental: Transparent, Acetate, Upper Central No. 131, Cervical Part Enlarged, Right and Left Paris\n1 Pair\n\n",{"$nulls":3},"Box"]
["RT296-32-064","Provisional Crown and Bridge material","Matrix, crown, dental: Transparent, Acetate, Upper Central No. 141, Cervical Part Enlarged, Right and Left Paris\n1 Pair\n\n",{"$nulls":3},"Box"]
["RT296-32-065","Provisional Crown and Bridge material","Matrix, crown, dental: Transparent, Acetate, Upper Central No. 151, Cervical Part Enlarged, Right and Left Paris\n1 Pair\n\n",{"$nulls":3},"Box"]
["RT296-32-066","Provisional Crown and Bridge material","Matrix, crown, dental: Transparent, Acetate, Upper Central No. 21, Normal, Right and Left Pairs\n1 Pair\n\n",{"$nulls":3},"Box"]
["RT296-32-067","Provisional Crown and Bridge material","Matrix, crown, dental: Transparent, Acetate, Upper Central No. 31, Normal, Right and Left Pairs\n1 Pair\n\n",{"$nulls":3},"Box"]
["RT296-32-068","Provisional Crown and Bridge material","Matrix, crown, dental: Transparent, Acetate, Upper Central No. 41, Normal, Right and Left Pairs\n1 Pair\n\n",{"$nulls":3},"Box"]
["RT296-32-069","Provisional Crown and Bridge material","Matrix, crown, dental: Transparent, Acetate, Upper Central No. 51, Normal, Right and Left Pairs\n1 Pair\n\n",{"$nulls":3},"Box"]
["RT296-32-070","Provisional Crown and Bridge material","Matrix, crown, dental: Transparent, Acetate, Upper Lateral  No. 12, Right and Left Pairs\n1 Pair\n\n",{"$nulls":3},"Box"]
["RT296-32-071","Provisional Crown and Bridge material","Matrix, crown, dental: Transparent, Acetate, Upper Lateral  No. 2, Right and Left Pairs\n1 Pair\n\n",{"$nulls":3},"Box"]
["RT296-32-072","Provisional Crown and Bridge material","Matrix, crown, dental: Transparent, Acetate, Upper Lateral  No. 22, Right and Left Pairs\n1 Pair\n\n",{"$nulls":3},"Box"]
["RT296-32-073","Provisional Crown and Bridge material","Matrix, crown, dental: Transparent, Acetate, Upper Lateral  No. 32, Right and Left Pairs\n1 Pair\n\n",{"$nulls":3},"Box"]
["RT296-32-074","Provisional Crown and Bridge material","Matrix, crown, dental: Transparent, Acetate, Upper Lateral  No. 42, Right and Left Pairs\n1 Pair\n\n",{"$nulls":3},"Box"]
["RT296-32-075","Provisional Crown and Bridge material","Crown set, dental, temporary: Polycarbonate, Anteriors and Premolar Crown Set\n180 Crowns and system organiser - 60 sizes\n\nItem RT296-32-075 to RT296-32-133 will be awarded as a series\n",{"$nulls":3},"Kit"]
["RT296-32-076","Provisional Crown and Bridge material","Crown, dental, temporary: Polycarbonate, Canine, Upper Left, No 035\n1 Box 5 Crowns\n\n",{"$nulls":3},"Box"]
["RT296-32-077","Provisional Crown and Bridge material","Crown, dental, temporary: Polycarbonate, Canine, Upper Left, No 036\n1 Box 5 Crowns\n\n",{"$nulls":3},"Box"]
["RT296-32-078","Provisional Crown and Bridge material","Crown, dental, temporary: Polycarbonate, Canine, Upper Left, No 037\n1 Box 5 Crowns\n\n",{"$nulls":3},"Box"]
["RT296-32-079","Provisional Crown and Bridge material","Crown, dental, temporary: Polycarbonate, Canine, Upper Left, No 038\n1 Box 5 Crowns\n\n",{"$nulls":3},"Box"]
["RT296-32-080","Provisional Crown and Bridge material","Crown, dental, temporary: Polycarbonate, Canine, Upper Left, No 039\n1 Box 5 Crowns\n\n",{"$nulls":3},"Box"]
["RT296-32-081","Provisional Crown and Bridge material","Crown, dental, temporary: Polycarbonate, Canine, Upper Right, No 030\n1 Box 5 Crowns\n\n",{"$nulls":3},"Box"]
["RT296-32-082","Provisional Crown and Bridge material","Crown, dental, temporary: Polycarbonate, Canine, Upper Right, No 031\n1 Box 5 Crowns\n\n",{"$nulls":3},"Box"]
["RT296-32-083","Provisional Crown and Bridge material","Crown, dental, temporary: Polycarbonate, Canine, Upper Right, No 032\n1 Box 5 Crowns\n\n",{"$nulls":3},"Box"]
["RT296-32-084","Provisional Crown and Bridge material","Crown, dental, temporary: Polycarbonate, Canine, Upper Right, No 033\n1 Box 5 Crowns\n\n",{"$nulls":3},"Box"]
["RT296-32-085","Provisional Crown and Bridge material","Crown, dental, temporary: Polycarbonate, Canine, Upper Right, No 034\n1 Box 5 Crowns\n\n",{"$nulls":3},"Box"]
["RT296-32-086","Provisional Crown and Bridge material","Crown, dental, temporary: Polycarbonate, Canine, Upper Right, No 300\n1 Box 5 Crowns\n\n",{"$nulls":3},"Box"]
["RT296-32-087","Provisional Crown and Bridge material","Crown, dental, temporary: Polycarbonate, Canine, Upper Right, No 301\n1 Box 5 Crowns\n\n",{"$nulls":3},"Box"]
["RT296-32-088","Provisional Crown and Bridge material","Crown, dental, temporary: Polycarbonate, Central, Upper Left, No 015\n1 Box 5 Crowns\n\n",{"$nulls":3},"Box"]
["RT296-32-089","Provisional Crown and Bridge material","Crown, dental, temporary: Polycarbonate, Central, Upper Left, No 016\n1 Box 5 Crowns\n\n",{"$nulls":3},"Box"]
["RT296-32-090","Provisional Crown and Bridge material","Crown, dental, temporary: Polycarbonate, Central, Upper Left, No 017\n1 Box 5 Crowns\n\n",{"$nulls":3},"Box"]
["RT296-32-091","Provisional Crown and Bridge material","Crown, dental, temporary: Polycarbonate, Central, Upper Left, No 018\n1 Box 5 Crowns\n\n",{"$nulls":3},"Box"]
["RT296-32-092","Provisional Crown and Bridge material","Crown, dental, temporary: Polycarbonate, Central, Upper Left, No 019\n1 Box 5 Crowns\n\n",{"$nulls":3},"Box"]
["RT296-32-093","Provisional Crown and Bridge material","Crown, dental, temporary: Polycarbonate, Central, Upper Left, No 102\n1 Box 5 Crowns\n\n",{"$nulls":3},"Box"]
["RT296-32-094","Provisional Crown and Bridge material","Crown, dental, temporary: Polycarbonate, Central, Upper Left, No 103\n1 Box 5 Crowns\n\n",{"$nulls":3},"Box"]
["RT296-32-095","Provisional Crown and Bridge material","Crown, dental, temporary: Polycarbonate, Central, Upper Right, No 010\n1 Box 5 Crowns\n\n",{"$nulls":3},"Box"]
["RT296-32-096","Provisional Crown and Bridge material","Crown, dental, temporary: Polycarbonate, Central, Upper Right, No 011\n1 Box 5 Crowns\n\n",{"$nulls":3},"Box"]
["RT296-32-097","Provisional Crown and Bridge material","Crown, dental, temporary: Polycarbonate, Central, Upper Right, No 012\n1 Box 5 Crowns\n\n",{"$nulls":3},"Box"]
["RT296-32-098","Provisional Crown and Bridge material","Crown, dental, temporary: Polycarbonate, Central, Upper Right, No 013\n1 Box 5 Crowns\n\n",{"$nulls":3},"Box"]
["RT296-32-099","Provisional Crown and Bridge material","Crown, dental, temporary: Polycarbonate, Central, Upper Right, No 014\n1 Box 5 Crowns\n\n",{"$nulls":3},"Box"]
["RT296-32-100","Provisional Crown and Bridge material","Crown, dental, temporary: Polycarbonate, Central, Upper Right, No 100\n1 Box 5 Crowns\n\n",{"$nulls":3},"Box"]
["RT296-32-101","Provisional Crown and Bridge material","Crown, dental, temporary: Polycarbonate, Central, Upper Right, No 101\n1 Box 5 Crowns\n\n",{"$nulls":3},"Box"]
["RT296-32-102","Provisional Crown and Bridge material","Crown, dental, temporary: Polycarbonate, Lateral, Upper Left , No 025\n1 Box 5 Crowns\n\n",{"$nulls":3},"Box"]
["RT296-32-103","Provisional Crown and Bridge material","Crown, dental, temporary: Polycarbonate, Lateral, Upper Left , No 026\n1 Box 5 Crowns\n\n",{"$nulls":3},"Box"]
["RT296-32-104","Provisional Crown and Bridge material","Crown, dental, temporary: Polycarbonate, Lateral, Upper Left , No 027\n1 Box 5 Crowns\n\n",{"$nulls":3},"Box"]
["RT296-32-105","Provisional Crown and Bridge material","Crown, dental, temporary: Polycarbonate, Lateral, Upper Left , No 028\n1 Box 5 Crowns\n\n",{"$nulls":3},"Box"]
["RT296-32-106","Provisional Crown and Bridge material","Crown, dental, temporary: Polycarbonate, Lateral, Upper Left , No 029\n1 Box 5 Crowns\n\n",{"$nulls":3},"Box"]
["RT296-32-107","Provisional Crown and Bridge material","Crown, dental, temporary: Polycarbonate, Lateral, Upper Left , No 200\n1 Box 5 Crowns\n\n",{"$nulls":3},"Box"]
["RT296-32-108","Provisional Crown and Bridge material","Crown, dental, temporary: Polycarbonate, Lateral, Upper Right, No 002\n1 Box 5 Crowns\n\n",{"$nulls":3},"Box"]
["RT296-32-109","Provisional Crown and Bridge material","Crown, dental, temporary: Polycarbonate, Lateral, Upper Right, No 020\n1 Box 5 Crowns\n\n",{"$nulls":3},"Box"]
["RT296-32-110","Provisional Crown and Bridge material","Crown, dental, temporary: Polycarbonate, Lateral, Upper Right, No 021\n1 Box 5 Crowns\n\n",{"$nulls":3},"Box"]
["RT296-32-111","Provisional Crown and Bridge material","Crown, dental, temporary: Polycarbonate, Lateral, Upper Right, No 022\n1 Box 5 Crowns\n\n",{"$nulls":3},"Box"]
["RT296-32-112","Provisional Crown and Bridge material","Crown, dental, temporary: Polycarbonate, Lateral, Upper Right, No 023\n1 Box 5 Crowns\n\n",{"$nulls":3},"Box"]
["RT296-32-113","Provisional Crown and Bridge material","Crown, dental, temporary: Polycarbonate, Lateral, Upper Right, No 024\n1 Box 5 Crowns\n\n",{"$nulls":3},"Box"]
["RT296-32-114","Provisional Crown and Bridge material","Crown, dental, temporary: Polycarbonate, Lower Anterior, Long, No 060\n1 Box 5 Crowns\n\n",{"$nulls":3},"Box"]
["RT296-32-115","Provisional Crown and Bridge material","Crown, dental, temporary: Polycarbonate, Lower Anterior, Long, No 061\n1 Box 5 Crowns\n\n",{"$nulls":3},"Box"]
["RT296-32-116","Provisional Crown and Bridge material","Crown, dental, temporary: Polycarbonate, Lower Anterior, Long, No 062\n1 Box 5 Crowns\n\n",{"$nulls":3},"Box"]
["RT296-32-117","Provisional Crown and Bridge material","Crown, dental, temporary: Polycarbonate, Lower Anterior, Long, No 063\n1 Box 5 Crowns\n\n",{"$nulls":3},"Box"]
["RT296-32-118","Provisional Crown and Bridge material","Crown, dental, temporary: Polycarbonate, Lower Anterior, Long, No 064\n1 Box 5 Crowns\n\n",{"$nulls":3},"Box"]
["RT296-32-119","Provisional Crown and Bridge material","Crown, dental, temporary: Polycarbonate, Lower Anterior, Short, No 065\n1 Box 5 Crowns\n\n",{"$nulls":3},"Box"]
["RT296-32-120","Provisional Crown and Bridge material","Crown, dental, temporary: Polycarbonate, Lower Anterior, Short, No 066\n1 Box 5 Crowns\n\n",{"$nulls":3},"Box"]
["RT296-32-121","Provisional Crown and Bridge material","Crown, dental, temporary: Polycarbonate, Lower Anterior, Short, No 067\n1 Box 5 Crowns\n\n",{"$nulls":3},"Box"]
["RT296-32-122","Provisional Crown and Bridge material","Crown, dental, temporary: Polycarbonate, Lower Anterior, Short, No 068\n1 Box 5 Crowns\n\n",{"$nulls":3},"Box"]
["RT296-32-123","Provisional Crown and Bridge material","Crown, dental, temporary: Polycarbonate, Lower Anterior, Short, No 069\n1 Box 5 Crowns\n\n",{"$nulls":3},"Box"]
["RT296-32-124","Provisional Crown and Bridge material","Crown, dental, temporary: Polycarbonate, Premolar, Large, No 040\n1 Box 5 Crowns\n\n",{"$nulls":3},"Box"]
["RT296-32-125","Provisional Crown and Bridge material","Crown, dental, temporary: Polycarbonate, Premolar, Large, No 041\n1 Box 5 Crowns\n\n",{"$nulls":3},"Box"]
["RT296-32-126","Provisional Crown and Bridge material","Crown, dental, temporary: Polycarbonate, Premolar, Large, No 042\n1 Box 5 Crowns\n\n",{"$nulls":3},"Box"]
["RT296-32-127","Provisional Crown and Bridge material","Crown, dental, temporary: Polycarbonate, Premolar, Large, No 043\n1 Box 5 Crowns\n\n",{"$nulls":3},"Box"]
["RT296-32-128","Provisional Crown and Bridge material","Crown, dental, temporary: Polycarbonate, Premolar, Large, No 044\n1 Box 5 Crowns\n\n",{"$nulls":3},"Box"]
["RT296-32-129","Provisional Crown and Bridge material","Crown, dental, temporary: Polycarbonate, Premolar, Small, No 050\n1 Box 5 Crowns\n\n",{"$nulls":3},"Box"]
["RT296-32-130","Provisional Crown and Bridge material","Crown, dental, temporary: Polycarbonate, Premolar, Small, No 051\n1 Box 5 Crowns\n\n",{"$nulls":3},"Box"]
["RT296-32-131","Provisional Crown and Bridge material","Crown, dental, temporary: Polycarbonate, Premolar, Small, No 052\n1 Box 5 Crowns\n\n",{"$nulls":3},"Box"]
["RT296-32-132","Provisional Crown and Bridge material","Crown, dental, temporary: Polycarbonate, Premolar, Small, No 053\n1 Box 5 Crowns\n\n",{"$nulls":3},"Box"]
["RT296-32-133","Provisional Crown and Bridge material","Crown, dental, temporary: Polycarbonate, Premolar, Small, No 054\n1 Box 5 Crowns\n\n",{"$nulls":3},"Box"]
["RT296-32-134","Provisional Crown and Bridge material","Crown set, dental, temporary: Nichro Stainless Steel, Primary Molars - Standard Set\n96 Crowns and system organiser - 48 sizes\n\nItem RT296-32-134 to RT296-32-182 will be awarded as a series",{"$nulls":3},"Set"]
["RT296-32-135","Provisional Crown and Bridge material","Crown, dental, temporary: Nichro Stainless Steel, Primary Molar - First, Lower Left, No D-LL-2\n1 Box 5 Crowns\n\n",{"$nulls":3},"Box"]
["RT296-32-136","Provisional Crown and Bridge material","Crown, dental, temporary: Nichro Stainless Steel, Primary Molar - First, Lower Left, No D-LL-3\n1 Box 5 Crowns\n\n",{"$nulls":3},"Box"]
["RT296-32-137","Provisional Crown and Bridge material","Crown, dental, temporary: Nichro Stainless Steel, Primary Molar - First, Lower Left, No D-LL-4\n1 Box 5 Crowns\n\n",{"$nulls":3},"Box"]
["RT296-32-138","Provisional Crown and Bridge material","Crown, dental, temporary: Nichro Stainless Steel, Primary Molar - First, Lower Left, No D-LL-5\n1 Box 5 Crowns\n\n",{"$nulls":3},"Box"]
["RT296-32-139","Provisional Crown and Bridge material","Crown, dental, temporary: Nichro Stainless Steel, Primary Molar - First, Lower Left, No D-LL-6\n1 Box 5 Crowns\n\n",{"$nulls":3},"Box"]
["RT296-32-140","Provisional Crown and Bridge material","Crown, dental, temporary: Nichro Stainless Steel, Primary Molar - First, Lower Left, No D-LL-7\n1 Box 5 Crowns\n\n",{"$nulls":3},"Box"]
["RT296-32-141","Provisional Crown and Bridge material","Crown, dental, temporary: Nichro Stainless Steel, Primary Molar - First, Lower Right, No D-LR-2\n1 Box 5 Crowns\n\n",{"$nulls":3},"Box"]
["RT296-32-142","Provisional Crown and Bridge material","Crown, dental, temporary: Nichro Stainless Steel, Primary Molar - First, Lower Right, No D-LR-3\n1 Box 5 Crowns\n\n",{"$nulls":3},"Box"]
["RT296-32-143","Provisional Crown and Bridge material","Crown, dental, temporary: Nichro Stainless Steel, Primary Molar - First, Lower Right, No D-LR-4\n1 Box 5 Crowns\n\n",{"$nulls":3},"Box"]
["RT296-32-144","Provisional Crown and Bridge material","Crown, dental, temporary: Nichro Stainless Steel, Primary Molar - First, Lower Right, No D-LR-5\n1 Box 5 Crowns\n\n",{"$nulls":3},"Box"]
["RT296-32-145","Provisional Crown and Bridge material","Crown, dental, temporary: Nichro Stainless Steel, Primary Molar - First, Lower Right, No D-LR-6\n1 Box 5 Crowns\n\n",{"$nulls":3},"Box"]
["RT296-32-146","Provisional Crown and Bridge material","Crown, dental, temporary: Nichro Stainless Steel, Primary Molar - First, Lower Right, No D-LR-7\n1 Box 5 Crowns\n\n",{"$nulls":3},"Box"]
["RT296-32-147","Provisional Crown and Bridge material","Crown, dental, temporary: Nichro Stainless Steel, Primary Molar - First, Upper Left, No D-UL-2\n1 Box 5 Crowns\n\n",{"$nulls":3},"Box"]
["RT296-32-148","Provisional Crown and Bridge material","Crown, dental, temporary: Nichro Stainless Steel, Primary Molar - First, Upper Left, No D-UL-3\n1 Box 5 Crowns\n\n",{"$nulls":3},"Box"]
["RT296-32-149","Provisional Crown and Bridge material","Crown, dental, temporary: Nichro Stainless Steel, Primary Molar - First, Upper Left, No D-UL-4\n1 Box 5 Crowns\n\n",{"$nulls":3},"Box"]
["RT296-32-150","Provisional Crown and Bridge material","Crown, dental, temporary: Nichro Stainless Steel, Primary Molar - First, Upper Left, No D-UL-5\n1 Box 5 Crowns\n\n",{"$nulls":3},"Box"]
["RT296-32-151","Provisional Crown and Bridge material","Crown, dental, temporary: Nichro Stainless Steel, Primary Molar - First, Upper Left, No D-UL-6\n1 Box 5 Crowns\n\n",{"$nulls":3},"Box"]
["RT296-32-152","Provisional Crown and Bridge material","Crown, dental, temporary: Nichro Stainless Steel, Primary Molar - First, Upper Left, No D-UL-7\n1 Box 5 Crowns\n\n",{"$nulls":3},"Box"]
["RT296-32-153","Provisional Crown and Bridge material","Crown, dental, temporary: Nichro Stainless Steel, Primary Molar - First, Upper Right, No D-UR-2\n1 Box 5 Crowns\n\n",{"$nulls":3},"Box"]
["RT296-32-154","Provisional Crown and Bridge material","Crown, dental, temporary: Nichro Stainless Steel, Primary Molar - First, Upper Right, No D-UR-3\n1 Box 5 Crowns\n\n",{"$nulls":3},"Box"]
["RT296-32-155","Provisional Crown and Bridge material","Crown, dental, temporary: Nichro Stainless Steel, Primary Molar - First, Upper Right, No D-UR-4\n1 Box 5 Crowns\n\n",{"$nulls":3},"Box"]
["RT296-32-156","Provisional Crown and Bridge material","Crown, dental, temporary: Nichro Stainless Steel, Primary Molar - First, Upper Right, No D-UR-5\n1 Box 5 Crowns\n\n",{"$nulls":3},"Box"]
["RT296-32-157","Provisional Crown and Bridge material","Crown, dental, temporary:  Nichro Stainless Steel, Primary Molar - First, Upper Right, No D-UR-6\n1 Box 5 Crowns\n\n",{"$nulls":3},"Box"]
["RT296-32-158","Provisional Crown and Bridge material","Crown, dental, temporary: Nichro Stainless Steel, Primary Molar - First, Upper Right, No D-UR-7\n1 Box 5 Crowns\n\n",{"$nulls":3},"Box"]
["RT296-32-159","Provisional Crown and Bridge material","Crown, dental, temporary: Nichro Stainless Steel, Primary Molar - Secondary, Lower Left, No E-LL-2\n1 Box 5 Crowns\n\n",{"$nulls":3},"Box"]
["RT296-32-160","Provisional Crown and Bridge material","Crown, dental, temporary: Nichro Stainless Steel, Primary Molar - Secondary, Lower Left, No E-LL-3\n1 Box 5 Crowns\n\n",{"$nulls":3},"Box"]
["RT296-32-161","Provisional Crown and Bridge material","Crown, dental, temporary: Nichro Stainless Steel, Primary Molar - Secondary, Lower Left, No E-LL-4\n1 Box 5 Crowns\n\n",{"$nulls":3},"Box"]
["RT296-32-162","Provisional Crown and Bridge material","Crown, dental, temporary: Nichro Stainless Steel, Primary Molar - Secondary, Lower Left, No E-LL-5\n1 Box 5 Crowns\n\n",{"$nulls":3},"Box"]
["RT296-32-163","Provisional Crown and Bridge material","Crown, dental, temporary: Nichro Stainless Steel, Primary Molar - Secondary, Lower Left, No E-LL-6\n1 Box 5 Crowns\n\n",{"$nulls":3},"Box"]
["RT296-32-164","Provisional Crown and Bridge material","Crown, dental, temporary: Nichro Stainless Steel, Primary Molar - Secondary, Lower Left, No E-LL-7\n1 Box 5 Crowns\n\n",{"$nulls":3},"Box"]
["RT296-32-165","Provisional Crown and Bridge material","Crown, dental, temporary: Nichro Stainless Steel, Primary Molar - Secondary, Lower Right, No E-LR-2\n1 Box 5 Crowns\n\n",{"$nulls":3},"Box"]
["RT296-32-166","Provisional Crown and Bridge material","Crown, dental, temporary: Nichro Stainless Steel, Primary Molar - Secondary, Lower Right, No E-LR-3\n1 Box 5 Crowns\n\n",{"$nulls":3},"Box"]
["RT296-32-167","Provisional Crown and Bridge material","Crown, dental, temporary: Nichro Stainless Steel, Primary Molar - Secondary, Lower Right, No E-LR-4\n1 Box 5 Crowns\n\n",{"$nulls":3},"Box"]
["RT296-32-168","Provisional Crown and Bridge material","Crown, dental, temporary: Nichro Stainless Steel, Primary Molar - Secondary, Lower Right, No E-LR-5\n1 Box 5 Crowns\n\n",{"$nulls":3},"Box"]
["RT296-32-169","Provisional Crown and Bridge material","Crown, dental, temporary: Nichro Stainless Steel, Primary Molar - Secondary, Lower Right, No E-LR-6\n1 Box 5 Crowns\n\n",{"$nulls":3},"Box"]
["RT296-32-170","Provisional Crown and Bridge material","Crown, dental, temporary: Nichro Stainless Steel, Primary Molar - Secondary, Lower Right, No E-LR-7\n1 Box 5 Crowns\n\n",{"$nulls":3},"Box"]
["RT296-32-171","Provisional Crown and Bridge material","Crown, dental, temporary: Nichro Stainless Steel, Primary Molar - Secondary, Upper Left, No E-UL-2\n1 Box 5 Crowns\n\n",{"$nulls":3},"Box"]
["RT296-32-172","Provisional Crown and Bridge material","Crown, dental, temporary: Nichro Stainless Steel, Primary Molar - Secondary, Upper Left, No E-UL-3\n1 Box 5 Crowns\n\n",{"$nulls":3},"Box"]
["RT296-32-173","Provisional Crown and Bridge material","Crown, dental, temporary: Nichro Stainless Steel, Primary Molar - Secondary, Upper Left, No E-UL-4\n1 Box 5 Crowns\n\n",{"$nulls":3},"Box"]
["RT296-32-174","Provisional Crown and Bridge material","Crown, dental, temporary: Nichro Stainless Steel, Primary Molar - Secondary, Upper Left, No E-UL-5\n1 Box 5 Crowns\n\n",{"$nulls":3},"Box"]
["RT296-32-175","Provisional Crown and Bridge material","Crown, dental, temporary: Nichro Stainless Steel, Primary Molar - Secondary, Upper Left, No E-UL-6\n1 Box 5 Crowns\n\n",{"$nulls":3},"Box"]
["RT296-32-176","Provisional Crown and Bridge material","Crown, dental, temporary: Nichro Stainless Steel, Primary Molar - Secondary, Upper Left, No E-UL-7\n1 Box 5 Crowns\n\n",{"$nulls":3},"Box"]
["RT296-32-177","Provisional Crown and Bridge material","Crown, dental, temporary: Nichro Stainless Steel, Primary Molar - Secondary, Upper Right, No E-UR-2\n1 Box 5 Crowns\n\n",{"$nulls":3},"Box"]
["RT296-32-178","Provisional Crown and Bridge material","Crown, dental, temporary: Nichro Stainless Steel, Primary Molar - Secondary, Upper Right, No E-UR-3\n1 Box 5 Crowns\n\n",{"$nulls":3},"Box"]
["RT296-32-179","Provisional Crown and Bridge material","Crown, dental, temporary: Nichro Stainless Steel, Primary Molar - Secondary, Upper Right, No E-UR-4\n1 Box 5 Crowns\n\n",{"$nulls":3},"Box"]
["RT296-32-180","Provisional Crown and Bridge material","Crown, dental, temporary: Nichro Stainless Steel, Primary Molar - Secondary, Upper Right, No E-UR-5\n1 Box 5 Crowns\n\n",{"$nulls":3},"Box"]
["RT296-32-181","Provisional Crown and Bridge material","Crown, dental, temporary: Nichro Stainless Steel, Primary Molar - Secondary, Upper Right, No E-UR-6\n1 Box 5 Crowns\n\n",{"$nulls":3},"Box"]
["RT296-32-182","Provisional Crown and Bridge material","Crown, dental, temporary: Nichro Stainless Steel, Primary Molar - Secondary, Upper Right, No E-UR-7\n1 Box 5 Crowns\n\n",{"$nulls":3},"Box"]
["RT296-31-004","Protective gear","Apron dental, plastic, adult\n\n",{"$nulls":3},"Each"]
["RT296-31-005","Protective gear","Apron dental, plastic, child\n",{"$nulls":3},"Each"]
["RT296-31-006","Protective gear","Mask, face, aseptic:  Dust/Mist Respirator\n1 Box of 50\n\n",{"$nulls":3},"Box"]
["RT296-31-007","Protective gear","Mask, face, aseptic:  Fluid Resistant, Molded, Blue\n1 Box 50 \n\n",{"$nulls":3},"Box"]
["RT296-32-183","Provisional Crown and Bridge material","Resin acrylic dental, temporary crowns; poly-methyl methacrylate; self curing powder and liquid: shade Nu - Hue 59\r",{"$nulls":3},"Set"]
["RT296-32-184","Provisional Crown and Bridge material","Resin acrylic dental, temporary crowns; poly-methyl methacrylate; self curing powder and liquid: shade Nu - Hue 60\r",{"$nulls":3},"Set"]
["RT296-32-185","Provisional Crown and Bridge material","Resin acrylic dental, temporary crowns; poly-methyl methacrylate; self curing powder and liquid: shade Nu - Hue 61\r",{"$nulls":3},"Set"]
["RT296-32-186","Provisional Crown and Bridge material","Resin acrylic dental, temporary crowns; poly-methyl methacrylate; self curing powder and liquid: shade Nu - Hue 62\r",{"$nulls":3},"Set"]
["RT296-32-187","Provisional Crown and Bridge material","Resin acrylic dental, temporary crowns; poly-methyl methacrylate; self curing powder and liquid: shade Nu - Hue 66\r",{"$nulls":3},"Set"]
["RT296-32-188","Provisional Crown and Bridge material","Resin acrylic dental, temporary crowns; poly-methyl methacrylate; self curing powder and liquid: shade Nu - Hue 67\r",{"$nulls":3},"Set"]
["RT296-32-189","Provisional Crown and Bridge material","Resin acrylic dental, temporary crowns; poly-methyl methacrylate; self curing powder and liquid: shade Nu - Hue 68\r",{"$nulls":3},"Set"]
["RT296-32-190","Provisional Crown and Bridge material","Resin acrylic dental, temporary crowns; poly-methyl methacrylate; self curing powder and liquid: shade Nu - Hue 69\r",{"$nulls":3},"Set"]
["RT296-32-191","Provisional Crown and Bridge material","Resin acrylic dental, temporary crowns; poly-methyl methacrylate; self curing powder and liquid: shade Nu - Hue 71\r",{"$nulls":3},"Set"]
["RT296-32-192","Provisional Crown and Bridge material","Resin acrylic dental, temporary crowns; poly-methyl methacrylate; self curing powder and liquid: shade Nu - Hue 77\r",{"$nulls":3},"Set"]
["RT296-32-193","Provisional Crown and Bridge material","Resin acrylic dental, temporary crowns; poly-methyl methacrylate; self curing powder and liquid: shade Nu - Hue 81\r",{"$nulls":3},"Set"]
["RT296-32-194","Provisional Crown and Bridge material","Resin acrylic dental, temporary crowns; poly-methyl methacrylate; self curing powder and liquid: shade Nu - Hue 87\r",{"$nulls":3},"Set"]
["RT296-32-195","Provisional Crown and Bridge material","Resin acrylic dental, temporary crowns; poly-methyl methacrylate; self curing powder and liquid: shade Vita A1\r",{"$nulls":3},"Set"]
["RT296-32-196","Provisional Crown and Bridge material","Resin acrylic dental, temporary crowns; poly-methyl methacrylate; self curing powder and liquid: shade Vita A2\r",{"$nulls":3},"Set"]
["RT296-32-197","Provisional Crown and Bridge material","Resin acrylic dental, temporary crowns; poly-methyl methacrylate; self curing powder and liquid: shade Vita A3\r",{"$nulls":3},"Set"]
["RT296-32-198","Provisional Crown and Bridge material","Resin acrylic dental, temporary crowns; poly-methyl methacrylate; self curing powder and liquid: shade Vita A3.5\r",{"$nulls":3},"Set"]
["RT296-32-199","Provisional Crown and Bridge material","Resin acrylic dental, temporary crowns; poly-methyl methacrylate; self curing powder and liquid: shade Vita A4\r",{"$nulls":3},"Set"]
["RT296-32-200","Provisional Crown and Bridge material","Resin acrylic dental, temporary crowns; poly-methyl methacrylate; self curing powder and liquid: shade Vita B1\r",{"$nulls":3},"Set"]
["RT296-32-201","Provisional Crown and Bridge material","Resin acrylic dental, temporary crowns; poly-methyl methacrylate; self curing powder and liquid: shade Vita B2\r",{"$nulls":3},"Set"]
["RT296-32-202","Provisional Crown and Bridge material","Resin acrylic dental, temporary crowns; poly-methyl methacrylate; self curing powder and liquid: shade Vita B3\r",{"$nulls":3},"Set"]
["RT296-32-203","Provisional Crown and Bridge material","Resin acrylic dental, temporary crowns; poly-methyl methacrylate; self curing powder and liquid: shade Vita B4\r",{"$nulls":3},"Set"]
["RT296-32-204","Provisional Crown and Bridge material","Resin acrylic dental, temporary crowns; poly-methyl methacrylate; self curing powder and liquid: shade Vita C2\r",{"$nulls":3},"Set"]
["RT296-32-205","Provisional Crown and Bridge material","Resin acrylic dental, temporary crowns; poly-methyl methacrylate; self curing powder and liquid: shade Vita C3\r",{"$nulls":3},"Set"]
["RT296-32-206","Provisional Crown and Bridge material","Resin acrylic dental, temporary crowns; poly-methyl methacrylate; self curing powder and liquid: shade Vita C4\r",{"$nulls":3},"Set"]
["RT296-32-207","Provisional Crown and Bridge material","Resin acrylic dental, temporary crowns; poly-methyl methacrylate; self curing powder and liquid: shade Vita D3\r",{"$nulls":3},"Set"]
["RT296-32-208","Provisional Crown and Bridge material","Resin acrylic dental, temporary crowns; poly-methyl methacrylate; self curing powder and liquid: shade Vita D4\r",{"$nulls":3},"Set"]
["RT296-31-008","Protective gear","Bib dental, disposable, 2 ply paper, 1 ply poly, Apx 40 x 45mm\nPack of 500\n",{"$nulls":3},"Pack"]
["RT296-33-001","Resin ","Baseplate, Dental:  Shellack, Lower Form, 2mm\n1 Box 50 Pieces\n\n\n\n",{"$nulls":3},"Box"]
["RT296-33-002","Resin ","Baseplate, Dental:  Shellack, Upper Form, 2 mm\n1 Box 50 Pieces\n\n\n",{"$nulls":3},"Box"]
["RT296-34-001","Restorative accessory","Rubber dam, latex: individual sheets, adult thin thickness assortment colours, size 152 x152mm \n1 Box 36 pieces\n\nItem RT296-34-001 to RT296-34-006 will be awrded as a series.",{"$nulls":3},"Box"]
["RT296-34-002","Restorative accessory","Rubber dam, latex: individual sheets, adult medium thickness assortment colours, size 152 x152mm \n1 Box 36 pieces\n\n\n",{"$nulls":3},"Box"]
["RT296-34-003","Restorative accessory","Rubber dam, latex: individual sheets, adult heavy thickness assortment colours, size 152 x152mm \n1 Box 36 pieces\n\n",{"$nulls":3},"Box"]
["RT296-34-004","Restorative accessory","Rubber dam, latex: individual sheets, child thin thickness assortment colours, size 127 x127mm \n1 Box 52 pieces\n\n",{"$nulls":3},"Box"]
["RT296-34-005","Restorative accessory","Rubber dam, latex: individual sheets, child thin thickness assortment colours, size 127 x127mm \n1 Box 52 pieces\n",{"$nulls":3},"Box"]
["RT296-34-006","Restorative accessory","Rubber dam, latex: individual sheets, child heavy thickness assortment colours, size 127 x127mm \n1 Box 52 pieces\n\n",{"$nulls":3},"Box"]
["RT296-34-007","Restorative accessory","Rubber dam, latex: 3 dimensional shape, posterior and anotomical frame \n1 Pack 10 dams, 1 anatomical frame \n\nItemR T296-34-007 to RT296-34-008 will be awrded as a series.",{"$nulls":3},"Set"]
["RT296-34-008","Restorative accessory","Rubber dam, latex: 3 dimensional shape, anterior and anotomical frame \n1 Pack 10 dams, 1 anatomical frame \n\n",{"$nulls":3},"Set"]
["RT296-34-009","Restorative accessory","Cord, rubber dam: Stabilizing cord, large (orange) \n1 Reel 2 metres \n\nICN: 18-026-7859 RL\nItem RT296-34-009 to RT296-34-011  will be awarded as a series.",{"$nulls":3},"Reel"]
["RT296-34-010","Restorative accessory","Cord, rubber dam: Stabilizing cord, small (yellow) \n1 Reel 2 metres \n\n",{"$nulls":3},"Reel"]
["RT296-34-011","Restorative accessory","Cord, rubber dam: Stabilizing cord,  X-small (blue) \n1 Reel 2 metres\n\n",{"$nulls":3},"Reel"]
["RT296-34-012","Restorative accessory","Rubber Dam: non latex: Individual sheets, powder free blue, size 150mm x150mm x 0,5mm thick .  Pack of 30 pieces with template. \n",{"$nulls":3},"Pack"]
["RT296-34-013","Restorative accessory","Gingiva management kit, dental:  Astringedent Tissue Management Kit (Includes Astringedent and cord and cord packer)\nKit - 1 Bottle Astringedent Coagulative Haemeostatic Solution 30ml, 20 Dento-Infusor Disposable Tips, 20 - 1.2cc Syringes, Ultrapak knitted Cord Sizes NO.00,0,1 and 2,1, 1 Fisher Ultrapak Packer\nItem RT296-34-013 to RT296-34-023 will be awarded as a series.",{"$nulls":3},"Kit"]
["RT296-34-014","Restorative accessory","Gingival retraction cord, dental: Knitted, Ultrapak No.0\n1 Dispenser 3050mm Cord (10 feet)\n\n",{"$nulls":3},"Dispencer"]
["RT296-34-015","Restorative accessory","Gingival retraction cord, dental: Knitted, Ultrapak No.00\n1 Dispenser 3050mm Cord (10 feet)\n\n",{"$nulls":3},"Dispencer"]
["RT296-34-016","Restorative accessory","Gingival retraction cord, dental: Knitted, Ultrapak No.000\n1 Dispenser 3050mm Cord (10 feet)\n\n",{"$nulls":3},"Dispencer"]
["RT296-34-017","Restorative accessory","Gingival retraction cord, dental: Knitted, Ultrapak No.1\n1 Dispenser 3050mm Cord (10 feet)\n\n",{"$nulls":3},"Dispencer"]
["RT296-34-018","Restorative accessory","Gingival retraction cord, dental: Knitted, Ultrapak No.2\n1 Dispenser 3050mm Cord (10 feet)\n\n",{"$nulls":3},"Dispencer"]
["RT296-34-019","Restorative accessory","Gingival retraction cord, dental: Knitted, Ultrapak No.3\n1 Dispenser 3050mm Cord (10 feet)\n\n",{"$nulls":3},"Dispencer"]
["RT296-34-020","Restorative accessory","Gingival Retraction liquid, dental: Coagulative Hemostatic/Retractive Agent,15,5%\nFe2 (SO4)3 - Astringedent (No Epinephrine or Aluminum Chloride)\n1 Bottle 30ml\n\n",{"$nulls":3},"Bottle"]
["RT296-34-021","Restorative accessory","Dispenser, dental materials:  Plastic Syringe with Luer Lock, 1.2cc, Clear (for use with  delivery tips)\n1 Pack 20 Pieces\n\n",{"$nulls":3},"Pack"]
["RT296-34-022","Restorative accessory","Tip, dental material dispenser: Ultra Dento-Infusor metal Tips\n1 Pack 20 Pieces\n",{"$nulls":3},"Pack"]
["RT296-34-023","Restorative accessory","Tip, dental material dispenser: Ultra Dento-Infusor metal Tips\n1 Pack 100 Pieces\n\n",{"$nulls":3},"Pack"]
["RT296-34-024","Restorative accessory","Haemostatic agent, dental: Hemo Fibrin Sponges, Resorbable\n1 Jar 24 Sponges\n\n",{"$nulls":3},"Jar"]
["RT296-34-025","Restorative accessory","General purpose anti-microbial hand cleaner microcidal activity against vegetative forms of pathogenic orgarnisms.\n\n",{"$nulls":3},"Bottle"]
["RT296-34-026","Restorative accessory","Hydrogen peroxide concentrate, modified: DenTinal Bleachng Agent, 35% concentarte, pre-mixed syringe for non vital bleaching.  \n2 x1.2ml  Syringes 20 delivery tips\n\n",{"$nulls":3},"Kit"]
["RT296-34-027","Restorative accessory","Hydrogen Peroxide Concentrate, Modified: DenTinal Bleaching Agent, 35% concentrate, pre-mixed syringe for non vital bleaching.                                                                                                                                                                     2 x 1.2ml Syringes 20 delivery tips                                                                       ",{"$nulls":3},"kit"]
["RT296-34-028","Restorative accessory","Carbemide peroxide concentrate, modified: DenTinal Bleachng Agent, 40% Carbemide Peroxide, Chairside, Vital Bleaching , Chemical Activated.\n4 x 1.2ml prefilled syringes\n\n",{"$nulls":3},"Kit"]
["RT296-34-029","Restorative accessory","Therapeutic, post-surgical, dental: Dry Socket Alveolar Paste, Based on Iodoform, Butyl-Paraminobenzoate and Eugenol Formula\n1 Jar 12 g\n\n",{"$nulls":3},"Jar"]
["RT296-34-030","Restorative accessory","Paste, periodontal protective, surgical: Dressing, Resin, Non-Eugenol Paste, Set\nSet - 1 Tube Base, 1 Tube Accelerator, 1 Bottle Retarder\n",{"$nulls":3},"Set"]
["RT296-34-031","Restorative accessory","Mouthwash: dental liquid concentrate, Assorted flavors, 1 pack with 3 x 500ml bottles of assorted flavors, \n",{"$nulls":3},"Pack"]
["RT296-34-032","Restorative accessory","Gingival retraction liquid, dental:  Coagulative Hemostatic/Retractive Agent, Aluminum Chloride)\n1 Bottle 30ml\n\n",{"$nulls":3},"Bottle"]
["RT296-34-033","Restorative accessory","Paper, articulating, dental: Horseshoe, Thin, Blue One Side and Red on the other\n1 Box 6 Books, 12 Sheets per Book\n\n",{"$nulls":3},"Box"]
["RT296-34-034","Restorative accessory","Paper, articulating, dental: Thin, Blue Width 20mm\n1 Box 12 Books, 12 Sheets per Book\n\n",{"$nulls":3},"Box"]
["RT296-34-035","Restorative accessory","Paper, articulating, dental: Thick, Blue / Red Width 20mm\n1 Box of 100 strips\n\n",{"$nulls":3},"Box"]
["RT296-34-036","Restorative accessory","Paper, Articulating, dental:  Micro Thin range 40 µ to 45µ                                                                                                                                                       ",{"$nulls":3},"Box"]
["RT296-34-037","Restorative accessory","Articulating film, Metallic polyester  ArticulaTing, dental: 12µ; 22mm wide, 20m roll in dispenser                                                                                                                                                      ",{"$nulls":3},"Box"]
["RT296-34-038","Restorative accessory","Paper, articulating dental for medium-fine Testing, red/blue  80µ Box of 144 sheets ",{"$nulls":3},"Box"]
["RT296-34-039","Restorative accessory","Paper , articulating dental for medium-fine Testing, red/blue  40µ Box of 120 sheets ",{"$nulls":3},"Box"]
["RT296-34-040","Restorative accessory","Strip, abrasive, dental: Metal backed, abrasive lightening, Centre Gap\n1 Box 10 Pieces\n\n",{"$nulls":3},"Box"]
["RT296-34-041","Restorative accessory","Strip, abrasive, dental: Plastic backed, Coarse/Medium Grit, Centre Gap\n1 Box 120 Pieces\n\nItem RT296-34-041 to RT296-34-042  will be awarded as a series\n",{"$nulls":3},"Box"]
["RT296-34-042","Restorative accessory","Strip, abrasive, dental: Plastic Backed, Fine/Superfine  Grit, Centre Gap\n1 Box 150 Pieces\n\n",{"$nulls":3},"Box"]
["RT296-34-043","Restorative accessory","Strip, matrix, dental: Composite Technique, Polyester, Curved 10mm\n1 Box \n\n\n",{"$nulls":3},"Box"]
["RT296-34-044","Restorative accessory","Strip, matrix, dental: Composite Technique, Polyester, Straight 10mm\n1 Box \n",{"$nulls":3},"Box"]
["RT296-34-045","Restorative accessory","Matrix: cervical foil transparent anterior and posterior\n\nICN: RT-296-0120 KT\nItem RT296-34-045 toRT296-34-047 will be awarded as a series",{"$nulls":3},"Kit"]
["RT296-34-046","Restorative accessory","Matrix: cervical foil transparent refill anterior\n\n",{"$nulls":3},"Pack"]
["RT296-34-047","Restorative accessory","Matrix: cervical foil transparent refill posterior\n\n",{"$nulls":3},"Pack"]
["RT296-34-048","Restorative accessory","Pellet, absorbent:  Dental, Cotton Wool, No.3 Small\n1 Box 2500 Pieces\n\n\n",{"$nulls":3},"Box"]
["RT296-34-049","Restorative accessory","Roll, absorbent:  Dental, Cotton Wool, Medium No.2\n1 Box 1000 Pieces\n\n",{"$nulls":3},"Box"]
["RT296-34-045","Restorative accessory","Wedge set, dental:  Plastic, Transparent, Lightpermeable with 90° Reflective Strip, Size Fine\n1 Box 100 Pieces\n\nItem RT296-34-045 and RT296-34-052 will be awarded as a series",{"$nulls":3},"Box"]
["RT296-34-051","Restorative accessory","Wedge set, dental:  Plastic, Transparent, Lightpermeable with 90° Reflective Strip, Size Medium\n1 Box 100 Pieces\n\n",{"$nulls":3},"Box"]
["RT296-34-052","Restorative accessory","Wedge set, dental:  Wood, Anatomically Shaped, Assorted Sizes\n1 Box 600 Pieces\n\n",{"$nulls":3},"Box"]
["RT296-34-053","Restorative accessory","Adaptor, suction tip, dental:  Plastic, Single No.E, High to Low Volume\n1 Pack 12 Pieces\n\n",{"$nulls":3},"Pack"]
["RT296-34-054","Restorative accessory","Tip, dental suction apparatus:  Plastic Disposable, High Volume Dia 16 mm\n1 Pack 50 Pieces\n\n",{"$nulls":3},"Pack"]
["RT296-34-055","Restorative accessory","Tip, dental suction apparatus:  Plastic Disposable, High Volume with flange Dia 16 mm\n1 Pack 10 Pieces\n\n\n",{"$nulls":3},"Pack"]
["RT296-34-056","Restorative accessory","Tip, dental suction apparatus:  Plastic Disposable, Low Volume With Tapered Removable Tip, Length 150 mm, Soft\n1 Pack 100 Pieces\n\n",{"$nulls":3},"Pack"]
["RT296-34-057","Restorative accessory","Mixing pad, parchment paper, dental:  Small;  40 x 40 mm\n1 Pad 100 sheets\n\n",{"$nulls":3},"Pad"]
["RT296-34-058","Restorative accessory","Mixing pad, parchment paper, dental:  Medium; 70 x 100 mm\n1 Pad 100 sheets\n\n",{"$nulls":3},"Pad"]
["RT296-34-059","Restorative accessory","Mixing pad, parchment paper, dental:  Large;  100 x 120 mm\n1 Pad 100 sheets\n\n",{"$nulls":3},"Pad"]
["RT296-34-060","Restorative accessory","Pellet , absorbent: Dental cotton wool , No4\n1 Box 1000 pieces\n",{"$nulls":3},"Box"]
["RT296-34-061","Restorative accessory","Mixing Pad, Parchment Paper, Dental:  Large;  100 x 120 mm\n1 Pad 100 sheets\n\n",{"$nulls":3},"Pad"]
["RT296-35-001","Restorative material","Silver alloy powder and mercury capsule, mixing, dental: amalgam, dispersed phase, admixed, non gamma 2 capsules, 1 spill regular set: \n1 Box 50 pieces, 400 mg each\n\n",{"$nulls":3},"Box"]
["RT296-35-002","Restorative material","Silver alloy powder and mercury capsule, mixing, dental: amalgam, dispersed phase, admixed, non gamma 2 capsules, 2 spill regular set\n1 Box 50 pieces, 600 mg each \n\n",{"$nulls":3},"Box"]
["RT296-35-003","Restorative material","Glass ionomer, restorative, dental: posterior restorations, primary teeth restorations, core build-up, capsule introductory kit \nIntroductory pack .  Item RT296-35-003 to RT296-35-005 will be awarded as a series.\n\n",{"$nulls":3},"Kit"]
["RT296-35-004","Restorative material","Glass ionomer, restorative, dental: posterior restorations, primary teeth restorations, core build-up,refill colour A2 capsules \nBox of 20 capsules \n",{"$nulls":3},"Box"]
["RT296-35-005","Restorative material","Glass ionomer, restorative, dental: posterior restorations, primary teeth restorations, core build-up,refill colour A3 capsules \nBox of 20 capsules \n\n",{"$nulls":3},"Box"]
["RT296-35-006","Restorative material","Glass ionomer,restorative,dental: Atraumatic Restorative Treatment, Chemical Cured Set,   Colour A2 capsules\nBox of 50 capsules\n\n",{"$nulls":3},"Box"]
["RT296-35-007","Restorative material","Glass ionomer,restorative,dental: Atraumatic Restorative Treatment, Chemical Cured Set,  Colour A3, capsules\nBox of 50 capsules \n\n",{"$nulls":3},"Box"]
["RT296-35-008","Restorative material","Glass ionomer,restorative,dental: Atraumatic Restorative Treatment, Chemical Cured Set, Colour A3.5, capsules\nBox of 50 capsules\n\n",{"$nulls":3},"Box"]
["RT296-35-009","Restorative material","Glass ionomer,restorative,dental: Atraumatic Restorative Treatment, Chemical Cured Set,  Colour B2, capsules \nBox of 50 capsules\n\n",{"$nulls":3},"Box"]
["RT296-35-010","Restorative material","Glass ionomer,restorative,dental: Atraumatic Restorative Treatment, Chemical Cured Set,  Colour B3, capsules \nBox of 50 capsules\n\n",{"$nulls":3},"Box"]
["RT296-35-011","Restorative material","Glass ionomer,restorative,dental: Atraumatic Restorative Treatment, Chemical Cured Set,  Colour C4, capsules \nBox of 50 capsules\n\n",{"$nulls":3},"Box"]
["RT296-35-012","Restorative material","Kit, glass ionomer, dental tri-cure, core build-up, restorative or Pedo, introductory kit\nKit -6 x 5 g vial powder (A3, A4, C2, Paedo, Blue), 2 x 8 ml vial liquid, 6,5 ml vial primer, 6,5 ml vial finishing gloss, mixing well, shadeguide, 50 delivery tips and pistons, brush handle and tips, mix pads, spoon, instructions, technique \n\nItem RT296-35-012 to RT296-35-024 will be awarded as a series",{"$nulls":3},"Kit"]
["RT296-35-013","Restorative material","Shade powder, glass ionomer restorative, dental:tri-cure, A3 powder refill and spoon\n1 Bottle 9 g, 1 spoon \n\n",{"$nulls":3},"Bottle"]
["RT296-35-014","Restorative material","Shade powder, glass ionomer restorative, dental: tri-cure, A3.5  powder refill and spoon\n1 Bottle 9 g, 1 spoon \n\n",{"$nulls":3},"Bottle"]
["RT296-35-015","Restorative material","Shade powder, restorative, dental: tri-cure, A4  powder refill and spoon\n1 Bottle 9 g, 1 spoon \n\n",{"$nulls":3},"Bottle"]
["RT296-35-016","Restorative material","Shade powder, restorative, dental:tri-cure, B2  powder refill and spoon\n1 Bottle 9 g, 1 spoon \n\n",{"$nulls":3},"Bottle"]
["RT296-35-017","Restorative material","Shade powder, restorative, dental: tri-cure, B3 powder refill and spoon,\n1 Bottle 9 g, 1 spoon\n\n",{"$nulls":3},"Bottle"]
["RT296-35-018","Restorative material","Shade powder, restorative, dental: tri-cure, Blue powder refill and spoon \n1 Bottle 9 g, 1 spoon\n\n",{"$nulls":3},"Bottle"]
["RT296-35-019","Restorative material","Shade powder, restorative, dental: tri-cure, C2 powder refill and spoon \n1 Bottle 9 g, 1 spoon\n\n",{"$nulls":3},"Bottle"]
["RT296-35-020","Restorative material","Shade powder, glass ionomer restorative, dental: tri-cure, C4 powder refill and spoon \n1 Bottle 9 g, 1 spoon\n\n",{"$nulls":3},"Bottle"]
["RT296-35-021","Restorative material","Shade powder,  restorative, dental: tri-cure, Pedo Powder Refilll and spoon \n1 Bottle 9 g, 1 spoon\n\n",{"$nulls":3},"Bottle"]
["RT296-35-022","Restorative material","Primer, restorative,dental:tri-cure, primer refill \n1 Bottle 6,5 ml\n\n",{"$nulls":3},"Bottle"]
["RT296-35-023","Restorative material","Liquid,  restorative, dental: tri-cure, liquid refill  \n1 Bottle 8 ml\n\n",{"$nulls":3},"Bottle"]
["RT296-35-024","Restorative material","Finishing gloss,  restorative, dental: tri-cure, finishing gloss refill \n1 Bottle 6,5 ml\n\n",{"$nulls":3},"Bottle"]
["RT296-35-025","Restorative material","Restorative, dental, compomer, flow intro kit\n\nItem RT296-35-025 to RT296-35-028 will be awarded as a series.",{"$nulls":3},"Kit"]
["RT296-35-026","Restorative material","Restorative, dental, compomer flow, shade A2, refill 2 syringes, 1ml ea and 25 applicator needles\n\n",{"$nulls":3},"Set"]
["RT296-35-027","Restorative material","Restorative, dental: compomer, flow, shade A3, refill, 2 syringes, 1ml ea and 25 application needles. \n\n",{"$nulls":3},"Set"]
["RT296-35-028","Restorative material","Restorative, dental: compomer, flow shade A4, 2 syringes, 1ml ea and 25 application needles. \n\n",{"$nulls":3},"Set"]
["RT296-35-029","Restorative material","Restorative, dental: compomer, compoglass flow  shade B1, \n2 syringes, 1ml each and 25 applicator needles \n",{"$nulls":3},"Set"]
["RT296-35-030","Restorative material","Restorative, dental: compomer, compoglass flow  shade C2, \n2 syringes, 1ml each and 25 applicator needles \n\n",{"$nulls":3},"Set"]
["RT296-35-031","Restorative material","Restorative, dental: Ionomer-Resin compomer, Light cured, Compules, Refill, A2 Tips\n15 Compules Tips 0.25 g each  (606.04.951)\nItem RT296-35-031 to RT296-35-037 will be awarded as a series\n",{"$nulls":3},"Set"]
["RT296-35-032","Restorative material","Restorative, dental: Ionomer-Resin compomer, Light cured, Compules,  Refill, A3 Tips\n15 Compule Tips, 0.25g each\n\n",{"$nulls":3},"Set"]
["RT296-35-033","Restorative material","Restorative, dental: Ionomer-Resin compomer, light cured, compules,  Refilll, A3.5 tips\n15 Compule tips 0,25 g each \n\n\n\n",{"$nulls":3},"Set"]
["RT296-35-034","Restorative material","Restorative, dental: Ionomer-Resin compomer, light cured, compules, refill, A4 tips \n15 Compule tips 0,25 g each \n\n",{"$nulls":3},"Set"]
["RT296-35-035","Restorative material","Restorative, dental: Ionomer-Resin compomer, light cured, compules, refill, B1 tips \n15 Compule tips 0,25 g each \n\n",{"$nulls":3},"Set"]
["RT296-35-036","Restorative material","Restorative, dental: Ionomer-Resin compomer, light cured, compules, refill, B3 tips \n15 Compule tips 0,25 g each\n\n",{"$nulls":3},"Set"]
["RT296-35-037","Restorative material","Restorative, dental: Ionomer-Resin compomer, light cured, compules, refill, C2 tips\n15 Compule tips 0,25 g each \n\n",{"$nulls":3},"Set"]
["RT296-35-038","Restorative material","Restorative dental: Compomer, glitter effect for deciduous teeth kit 40 x 0.25g caps in assorted colors, shade guide\n\nItem RT296-35-038 to RT296-35-048 will be awarded as a series.",{"$nulls":3},"Kit"]
["RT296-35-039","Restorative material","Restorative dental: Compomer, glitter effect for deciduous teeth: Shade Guide. \n                                                                                                                      ",{"$nulls":3},"Each"]
["RT296-35-040","Restorative material","Restorative dental: Compomer, glitter effect for deciduous teeth: gold 25 x 0.25g caps. \n                                                                                                                    ",{"$nulls":3},"Set"]
["RT296-35-041","Restorative material","Restorative dental: Compomer, glitter effect for deciduous teeth: Silver 25 x 0.25g caps\n                                                                                                                   ",{"$nulls":3},"Set"]
["RT296-35-042","Restorative material","Restorative dental: Compomer, glitter effect for deciduous teeth: Blue 25 x 0.25g caps.\n                                                                                                                                    ",{"$nulls":3},"Set"]
["RT296-35-043","Restorative material","Restorative dental: Compomer, glitter effect for deciduous teeth: Pink 25 x 0.25g caps.\n                                                                                                                      ",{"$nulls":3},"Set"]
["RT296-35-044","Restorative material","Restorative dental: Compomer, glitter effect for deciduous teeth: Green 25 x 0.25g caps \n                                                                                                                                        ",{"$nulls":3},"Set"]
["RT296-35-045","Restorative material","Restorative dental: Compomer, glitter effect for deciduous teeth: Orange 25 x 0.25 caps, \n                                                                                                                                  ",{"$nulls":3},"Set"]
["RT296-35-046","Restorative material","Restorative dental: Compomer, glitter effect for deciduous teeth: Lemon 25 x 0.25g caps                                                             \n                                                                                                                                 ",{"$nulls":3},"Set"]
["RT296-35-047","Restorative material","Restorative dental: Compomer, flowable for deciduous teeth: blue ; 1 syringe 2g                                                              \n                                                                                                                          ",{"$nulls":3},"Each"]
["RT296-35-048","Restorative material","Restorative dental: Compomer, flowable for deciduous teeth: Pink ; 1 syringe 2g                                                              \n                                                                                                                              ",{"$nulls":3},"Each"]
["RT296-35-049","Restorative material","Restorative, dental: Ionomer-Resin compomer, light cured, compules, refill, C3 tips \n15 Compule tips 0,25 g each \n\nItem RT296-35-049 to RT296-35-051  will be awarded as a series",{"$nulls":3},"Set"]
["RT296-35-050","Restorative material","Restorative, dental: Ionomer-Resin compomer, light cured, compules,  Refill, O-A2 tips\n15 Compule tips 0,25 g each\n\n",{"$nulls":3},"Set"]
["RT296-35-051","Restorative material","Restorative, dental: Ionomer-Resin compomer, light cured, compules,  Refill, O-B3 tips \n15 Compule tips 0,25 g each \n\n\n",{"$nulls":3},"Set"]
["RT296-35-052","Restorative material","Resin, restorative dental glass fibre reinforce composite, complete kit.\n\n Item RT296-35-052 to RT296-35-062 will be awarded as a series. ",{"$nulls":3},"Kit"]
["RT296-35-053","Restorative material","Resin, restorative dental glass fibre reinforce composite, refill size 0.9mm \n\n",{"$nulls":3},"Box"]
["RT296-35-054","Restorative material","Resin, restorative dental glass fibre reinforce composite, refill size 1.2mm \n\n",{"$nulls":3},"Box"]
["RT296-35-055","Restorative material","Resin, restorative dental glass fibre reinforce composite, refill size 1.5mm \n\n",{"$nulls":3},"Box"]
["RT296-35-056","Restorative material","Resin, restorative dental glass fibre reinforce composite uni-directional fibre strip for bridge frameworks\n\n",{"$nulls":3},"Box"]
["RT296-35-057","Restorative material","Resin, restorative dental glass fibre reinforce composite uni-directional fibre strip for periodontal splinting\n\n",{"$nulls":3},"Box"]
["RT296-35-058","Restorative material","Resin, restorative dental glass fibre reinforce composite bi-directional glass- fibre sheet\n\n",{"$nulls":3},"Box"]
["RT296-35-059","Restorative material","Resin, restorative dental glass fibre reinforce composite uni-directional glass- fibre strip for permanent retainers\\space maintainers\n\n",{"$nulls":3},"Box"]
["RT296-35-060","Restorative material","Resin, restorative dental glass fibre reinforce composite, resin for wetting fibres.\n\nBottle (between 2ml to 5ml)\n",{"$nulls":3},"Bottle"]
["RT296-35-061","Restorative material","Resin, restorative dental glass fibre reinforce composite unwetted bi-directional glass fibre for indirect copings\n\n",{"$nulls":3},"Box"]
["RT296-35-062","Restorative material","Resin, restorative dental: glass fibre reinforce composite unwetted uni-directional glass fibre strips for indirect bridge contruction.\n\n",{"$nulls":3},"Box"]
["RT296-35-063","Restorative material","Resin Restorative Flowable, bulk fill, with low shrinkage to create tight coronal seal post endodontic treatment. flowable composite compules, Pack of 15*0.25g",{"$nulls":3},"Pack"]
["RT296-35-064","Restorative material","Resin Restorative Flowable, bulk fill, with low shrinkage to create tight coronal seal post endodontic treatment.  flowable composite compules, 10* 1g syringes, 60 tips,Set",{"$nulls":3},"Set"]
["RT296-35-065","Restorative material","Resin, restorative, dental: hybrid composite, ant/post restorative, light cured, Nanofiller particles without zirconium compules, colour A2\n1 Container, 10 x 0.25g each\n\n Item RT296-35-065 to RT296-35-078 awarded in series",{"$nulls":3},"Container"]
["RT296-35-066","Restorative material","Resin, restorative, dental: hybrid composite, ant/post restorative, light cured, Nanofiller partcles without zirconium compules, colour A3\n1 Container, 10 x 0.25g each\n\n\n",{"$nulls":3},"Container"]
["RT296-35-067","Restorative material","Resin, restorative, dental: hybrid composite, ant/post restorative, light cured, Nanofiller particles without zirconium compules, colour A3.5\n1 Container, 10 x 0.25g each\n.\n\n",{"$nulls":3},"Container"]
["RT296-35-068","Restorative material","Resin, restorative, dental: hybrid composite, ant/post restorative, light cured, nanofiller particles without zirconium compules, colour A4\n1 Container, 10 x 0.25g each\n",{"$nulls":3},"Container"]
["RT296-35-069","Restorative material","Resin, restorative, dental: hybrid composite, ant/post restorative, light cured, nanofiller particles without zirconium compules, colour B1\n1 Container, 10 x 0.25g eachs\n\n",{"$nulls":3},"Container"]
["RT296-35-070","Restorative material","Resin, restorative, dental: hybrid composite, ant/post restorative, light cured, nanofiller particles without zirconium compules, colour B1 Incisal\n1 Container, 10 x 0,25 g each \n\n",{"$nulls":3},"Container"]
["RT296-35-071","Restorative material","Resin, restorative, dental: hybrid composite, ant/post restorative, light cured, nanofiller particles without zirconium compules, colour B2 \n1 Container, 10 x 0,25 g each \n\n",{"$nulls":3},"Container"]
["RT296-35-072","Restorative material","Resin, restorative, dental: hybrid composite, ant/post restorative, light cured, nanofiller particles without zirconium compules, colour B3\n1 Container, 10 x 0,25 g each \n\n",{"$nulls":3},"Container"]
["RT296-35-073","Restorative material","Resin, restorative, dental: hybrid composite, ant/post restorative, light cured, nanofiller particles without zirconium compules, colour C2 \n1 Container, 10 x 0,25 g each \n\n",{"$nulls":3},"Container"]
["RT296-35-074","Restorative material","Resin, restorative, dental: hybrid composite, ant/post restorative, light cured, nanofiller particles without zirconium compules, colour C3 (Dark Grey) \n1 Container, 10 x 0,25 g each\n\n",{"$nulls":3},"Container"]
["RT296-35-075","Restorative material","Resin, restorative, dental: hybrid composite, ant/post restorative, light cured, nanofiller particles without zirconium compules, colour Colour C4\n1 Container, 10 x 0,25 g each \n\n",{"$nulls":3},"Container"]
["RT296-35-076","Restorative material","Resin, restorative, dental: hybrid composite, ant/post restorative, light cured, nanofiller particles without zirconium compules, colour Colour D3\n1 Container, 10 x 0,25 g each \n\n",{"$nulls":3},"Container"]
["RT296-35-077","Restorative material","Resin, restorative, dental: hybrid composite, ant/post restorative, light cured, nanofiller particles without zirconium compules, colour Opaque-A2\n1 Container, 10 x 0,25 g each \n\n",{"$nulls":3},"Container"]
["RT296-35-078","Restorative material","Resin, restorative, dental: hybrid composite, ant/post restorative, light cured, nanofiller particles without zirconium compules, colour Opaque-A3.5\n1 Container, 10 x 0,25 g each \n\n",{"$nulls":3},"Container"]
["RT296-35-079","Restorative material","Resin, restorative, dental: hybrid composite, ant/post restorative, light cured, with zirconium\\silica filler, Capsules kit \nKit- Z350XT Capsules and Scotch bond Multi-Purpose Dental Adhesive: 42g Paste (7x0.2g Colurs A2, A3, A4, B2, C2, D3), 1x3ml Etch Syringe, 1x4ml Primer, 1x4ml Adhesive, Shadeguide, Pad, Brush Tips and 3 Colour Coded Handles\n\n",{"$nulls":3},"Kit"]
["RT296-35-080","Restorative material","Resin, restorative, dental: hybrid composite, ant/post restorative, light cured, with zirconium\\silicon filler  Capsules Colour A1 Vita\n3.6g Capsules (18x0.20g Each)\n\n",{"$nulls":3},"Pack"]
["RT296-35-081","Restorative material","Resin, restorative, dental: hybrid composite, ant/post restorative, light cured, with zirconium\\silicon filler  Capsules Colour A2  Vita\n3.6g Capsules (18x0.20g Each) \n\n\n",{"$nulls":3},"Pack"]
["RT296-35-082","Restorative material","Resin, restorative, dental: hybrid composite, ant/post restorative, light cured, with zirconium\\silicon filler  Capsules Colour A3 Vita\n3.6g Capsules (18x0.20g Each)\n\n",{"$nulls":3},"Pack"]
["RT296-35-083","Restorative material","Resin, restorative, dental: hybrid composite, ant/post restorative, light cured, with zirconium\\silicon filler  Capsules Colour A3.5 Vita\n3.6g Capsules (18x0.20g Each)\n\n",{"$nulls":3},"Pack"]
["RT296-35-084","Restorative material","Resin, restorative, dental: hybrid composite, ant/post restorative, light cured, with zirconium\\silicon filler  Capsules Colour A4 Vita\n3.6g Capsules (18x0.20g Each)\n\n\n",{"$nulls":3},"Pack"]
["RT296-35-085","Restorative material","Resin, restorative, dental: hybrid composite, ant/post restorative, light cured, with zirconium\\silicon filler  Capsules Colour B2 Vita\n3.6g Capsules (18x0.20g Each)\n\n\n",{"$nulls":3},"Pack"]
["RT296-35-086","Restorative material","Resin, restorative, dental: hybrid composite, ant/post restorative, light cured, with zirconium\\silicon filler  Capsules Colour B3 Vita\n3.6g Capsules (18x0.20g Each)\n.i Gartia: 3M - Z350XT\n\n",{"$nulls":3},"Pack"]
["RT296-35-087","Restorative material","Resin, restorative, dental: hybrid composite, ant/post restorative, light cured, with zirconium\\silicon filler  Capsules Colour C2 Vita\n3.6g Capsules (18 x 0.20g Each)\n\n",{"$nulls":3},"Pack"]
["RT296-35-088","Restorative material","Resin, restorative, dental: hybrid composite, ant/post restorative, light cured, with zirconium\\silicon filler  Capsules Colour C4 Vita\n3.6g Capsules (18x0.20g Each)\n\n",{"$nulls":3},"Pack"]
["RT296-35-089","Restorative material","Resin, restorative, dental: hybrid composite, ant/post restorative, light cured, with zirconium\\silicon filler  Capsules Colour Cervical Grey\n3.6g Capsules (18x0.20g Each)\n\n",{"$nulls":3},"Pack"]
["RT296-35-090","Restorative material","Resin, restorative, dental: hybrid composite, ant/post restorative, light cured, with zirconium\\silicon filler  Capsules \nCapsules Colour Cervical Yellow\n3.6g Capsules (18x0.20g Each)\n\n",{"$nulls":3},"Pack"]
["RT296-35-091","Restorative material","Resin, restorative, dental: hybrid composite, ant/post restorative, light cured, with zirconium\\silicon filler  Capsules \nColour D3 Vita\n3.6g Capsules (18x0.20g Each)\n\n",{"$nulls":3},"Pack"]
["RT296-35-092","Restorative material","Resin, restorative, dental: hybrid composite, ant/post restorative, light cured, with zirconium\\silicon filler\nCapsules Colour Incisal\n3.6g Capsules (18x0.20g Each)\n\n",{"$nulls":3},"Pack"]
["RT296-35-093","Restorative material","Resin, restorative, dental: hybrid composite, ant/post restorative, light cured, with zirconium\\silicon filler\nCapsules Colour Pedo\n3.6g Capsules (18x0.20g Each)\n\n",{"$nulls":3},"Pack"]
["RT296-35-094","Restorative material","Resin, restorative, dental: hybrid composite, ant/post restorative, light cured, with zirconium\\silica filler Syringe, Colour A1 Vita\n1 Syringe, 4g\n\nItem RT296-35-094 to RT296-35-107 to be awarded in series ",{"$nulls":3},"Each"]
["RT296-35-095","Restorative material","Resin, restorative, dental: hybrid composite, ant/post restorative, light cured, zirconium \\ silica filler syringe, colour A2 Vita \n1 Syringe, 4 g \n\n",{"$nulls":3},"Each"]
["RT296-35-096","Restorative material","Resin, restorative, dental: hybrid composite, ant/post restorative, light cured, with zirconium \\silica filler syringe, colour A3 Vita \n1 Syringe, 4 g \n\n",{"$nulls":3},"Each"]
["RT296-35-097","Restorative material","Resin, restorative, dental: hybrid composite, ant/post restorative, light cured, with zirconium \\silica filler syringe, colour A3 .5 Vita \n1 Syringe, 4 g \n\n",{"$nulls":3},"Each"]
["RT296-35-098","Restorative material","Resin, restorative, dental: hybrid composite, ant/post restorative, light cured, with zirconium \\silica filler syringe, colour A4  Vita \n1 Syringe, 4 g \n\n",{"$nulls":3},"Each"]
["RT296-35-099","Restorative material","Resin, restorative, dental: hybrid composite, ant/post restorative, light cured, with zirconium \\silica filler syringe, colour B2  Vita \n1 Syringe, 4 g \n\n",{"$nulls":3},"Each"]
["RT296-35-100","Restorative material","Resin, restorative, dental: hybrid composite, ant/post restorative, light cured, with zirconium \\silica filler syringe, colour B3 Vita \n1 Syringe, 4 g \n\n",{"$nulls":3},"Each"]
["RT296-35-101","Restorative material","Resin, restorative, dental: hybrid composite, ant/post restorative, light cured, with zirconium \\silica filler syringe, colour C2  Vita \n1 Syringe, 4 g \n\n",{"$nulls":3},"Each"]
["RT296-35-102","Restorative material","Resin, restorative, dental: hybrid composite, ant/post restorative, light cured, with zirconium \\silica filler syringe, colour C4  Vita \n1 Syringe, 4 g \n\n",{"$nulls":3},"Each"]
["RT296-35-103","Restorative material","Resin, restorative, dental: hybrid composite, ant/post restorative, light cured, with zirconium \\silica filler syringe, colour Cervical Grey \n1 Syringe, 4 g \n\n",{"$nulls":3},"Each"]
["RT296-35-104","Restorative material","Resin, restorative, dental: hybrid composite, ant/post restorative, light cured, with zirconium \\silica filler syringe, colour Cervical Yellow\r\n1 Syringe, 4 g \r\n\r\nICN: 18-095-6774 EA",{"$nulls":3},"Each"]
["RT296-35-105","Restorative material","Resin, restorative, dental: hybrid composite, ant/post restorative, light cured, with zirconium \\ silica filler syringe, colour D3  Vita\n1 Syringe, 4 g \n\nICN: 18-095-6768 EA",{"$nulls":3},"Each"]
["RT296-35-106","Restorative material","Resin, restorative, dental: hybrid composite, ant/post restorative, light cured, with zirconium \\ silica filler syringe\nSyringe, Colour Incisal\n1 Syringe, 4g\n\nICN: 18-095-6769 EA",{"$nulls":3},"Each"]
["RT296-35-107","Restorative material","Resin, restorative, dental: hybrid composite, ant/post restorative, light cured, with zirconium \\ silica filler syringe, colour Pedo\n1 Syringe, 4 g \n",{"$nulls":3},"Each"]
["RT296-35-108","Restorative material","Resin restorative, dental Multi layer nano hybrid aesthetic Kit , Compule system with assorted shades; 10 x 0.25 g Capsule of each shade A1; A2; A3; A3.5; B1; B2; C2; OM; OD; HKA2.5; 5 x 0.25g Capsule`s of each shade A4; B3; C3; D3; OL; CO; Yo: CL; AM; Bl; BLX; HKA5. Two 1,8g baseliners and shade guide  Kit\nRT296-35-108 to RT296-35-140 will be awarded as a series",{"$nulls":3},"Kit"]
["RT296-35-109","Restorative material","Resin restorative, dental multi layer nano hybrid applicator gun, autoclavable applicator gun (e.g. MARK III P for Venus Diamond 6601 9748) EA\r",{"$nulls":3},"Each"]
["RT296-35-110","Restorative material","Resin restorative, dental multi layer nano hybrid aesthetic refill, 20 x 0.25g Capsule shade A2(e.g. Venus Diamond 6603 9009) Box with 20 pieces\r",{"$nulls":3},"Box"]
["RT296-35-111","Restorative material","Resin restorative, dental multi layer nano hybrid aesthetic refill, 20 x 0.25g Capsule shade A3 (e.g. Venus Diamond 6603 9011) Box with 20 pieces\r",{"$nulls":3},"Box"]
["RT296-35-112","Restorative material","Resin restorative, dental multi layer nano hybrid aesthetic refill, 20 x 0.25g Capsule shade A1 (e.g. Venus Diamond 6603 9008) Box with 20 pieces\r",{"$nulls":3},"Box"]
["RT296-35-113","Restorative material","Resin restorative, dental multi layer nano hybrid aesthetic refill, 20 x 0.25g Capsule shade A3.5 (e.g. Venus Diamond 6603 9012) Box with 20 pieces\r",{"$nulls":3},"Box"]
["RT296-35-114","Restorative material","Resin restorative, dental multi layer nano hybrid aesthetic refill, 20 x 0.25g Capsule shade B1 (e.g. Venus Diamond 6603 9015) Box with 20 pieces\n\n\nICN: 18-174-7325 BG",{"$nulls":3},"Box"]
["RT296-35-115","Restorative material","Resin restorative, dental multi layer nano hybrid aesthetic refill, 20 x 0.25g Capsule shade B2 Box with 20 pieces\n",{"$nulls":3},"Box"]
["RT296-35-116","Restorative material","Resin restorative, dental multi layer nano hybrid aesthetic refill, 20 x 0.25g Capsule shade C2   Box with 20 pieces\n",{"$nulls":3},"Box"]
["RT296-35-117","Restorative material","Resin restorative, dental multi layer nano hybrid aesthetic refill, 20 x 0.25g Capsule shade OM (opaque medium) )Box with 20 pieces\n",{"$nulls":3},"Box"]
["RT296-35-118","Restorative material","Resin restorative, dental multi layer nano hybrid aesthetic refill, 20 x 0.25g Capsule shade OD (opaque dark) Box with 20 pieces",{"$nulls":3},"Box"]
["RT296-35-119","Restorative material","Resin restorative, dental multi layer nano hybrid aesthetic refill, 20 x 0.25g Capsule shade HKA 2.5  Box with 20 pieces\n",{"$nulls":3},"Box"]
["RT296-35-120","Restorative material","Resin restorative, dental multi layer nano hybrid aesthetic refill, 10 x 0.25g Capsule shade A4  Box with 10 pieces\n",{"$nulls":3},"Box"]
["RT296-35-121","Restorative material","Resin restorative, dental multi layer nano hybrid aesthetic refill, 10 x 0.25g Capsule shade B3 Box with 10 pieces\n",{"$nulls":3},"Box"]
["RT296-35-122","Restorative material","Resin restorative, dental multi layer nano hybrid aesthetic refill, 10 x 0.25g Capsule shade C3  Box with 10 pieces\n",{"$nulls":3},"Box"]
["RT296-35-123","Restorative material","Resin restorative, dental multi layer nano hybrid aesthetic refill, 10 x 0.25g Capsule shade OL (opaque light)   Box with 10 pieces",{"$nulls":3},"Box"]
["RT296-35-124","Restorative material","Resin restorative, dental multi layer nano hybrid aesthetic refill, 10 x 0.25g Capsule shade OLC (opaque light chromatic)  Box with 10 pieces\n",{"$nulls":3},"Box"]
["RT296-35-125","Restorative material","Resin restorative, dental multi layer nano hybrid aesthetic refill, 10 x 0.25g Capsule shade OMC (opaque medium chromatic) (Box with 10 pieces\n",{"$nulls":3},"Box"]
["RT296-35-126","Restorative material","Resin restorative, dental multi layer nano hybrid aesthetic refill, 10 x 0.25g Capsule shade ODC (opaque dark chromatic)  Box with 10 pieces\n",{"$nulls":3},"Box"]
["RT296-35-127","Restorative material","Resin restorative, dental multi layer nano hybrid aesthetic refill, 10 x 0.25g Capsule shade OXDC (opaque extra dark chromatic) Box with 10 pieces\n",{"$nulls":3},"Box"]
["RT296-35-128","Restorative material","Resin restorative, dental multi layer nano hybrid aesthetic refill, 10 x 0.25g Capsule shade BL (bleach light)  Box with 10 pieces\n",{"$nulls":3},"Box"]
["RT296-35-129","Restorative material","Resin restorative, dental multi layer nano hybrid aesthetic refill, 10 x 0.25g Capsule shade MXL (bleach extras light)  Box with 10 pieces\n",{"$nulls":3},"Box"]
["RT296-35-130","Restorative material","Resin restorative, dental multi layer nano hybrid aesthetic refill, 10 x 0.25g Capsule shade OB (opaque bleach)  Box with 10 pieces\n",{"$nulls":3},"Box"]
["RT296-35-131","Restorative material","Resin restorative, dental multi layer nano hybrid aesthetic refill, 10 x 0.25g Capsule shade CL (clear) Box with 10 pieces\n",{"$nulls":3},"Box"]
["RT296-35-132","Restorative material","Resin restorative, dental multi layer nano hybrid aesthetic refill, 10 x 0.25g Capsule shade AM (amber)  Box with 10 pieces\n",{"$nulls":3},"Box"]
["RT296-35-133","Restorative material","Resin restorative, dental multi layer nano hybrid aesthetic refill, 10 x 0.25g Capsule shade CO (Clear opal)  Box with 10 pieces\n",{"$nulls":3},"Box"]
["RT296-35-134","Restorative material","Resin restorative, dental multi layer nano hybrid aesthetic refill, 10 x 0.25g Capsule shade YO (yellow opal) Box with 10 pieces\n",{"$nulls":3},"Box"]
["RT296-35-135","Restorative material","Resin restorative, dental multi layer nano hybrid aesthetic refill, 10 x 0.25g Capsule shade HKA5 Box with 10 pieces\n",{"$nulls":3},"Box"]
["RT296-35-136","Restorative material","Resin restorative, dental multi layer nano hybrid aesthetic flowable refill, 20  x 0.2g Capsule shade A1 Box with 20 pieces\n",{"$nulls":3},"Box"]
["RT296-35-137","Restorative material","Resin restorative, dental multi layer nano hybrid aesthetic flowable refill, 20  x 0.2g Capsule shade A2 Box with 20 pieces\n",{"$nulls":3},"Box"]
["RT296-35-138","Restorative material","Resin restorative, dental multi layer nano hybrid aesthetic flowable refill, 20  x 0.2g Capsule shade A3  Box with 20 pieces\n",{"$nulls":3},"Box"]
["RT296-35-139","Restorative material","Resin restorative, dental multi layer nano hybrid aesthetic flowable refill, 20  x 0.2g Capsule shade A3.5 Box with 20 pieces\n",{"$nulls":3},"Box"]
["RT296-35-140","Restorative material","Resin restorative, dental multi layer nano hybrid aesthetic flowable refill, 20  x 0.2g Capsule shade A4 ( Box with 20 pieces\n",{"$nulls":3},"Box"]
["RT296-35-141","Restorative material","Resin restorative , Dental; Core build up; Dual cured, Filled composite resin; tooth-colored ;  4 X 4.75g syringes with 20 mixing intra oral tips.                                                                         ",{"$nulls":3},"Set"]
["RT296-35-142","Restorative material","Resin, restorative, dental: Posterior composite bulk fill, one colour system, refill, universal shade 20 compules box\n\n",{"$nulls":3},"Box"]
["RT296-35-143","Restorative material","Sealant glass ionomer kit, dental, pit and fissure: Temporary sealant for air abrasive technique coloured chemical cured and light cured capsules\n\n",{"$nulls":3},"Kit"]
["RT296-35-144","Restorative material","Sealant kit, dental, pit and fissure: White-opaque syringe & applicator needles \n3 syringes seal white opaque (1ml=1,5g each), 25 Applicator needles (Red)\n\nItem RT296-35-144 to RT296-35-145 will be awarded as a series.",{"$nulls":3},"Kit"]
["RT296-35-145","Restorative material","Sealant kit, dental, pit and fissure: Clear syringe & applicator needles \n3 syringes seal clear (1ml=1,5g each), 25 applicator needles (Red)\n\n",{"$nulls":3},"Kit"]
["RT296-35-146","Restorative material","Sealant glass ionomer: Posterior pit and fissure sealant: coloured, chemical and light cured pink.\nPowder, liquid and conditioner set\n\nItem RT296-35-146 to RT296-35-148 will be awrded as a series",{"$nulls":3},"Set"]
["RT296-35-147","Restorative material","Sealant glass ionomer: Posterior pit and fissure, coloured, chemical and light cured capsules: Pink\n",{"$nulls":3},"Set"]
["RT296-35-148","Restorative material","Sealant glass ionomer: Posterior pit and fissure coloured, chemical and light cured capsules: White\n\n\n",{"$nulls":3},"Set"]
["RT296-35-149","Restorative material","Sealant composite: Non-etching composite sealant kit\n1 x 1.2ml syringe\n10 x Fine needle tips\n3 x  pointed brushes\n\n",{"$nulls":3},"Set"]
["RT296-35-150","Restorative material","Sealant composite: Penetrating composite sealer, unfilled resin for sealing restorations by bonding to composite and etched enamel\n2 x 1.2ml syringe\n",{"$nulls":3},"Pack"]
["RT296-35-151","Restorative material","Glass Ionomer , Restoritave, dental posterior restorations, primary teeth, core build up, refill, Acticvator\n",{"$nulls":3},"Box"]
["RT296-35-152","Restorative material","Glass Ionomer , Restoritave, dental posterior restorations, Handmix refil  teeth, core build up, Handmix kit with 25g powder, 12ml liquid and mixing pad  \n",{"$nulls":3},"Set"]
["RT296-35-153","Restorative material","Glass Ionomer , Restoritave, dental posterior restorations, primary teeth, core build up, powder refill 25g,\n",{"$nulls":3},"Bottle"]
["RT296-35-154","Restorative material","Glass Ionomer , Restoritave, dental posterior restorations, primary teeth, core build up, liquid  refill 12ml,.",{"$nulls":3},"Bottle"]
["RT296-35-155","Restorative material","Resin restorative, dental Multi layer nano hybrid aesthetic flowable refill, 2x 0.2g Capsule shade B2Box with 20 piece.\nItem  RT296-35-155 to RT296-35-161 will be awarded as a series",{"$nulls":3},"Pack"]
["RT296-35-156","Restorative material","Resin restorative, dental Multi layer nano hybrid aesthetic flowable refill, 2x 0.2g Capsule shade OM (Opaque medium) Box with 20 pieces\n",{"$nulls":3},"Pack"]
["RT296-35-157","Restorative material","Resin restorative, dental Multi layer nano hybrid aesthetic flowable refill, 2x 0.2g Capsule shade CL (Clear)Box with 20 pieces\n",{"$nulls":3},"Pack"]
["RT296-35-158","Restorative material","Resin restorative, dental Multi layer nano hybrid aesthetic flowable refill, 2x 0.2g Capsule shade BLX (Bleach extra light) Box with 20 pieces\n",{"$nulls":3},"Pack"]
["RT296-35-159","Restorative material","Resin restorative, dental Multi layer nano hybrid aesthetic flowable refill, 2x 0.2g Capsule shade Baseliner  Box with 20 pieces\n",{"$nulls":3},"Pack"]
["RT296-35-160","Restorative material","Resin restorative, dental Multi layer nano hybrid aesthetic flowable refill, 2x 0.2g Capsule shade HKA 2.5 Box with 20 pieces\n",{"$nulls":3},"Pack"]
["RT296-35-161","Restorative material","Resin restorative, dental Multi layer nano hybrid aesthetic flowable refill, 2x 0.2g Capsule shade HKA 5 Box with 20 pieces\n",{"$nulls":3},"Pack"]
["RT296-36-001","Restorative material Accessories","Wedge set, dental: Protection during preparation of  Class 11\nKit with assorted sizes\n\n",{"$nulls":3},"Kit"]
["RT296-36-002","Restorative material Accessories","Wedge set, dental: Protection during preparation of Class 11\nSizes, large\n\n\n",{"$nulls":3},"Pack"]
["RT296-36-003","Restorative material Accessories","Wedge set, dental: Protection during preparation of Class 11\nSizes: medium\n\n",{"$nulls":3},"Pack"]
["RT296-36-004","Restorative material Accessories","Wedge set, dental: Protection during preparation of Class 11\nSizes: Small\n\n",{"$nulls":3},"Pack"]
["RT296-36-005","Restorative material Accessories","Wedge set, dental: Protection during preparation of Class 11\nSizes: X Small\n\n\n",{"$nulls":3},"Pack"]
["RT296-37-001","Sand blasting material","Grain abrasive:  Dental, 99,6% aluminium oxide to DIN, acid washed,  25 micron\n1 bag 8 kg\n\n",{"$nulls":3},"bag"]
["RT296-37-002","Sand blasting material","Grain abrasive: Dental, aluminium oxide Powder , 27 micron ;   For use of fine cutting with Aquacare machine 1CO\nItem RT296-37-002 to RT296-37-004 will be awarded as a series       \n       ",{"$nulls":3},"Each"]
["RT296-37-003","Sand blasting material","Grain abrasive: Dental, aluminium oxide Powder , 53 Micron micron ;   For use of fine cutting with Aquacare machine  \n1 CO   \n\n",{"$nulls":3},"Each"]
["RT296-37-004","Sand blasting material","Grain abrasive: Dental, aluminium oxide Powder , 53 Micron micron ;   For use of fine cutting with Aquacare machine    \n1 CO      \n",{"$nulls":3},"Each"]
["RT296-37-005","Sand blasting material","Sodium Biocarbonate;Dental For use for polishing/cleaning with Aquacare machine \n                                                                                                                                 ",{"$nulls":3},"Each"]
["RT296-37-006","Sand blasting material","Sodium Biocarbonate;Dental For use for polishing/cleaning/desensitizing with Aquacare machine           \n                                                                                                                        ",{"$nulls":3},"Each"]
["RT296-37-007","Sand blasting material","Grain abrasive:  Dental, 99,6% aluminium oxide to DIN, acid washed, 50 micron\n1 bag 8 kg\n\n\n",{"$nulls":3},"bag"]
["RT296-37-008","Sand blasting material","Grain Abrasive:  Dental, 99,6% aluminium oxide to DIN, acid washed, 110 micron\n1 bag 8 kg\n\n\n",{"$nulls":3},"bag"]
["RT296-37-009","Sand blasting material","Grain abrasive:  Dental, 99,6% aluminium oxide to DIN, acid washed, 250 micron \n1 bag 8 kg\n\n",{"$nulls":3},"bag"]
["RT296-37-010","Sand blasting material","Grain abrasive:  dental, glass beads, lead-free soda, polish blasTing to DIN, 50 micron\n1 container 8 kg\n\n",{"$nulls":3},"Container"]
["RT296-38-001","Shade Guide","Guide, shade, teeth: shade guide for glass ionomer \n2 x Shade guides \n\n",{"$nulls":3},"Set"]
["RT296-38-002","Shade guide","Tooth set , Prosthetic: Artificial teeth (Mandibular/Maxillary anterior and posterior teeth(Specify Shade, mould and amount in Tabular form) Set up Teeth with fossa angles 20-30 degrees Mono planes present ",{"$nulls":3},"Set"]
["RT296-38-003","Shade guide","Tooth set , Prosthetic: Artificial teeth (Mandibular/Maxillary anterior and posterior teeth(Specify Shade, mould and amount in Tabular form) Set up Teeth with Lingualised occlusions designed for that purpose.  Vita Lingoform\n\n",{"$nulls":3},"Set"]
["RT296-38-004","Shade guide","Tooth set , Prosthetic: Artificial teeth (Mandibular/Maxillary anterior and posterior teeth(Specify Shade, mould and amount in Tabular form) Set up Teeth in the Vita 3D Master shade system \n\n\n",{"$nulls":3},"Set"]
["RT296-38-005","Shade guide","Guide, Mold, Dental:  Artificial Teeth, Conventional Grade\nEach\n\n",{"$nulls":3},"Each"]
["RT296-38-006","Shade guide","Guide, Shade, Teeth:  Artificial Teeth, Conventional Grade\nEach\n\n\n",{"$nulls":3},"Each"]
["RT296-39-001","Syringes","Syringe, irrigating, dental: plaslic syringe wilh Iuer lock, 5 cc, clear \n1 Box 10 syringes \n\n",{"$nulls":3},"Container"]
["RT296-39-002","Syringes","Tip, syringe, dental endodontic irrigation: Endo-Eze Irrigator Tips, 27 gauge (0,4 mm) blunt needle wilh anti-obturating end \n1 Container 20 pieces \n\n",{"$nulls":3},"Container"]
["RT296-39-003","Syringes","Tip, syringe, dental endodontic irrigation:  Luer Lock Connector, 25 Gauge dia 0.5mm, Orange\n1 Container 20 Pieces\n\n",{"$nulls":3},"Container"]
["RT296-39-004","Syringes","Tip, syringe, dental endodontic irrigation:  Luer Lock Connector, 30 Gauge  dia 0.3mm Dark Blue\n1 Container 20 Pieces\n\n",{"$nulls":3},"Container"]
["RT296-40-001","Thermoplastic material","Pressure moulding: plastic strip, thermoplastic monomer free sandwich type material, . pack 10 pieces\n",{"$nulls":3},"Pack"]
["RT296-40-002","Thermoplastic material","Pressure moulding: plastic strip, thermoplastic monomer free sandwich type material,  1 pack 10 pieces\n",{"$nulls":3},"Pack"]
["RT296-40-003","Thermoplastic material","Pressure moulding: plastic strip, thermoplastic monomer free sandwich type material,  1 pack 10 pieces\n",{"$nulls":3},"Pack"]
["RT296-40-004","Thermoplastic material","Pressure moulding: plastic strip, thermoplastic, tough elastic type material,  1pack 10 pieces\n",{"$nulls":3},"Pack"]
["RT296-40-005","Thermoplastic material","Plastic strip, dental surface protection: Dual laminate mouthguard material, clear, 125 x 125 x 2/ 3/ 5 mm 1 Box 12 pieces \n\nPackaging: Box\n",{"$nulls":3},"Box"]
["RT296-40-006","Thermoplastic material","Plastic strip, dental surface protection:  Thermoplastic PVA-PE Mouthguard Material, Clear, 125 x 125 x 2 mm\n1 Box 10 Pieces\n\nItem RT296-40-006  to RT296-40-011  will be awarded as a series",{"$nulls":3},"Box"]
["RT296-40-007","Thermoplastic material","Plastic strip, dental surface protection:  Thermoplastic PVA-PE Mouthguard Material, Clear, 125 x 125 x 3 mm\n1 Box 10 Pieces\n\n\n",{"$nulls":3},"Box"]
["RT296-40-008","Thermoplastic material","Plastic strip, dental surface protection:  Thermoplastic PVA-PE Mouthguard Material, Clear, 125 x 125 x 4mm\n1 Box 10 Pieces\n\n\n",{"$nulls":3},"Box"]
["RT296-40-009","Thermoplastic material","Plastic strip, dental surface protection:  Thermoplastic PVA-PE Mouthguard Material, Clear, Dia 125 mm x 2 mm\n1 Box 10 pcs\n\n",{"$nulls":3},"Box"]
["RT296-40-010","Thermoplastic material","Plastic strip, dental surface protection:  Thermoplastic PVA-Pe Mouthguard Material, Clear, Dia 125 mm x 3 mm\n1 Box 10 pcs\n\n",{"$nulls":3},"Box"]
["RT296-40-011","Thermoplastic material","Plastic strip, dental surface protection:  Thermoplastic PVA-PE Mouthguard Material, Clear, Dia 125 mm x 4 mm\n1 Box 10 pcs\n\n",{"$nulls":3},"Box"]
["RT296-40-012","Thermoplastic material","Plastic strip, dental surface protection:  Thermoplastic, Transparent Polycarbonate Temporary Splint Material, 120 x 120 x 0,5 mm\n1 Box 50 Pieces\n\n Item RT296-40-012 to RT296-40-015 will be awarded as a series",{"$nulls":3},"Box"]
["RT296-40-013","Thermoplastic material","Plastic strip, dental surface protection:  Thermoplastic, Transparent Temporary Matrix Material, 120 x 120 x 0,5 mm\n1 Box 50 Pieces\n\n",{"$nulls":3},"Box"]
["RT296-40-014","Thermoplastic material","Plastic strip, dental surface protection:  Thermoplastic, Transparent Polycarbonate Hard Elastic Material for Splints and Temporary Crown/Bridges, Dia 125mm x 1,0mm\n1 Box 10 pcs\n\n",{"$nulls":3},"Box"]
["RT296-40-015","Thermoplastic material","Plastic strip, dental surface protection:  Thermoplastic, Transparent Polycarbonate Break and Abrasion Resistant Material for Splints and Bite Guards, Dia 125mm x 1,0mm\n1 Box 10 pcs\n\n ",{"$nulls":3},"Box"]
["RT296-40-016","Thermoplastic material","Plastic strip, dental surface protection: Dual laminate mouthguard material, clear, 125 x 125 x 2/ 3/ 5 mm 1 Box 12 pieces       \n   \nPackaging: Box    \n",{"$nulls":3},"Box"]
["RT296-40-017","Thermoplastic material","Pressure moulding: plastic strip, thermoplastic monomer free material, 1 pack of 10 pieces      \n",{"$nulls":3},"Pack"]
["RT296-40-018","Thermoplastic material","Pressure moulding: plastic strip, thermoplastic monomer free material, 1 pack of 10 pieces        \n",{"$nulls":3},"Pack"]
["RT296-40-019","Thermoplastic material","Plastic strip, dental surface protection:  InsulaTing Foil, Plaster, For Cold Cure Acrylics, Dia 125mm x 0,01mm\n1 Box 100 pcs\n\n",{"$nulls":3},"Box"]
["RT296-40-020","Thermoplastic material","Adhesive, dental:  Bonding between Isofolan Foil and Deep Palatal Areas of Plaster Model\n20 x 100ml Bottles\n\n",{"$nulls":3},"Bottle"]
["RT296-41-001","Wax","Wax, dental: Occlusion Registration, Sheets, Metal Based\n1 Pack 250g\n\n",{"$nulls":3},"Pack"]
["RT296-41-002","Wax","Wax, dental: Occlusion Registration, Sheets, Regular (dr L.A. Cohn Technique)\n1 Pack 454g\n\n",{"$nulls":3},"Pack"]
["RT296-41-003","Wax","Wax, dental: Occlusion Registration, Strips, Clinical Use\n1 Pack 180 Strips\n\n",{"$nulls":3},"Pack"]
["RT296-41-004","Wax","Wax, dental:  Peripheral, strips\n1 pack 60 sticks, 8,5oz\n\n",{"$nulls":3},"Pack"]
["RT296-41-005","Wax","Wax, sprue, dental: Wire Sprues, Dia 2 mm, Cobalt-Chrome Partial Denture Technique\n1 Reel 250 g\n\n",{"$nulls":3},"Reel"]
["RT296-41-006","Wax","Wax, sprue, dental: Wire Sprues, Dia 2,5 mm, Cobalt-Chrome Partial Denture Technique\n1 Reel 250 g\n\n",{"$nulls":3},"Reel"]
["RT296-41-007","Wax","Wax, Sprue, Dental: Wire Sprues, Dia 3 mm, Cobalt-Chrome Partial Denture Technique\n1 Reel 250 g\n\n",{"$nulls":3},"Reel"]
["RT296-41-008","Wax","Wax, Sprue, Dental: Wire Sprues, Dia 4 mm, Cobalt-Chrome Partial Denture Technique\n1 Reel 250 g\n\n",{"$nulls":3},"Reel"]
["RT296-41-009","Wax","Wax, dental:  Adhesive, Stick Form, Acrylic Denture Technique\n1 Pack 12 Pieces\n\n\n",{"$nulls":3},"Pack"]
["RT296-41-010","Wax","Wax, assortment, dental:  Profiles, Wire, Sprues, Bars, Strips and Claps\n1 Pack 10 Pieces\n\n\n",{"$nulls":3},"Pack"]
["RT296-41-011","Wax","Wax, dental:  Blocking-out, Cobalt-Chrome Technique\n1 Tin 70 g\n\n\n",{"$nulls":3},"Tin"]
["RT296-41-012","Wax","Wax, dental:  Casting, Smooth Sheets, 0,3 mm\n Pack 15 Pieces\n\n\n\n",{"$nulls":3},"Pack"]
["RT296-41-013","Wax","Wax, dental:  Casting, Smooth Sheets, 0,4 mm\n1 Pack 15 Pieces\n\n\n",{"$nulls":3},"Pack"]
["RT296-41-014","Wax","Wax, dental:  Casting, Stippled Sheets, Fine, 0,3 mm\n1 Pack 15 Pieces\n\n\n",{"$nulls":3},"Pack"]
["RT296-41-015","Wax","Wax, dental:  Casting, Stippled Sheets, Fine, 0,35 mm\n1 Pack 15 Pieces\n\nItem RT296-41-015 and RT296-41-016 will be awarded as a series",{"$nulls":3},"Pack"]
["RT296-41-016","Wax","Wax, dental:  Casting, Stippled Sheets, Fine, 0,4 mm\n1 Pack 15 Pieces\n\n\n",{"$nulls":3},"Pack"]
["RT296-41-017","Wax","Wax, dental:  Pattern, Clasp Profile, Bonyhard\n1 Pack 10 Pieces\n\n\n",{"$nulls":3},"Pack"]
["RT296-41-018","Wax","Wax, dental:  Pattern, Clasp Profile, Molar\n1 Pack 10 Pieces\n\n",{"$nulls":3},"Pack"]
["RT296-41-019","Wax","Wax, dental:  Pattern, Clasp Profile, Premolar\n1 Pack 10 Pieces\n\n",{"$nulls":3},"Pack"]
["RT296-41-020","Wax","Wax, dental:  Pattern, Clasp Profile, Ring\n1 Pack 10 Pieces\n\n\n",{"$nulls":3},"Pack"]
["RT296-41-021","Wax","Wax, dental:  Pattern, Grid Retentions, Round Holes, For Lower Prostheses\n1 Pack 150 Pieces\n\n\n",{"$nulls":3},"Pack"]
["RT296-41-022","Wax","Wax, dental:  Pattern, Grid Retentions, Round Holes, For Partial Upper Prostheses\n1 Pack 25 Pieces\n\n",{"$nulls":3},"Pack"]
["RT296-41-023","Wax","Wax, dental:  Profile, Bars, Lower, 2,0 x 4,0 mm\n1 Pack 85g\n\n\n",{"$nulls":3},"Pack"]
["RT296-41-024","Wax","Wax, dental:  Profile, Beading Wire, Dia 0,8 mm\n1 Pack 30g\n\n\n",{"$nulls":3},"Pack"]
["RT296-41-025","Wax","Wax, dental:  Blocking-out, Crown and Bridge Technique\n1 Pack 45g\n\n",{"$nulls":3},"Pack"]
["RT296-41-026","Wax","Wax, dental:  Build-up and Carving, Cervical Margin, Semi-Hard, Stress Free, Crown and Bridge Technique\n1 Pack 45g\n\nItem RT296-41-026 to RT296-41-029 will be awrded as a series",{"$nulls":3},"Pack"]
["RT296-41-027","Wax","Wax, dental:  Build-up and Carving, Hard, Crown and Bridge Technique\n1 Pack 45g\n\n\n",{"$nulls":3},"Pack"]
["RT296-41-028","Wax","Wax, dental:  Build-up and Carving, Medium, Crown and Bridge Technique\n1 Pack 45g\n\n\n",{"$nulls":3},"Pack"]
["RT296-41-029","Wax","Wax, dental:  Build-up and Carving, Soft, Crown and Bridge Technique\n1 Pack 45g\n\n\n",{"$nulls":3},"Pack"]
["RT296-41-030","Wax","Wax, dental:  ConnecTing and Adhesive, Soft, Stress Free, Crown and Bridge Technique\n1 Pack 4 x 25g\n\n\n",{"$nulls":3},"Pack"]
["RT296-41-031","Wax","Wax, dental:  Dipping, Coping Dip Technique\n1 Pack 150g\n\n\n",{"$nulls":3},"Pack"]
["RT296-41-032","Wax","Wax, dental:  Inlay, Medium Hardness, Dark Blue\n1 container 50g\n\n",{"$nulls":3},"Container"]
["RT296-41-033","Wax","Wax, dental:  Base Plate, Toughened No.4, Acrylic Denture Technique\n1 Pack 23 Pieces, 500g\n\n\n",{"$nulls":3},"Pack"]
["RT296-41-034","Wax","Wax, dental: Bite Rims, hard pink, acrylic denture technique, Length 130mm, Height 15mm, Width 12mm taper to 10mm on occlusal surface      . 1 Box 192 Pieces      \nPackaging: Box    \n",{"$nulls":3},"Box"]
["RT296-41-035","Wax","Wax, dental:  Boxing, Acrylic Denture Technique\n1 Pack 450g\n\n\n",{"$nulls":3},"Pack"]
["RT296-41-036","Wax","Wax occlusal, for diagnostic purposes specific for electric wax knife use,  1 x 75g container\n",{"$nulls":3},"Container"]
["RT296-41-037","Wax","Wax occlusal, for diagnostic purposes specific for electric wax knife use, 1 x 75g container\n",{"$nulls":3},"Container"]
["RT296-41-038","Wax","Wax occlusal, for diagnostic purposes specific for electric wax knife use, . 1 x 75g container\n",{"$nulls":3},"Container"]
["RT296-41-039","Wax","Wax, dental for diagnostic purposes specific for electric wax knife use, 1 x 75g container\n",{"$nulls":3},"Container"]
["RT296-41-040","Wax","Wax, dental: for diagnostic purposes specific for electric wax knife use, 1 x 75g container",{"$nulls":3},"Container"]
["RT296-41-041","Wax","Wax, dental for diagnostic wax up and fixed prosthetic structures specific for electric wax knives,  1 x 75 g container\n",{"$nulls":3},"Container"]
["RT296-41-042","Wax","Wax, dental for waxing of crowns and bridges with gas flame instruments, 1 x 100g container\n",{"$nulls":3},"Container"]
["RT296-41-043","Wax","Wax dental: for waxing of crowns and bridges with gas flame instruments,  1 x 100g container\n",{"$nulls":3},"Container"]
["RT296-41-044","Wax","Wax dental , for waxing of crowns and bridges with gas flame instruments,  1 x 100g container\n",{"$nulls":3},"Container"]
["RT296-41-045","Wax","Wax dental , for waxing of crowns and bridges with gas flame instruments,  1 x 100g container\n",{"$nulls":3},"Container"]
["RT296-41-046","Wax","Wax dental, for blocking of undercuts, cavities or errors on plaster models for model Casting and crown and bridge techniques, 1 x 75g container\n",{"$nulls":3},"Container"]
["RT296-41-047","Wax","Wax dental: cervical for forming of crown margins,  1 x 75g container\n",{"$nulls":3},"Container"]
["RT296-41-048","Wax","Orthodontic Wax, dental: food grade wax, 10 pieces ",{"$nulls":3},"Pack"]
["RT296-41-049","Endodontic Material","Gutta Percha, sticks, 1 Box, 250 g \n\n",{"$nulls":3},"Box"]
["RT296-41-050","Endodontic Material","Toothbrush dental adult, straight handle, thumb grip , head length not exceeding 2.5 cm, flat brushing plane, medium textured nylon round end bristles, pack of 12\n\n\n",{"$nulls":3},"Box"]
["RT296-41-051","Endodontic Material","Toothbrush,adult , straight handle, thumb grip , head length not exceeding 2.5 cm, flat brushing plane, medium textured nylon round end bristles, combined with toothpaste(100ml) with flouride not exeeding 1400pp, stable in storage and use; toothpaste and brush set.\n",{"$nulls":3},"Box"]
["RT296-41-052","Endodontic Material","Banded pack toothpaste / toothbrush . Toothpaste - 75ml, active ingredient sodium fluoride and toothbrush straight handle, thumb grip , head length not exceeding 2.5 cm, flat brushing plane,medium\n\n",{"$nulls":3},"Pack"]
["RT296-34-062","Restorative accessory"," Anatomically shaped matrices to create the  emergence profile  and anatomy  of the restored tooth in black triangles.The kit must  include:\nmyRing forte, the double spring separator ring that provides effective teeth separation and matrix retention.\nmyTines, autoclavable, repleaceable, and interchangeable ring extremities that make myRing Forte suitable for restoring both teeth with wide cavity preps, missing cusps as well as teeth with different crown heights.\nmyWedge, V-shaped wedge made of hi-tech plastic material. Perfectly compresses and adapts to the interproximal anatomy of teeth.\nLumiContrast, dark-blue matrices which significantly increase contrast and reduce glare effect, especially when using loupes or microscopes.\nQuickmat FLEX, sectional matrices with advanced elastic memory. Ultra-thin for easy insertion into tight proximal spaces and resilient for optimal deformation resistance.\n\n ",{"$nulls":3},"Kit"]
["RT296-12-413","Endodontic Material","File set, pulp canal, dental: Electro polished  K, 31 mm, ISO No.340 654 648 452  Size 06\n1 Pack 6 pieces",{"$nulls":3},"Each"]
["RT296-12-414","Endodontic Material","File set, pulp canal, dental: Electro polished  K, 31 mm, ISO No.340 654 648 452  Size 08\n1 Pack 6 pieces",{"$nulls":3},"Each"]
["RT296-12-415","Endodontic Material","File set, pulp canal, dental: Electro polished  K, 31 mm, ISO No.340 654 648 452  Size 010\n1 Pack 6 pieces",{"$nulls":3},"Each"]
["RT296-14-073","Impression material","Impression tray, dental:  Disposable, dentate, lower, Medium\n1 Box 25 Pieces\n\n",{"$nulls":3},"box"]
["RT296-14-074","Impression material","Impression tray, dental:  Disposable, dentate, upper, medium\n1 Box 25 Pieces\n\n",{"$nulls":3},"box"]