{"text_format":"3","workbook":"xls","n_sheets":1,"sheets":["Rehabilitation Consumables"],"not_rendered":{"images":1,"external_links":1,"defined_names":2},"read":"whole","date_system":"1900","formulas":"cached_only"}

{"sheet":"Rehabilitation Consumables","index":0,"n_rows":698,"n_cols":20,"rows_kept":698,"merged":[[0,0,0,19],[1,0,1,9],[1,10,1,15],[1,16,1,17],[1,18,1,19],[3,0,3,19],[4,1,4,19],[11,1,11,19],[21,1,21,19],[26,1,26,19],[30,1,30,19],[33,1,33,19],[36,1,36,19],[42,1,42,19],[51,2,51,19],[56,1,56,19],[60,2,60,19],[68,2,68,19],[70,2,70,19],[72,1,72,19],[74,1,74,19],[76,1,76,19],[78,1,78,19],[85,1,85,19],[89,1,89,19],[96,2,96,19],[103,1,103,19],[106,1,106,19],[109,1,109,19],[117,1,117,19],[123,1,123,19],[130,1,130,19],[134,1,134,19],[137,1,137,19],[139,0,139,19],[140,1,140,19],[145,1,145,19],[150,1,150,19],[153,1,153,19],[158,1,158,19],[169,1,169,19],[178,1,178,19],[189,1,189,19],[196,1,196,19],[203,1,203,19],[208,1,208,19],[215,1,215,19],[219,1,219,19],[222,1,222,19],[225,1,225,19],[228,1,228,19],[233,1,233,19],[238,1,238,19],[246,1,246,19],[255,1,255,19],[262,1,262,19],[273,1,273,19],[286,1,286,19],[295,1,295,19],[311,1,311,19],[320,1,320,19],[327,1,327,19],[329,1,329,19],[333,1,333,19],[335,1,335,19],[337,1,337,19],[340,1,340,19],[342,1,342,19],[344,1,344,19],[346,1,346,19],[348,1,348,19],[350,1,350,19],[352,1,352,19],[354,1,354,19],[356,1,356,19],[359,1,359,19],[363,1,363,19],[367,1,367,19],[370,1,370,19],[374,1,374,19],[377,1,377,19],[379,1,379,19],[381,1,381,19],[383,1,383,19],[387,1,387,19],[389,1,389,19],[392,1,392,19],[394,1,394,19],[396,1,396,19],[399,1,399,19],[402,1,402,19],[405,1,405,19],[408,1,408,19],[410,1,410,19],[415,1,415,18],[417,1,417,19],[419,1,419,19],[421,1,421,19],[423,1,423,19],[429,1,429,19],[435,1,435,19],[438,1,438,19],[440,1,440,19],[442,1,442,19],[444,1,444,19],[446,1,446,19],[449,0,449,19],[450,1,450,19],[452,1,452,19],[454,1,454,19],[456,1,456,19],[459,1,459,19],[461,1,461,19],[463,1,463,19],[465,1,465,19],[468,1,468,19],[470,1,470,19],[472,1,472,19],[475,1,475,19],[479,1,479,19],[483,1,483,19],[487,1,487,19],[491,1,491,19],[493,1,493,19],[497,1,497,19],[501,1,501,19],[505,1,505,19],[508,1,508,19],[512,1,512,19],[516,1,516,19],[520,1,520,19],[524,1,524,19],[528,1,528,19],[532,1,532,19],[536,1,536,19],[539,1,539,19],[543,1,543,19],[547,1,547,19],[551,1,551,19],[555,1,555,19],[559,1,559,19],[564,1,564,19],[566,1,566,19],[570,1,570,19],[574,1,574,19],[578,1,578,19],[582,1,582,19],[584,1,584,19],[586,1,586,19],[590,1,590,19],[595,1,595,19],[600,1,600,19],[602,1,602,19],[604,1,604,19],[614,1,614,19],[624,1,624,19],[637,1,637,19],[645,1,645,19],[653,1,653,19],[661,1,661,19],[669,1,669,19],[677,1,677,19],[680,1,680,19],[682,1,682,19],[686,1,686,19],[688,1,688,19],[691,1,691,19],[693,1,693,19]],"flags":["formulas_cached_only"]}
["GT/GDH/002/2024 :SUPPLY AND DELIVERY OF REHABILITATION CONSUMABLES FOR A PERIOD OF THREE YEARS"]
[{"$nulls":10},"PROVIDE A COST BREAKDOWN AS A PERCENTAGE OF TOTAL UNIT PRICE",{"$nulls":7},"IS PRODUCT IMPORTED OR MANUFACURED LOCALLY?"]
["ITEM NO","SAP NO","ITEM DESCRIPTION","SAMPLE REQUIRED","COMPLY    YES/NO","UNIT OF MEASURE","TENDER PRICE/UNIT","STATE PACKAGING /BOX QUANTITY","BRAND","LEAD TIME (DAYS)","DIRECT MATEIRAL: % IMPORTED","DIRECT MATERIAL: % LOCAL CONTENT","%DIRECT LABOUR","% TRANSPORT","% OTHER OVERHEADS AND %PROFITS","%TOTAL","RATE OF EXCHANGE","ADJUSTMENT FREQUENCY","IMPORTED","LOCALLY MANUFACTURED"]
["A: - PHYSIOTHERAPY"]
["ITEM 1","Therapeutic Hand Putty "]
["ITEM-1.1",158919,"Therapeutic hand Putty \nSoft resistance\n• Used for therapeutic exercises for the hand or finger/s\n• Offers soft resistance for strengthening of  muscles of the finger/s or hand \n• Non-Toxic\n• Non-Oily\nDimensions: • 200g quantities                                                                                                                                                                        Packaging requirements: • Packaged in re-sealable airtight durable containers                                                                                                                   Estimated usage: 0                                                                                                                ","Yes, representative sample for items 1.1 and 1.2"]
["ITEM-1.2",177796,"Therapeutic hand Putty \n Soft resistance\n• Used for therapeutic exercises for the hand or finger/s\n• Offers soft resistance for strengthening of  muscles of the finger/s or hand \n• Non-Toxic\n• Non-Oily\nDimensions: •500g quantities                                                                                                                                                                        Packaging requirements: • Packaged in re-sealable airtight durable containers                                                                                                                        Estimated usage: 22                                                                                                                              ","Yes, representative sample for items 1.1 and 1.2"]
["ITEM-1.3",159010,"Therapeutic hand putty \nMedium resistance\n• Used for therapeutic exercises for the hand or finger/s\n• Offers medium resistance for strengthening of  muscles of the finger/s or hand \n• Non-toxic\n• Non-oily\nDimensions: 500g quantities                                                                                                                                                                        Packaging requirements: Packaged in re-sealable airtight durable containers                                                                                                                                         Estimated usage: 7                                                                                                                       ","Yes, representative sample for items 1.3 and 1.4",null,"Each"]
["ITEM-1.4",177797,"Therapeutic hand putty \nMedium resistance\n• Used for therapeutic exercises for the hand or finger/s\n• Offers medium resistance for strengthening of  muscles of the finger/s or hand \n• Non-toxic\n• Non-oily\nDimensions: 200g quantities                                                                                                                                                                        Packaging requirements: Packaged in re-sealable airtight durable containers                                                                                                                             Estimated usage: 1                                                                                                                         ","Yes, representative sample for items 1.3 and 1.4",null,"Each"]
["ITEM-1.5",177798,"Therapeutic hand putty \n  Firm resistance\n• Used for therapeutic exercises for the hand or finger/s\n• Offers firm resistance for strengthening of  muscles of the finger/s or hand \n• Non-toxic\n• Non-oily\nDimensions: 500g quantities                                                                                                                                                                        Packaging requirements: Packaged in re-sealable airtight durable containers                                                                                                                                 Estimated usage: 1                                                                                                                         ","Yes, representative sample for items 1.5 and 1.6",null,"Each"]
["ITEM-1.6",159011,"Therapeutic hand putty \nFirm resistance\n• Used for therapeutic exercises for the hand or finger/s\n• Offers firm resistance for strengthening of  muscles of the finger/s or hand \n• Non-toxic\n• Non-oily\nDimensions: 200g quantities                                                                                                                                                                        Packaging requirements: Packaged in re-sealable airtight durable containers                                                                                                                                         Estimated usage: 1                                                                                                                 ","Yes, representative sample for items 1.5 and 1.6",null,"Each"]
["ITEM 2","Resistive Exercise Band "]
["ITEM-2.1",159012,"Resistive Exercise Band – medium resistance                                                                                                                                                                             • Resistive exercise band used for therapeutic strengthening of muscles\n• Offers medium resistance to stretch\n• Made of elastomer\n• No odour\nDimensions: Width = 10-15cm, Length of roll = 25m                                                                                                                                                                   Packaging requirements: Single roll in a box                                                                                                                                                                                                                                   Estimated usage: 16                                                                                                            ","Yes, representative sample for items 2.1 and 2.2",null,"Per Roll"]
["ITEM-2.2",177807,"Resistive Exercise Band – medium resistance                                                                                                                                                                            • Resistive exercise band used for therapeutic strengthening of muscles\n• Offers medium resistance to stretch\n• Made of elastomer \n• No odour\nDimensions: Width = 10-15cm, Length of roll = 50m                                                                                                                                                                   Packaging requirements: Single roll in a box                                                                                                                Estimated usage: 1                                                                                                            ","Yes, representative sample for items 2.1 and 2.2",null,"Per Roll"]
["ITEM-2.3",159013,"Resistive Exercise Band – heavy resistance                                                                                                                                                                           • Resistive exercise band used for therapeutic strengthening of muscles\n• Offers heavy resistance to stretch\n• Made of elastomer\n• No odour\nDimensions: Width = 10-15cm, Length of roll = 25m                                                                                                                                                                   Packaging requirements: Single roll in a box                                                                                                                                                                                    Estimated usage: 1                                                                                                ","Yes, representative sample for items 2.3 and 2.4",null,"Per Roll"]
["ITEM-2.4",178716,"Resistive Exercise Band – heavy resistance                                                                                                                                                                            • Resistive exercise band used for therapeutic strengthening of muscles\n• Offers heavy resistance to stretch\n• Made of elastomer\n• No odour\nDimensions: Width = 10-15cm, Length of roll = 50m                                                                                                                                                                                 Packaging requirements: Single roll in a box                                                                                                                                                                              Estimated usage: 1                                                                                                                    ","Yes, representative sample for items 2.3 and 2.4",null,"Per Roll"]
["ITEM-2.5",159014,"Resistive Exercise Band – extra heavy resistance                                                                                                                                                                           • Resistive exercise band used for therapeutic strengthening of muscles\n• Offers extra heavy resistance to stretch\n• Made of elastomer \n• No odour\nDimensions: Width = 10-15cm, Length of roll = 25m                                                                                                                                                                   Packaging requirements: Single roll in a box                                                                                                                                  Estimated usage:  18                                                                                                       ","Yes, representative sample for items 2.5 and 2.6",null,"Per Roll"]
["ITEM-2.6",178717,"Resistive Exercise Band – extra heavy resistance                                                                                                                                                                             • Resistive exercise band used for therapeutic strengthening of muscles\n• Offers extra heavy resistance to stretch\n• Made of elastomer\n• No odour\nDimensions: Width = 10-15cm, Length of roll = 50m                                                                                                                                                                   Packaging requirements: Single roll in a box                                                                                                                                                         Estimated usage: 29                                                                                                                   ","Yes, representative sample for items 2.5 and 2.6",null,"Per Roll"]
["ITEM-2.7",159016,"Resistive Exercise Band – double extra heavy resistance                                                                                                                                                                             • Resistive exercise band used for therapeutic strengthening of muscles\n• Offers double extra heavy resistance to stretch\n• Made of elastomer\n• No odour\nDimensions: Width = 10-15cm, Length of roll = 25m                                                                                                                                                                   Packaging requirements: Single roll in a box                                                                                                                                                                              Estimated usage: 7                                                                                                             ","Yes",null,"Per Roll"]
["ITEM-2.8",113421,"Resistive Exercise Band – light resistance                                                                                                                                                                             • Resistive exercise band used for therapeutic strengthening of muscles\n• Offers light  resistance to stretch\n• Made of elastomer\n• No odour\nDimensions: Width = 10-15cm, Length of roll = 25m                                                                                                                                                                   Packaging requirements: Single roll in a box                                                                                                                                                        Estimated usage: 1                                                                                                          ","Yes, representative sample for items 2.8 and 2.9",null,"Per Roll"]
["ITEM-2.9",156602,"Resistive Exercise Band – light resistance                                                                                                                                                                             • Resistive exercise band used for therapeutic strengthening of muscles\n• Offers light  resistance to stretch\n• Made of elastomer \n• No odour\nDimensions: Width = 10-15cm, Length of roll = 50m                                                                                                                                                                   Packaging requirements: Single roll in a box                                                                                                                                       Estimated usage: 7                                                                                                             ","Yes, representative sample for items 2.8 and 2.9",null,"Per Roll"]
["ITEM 3","Exercise Band/Tubing Handles"]
["ITEM-3.1",159480,"Exercise Band/Tubing Handles                                                                                                                                                                                     • Handle for exercise band/tubing \n• Easy grip handle\n• Exercise band/tubing can be easily attached to handle\nDimensions: To fit size of adult hand                                                                                                                                                                Packaging requirements: One Pair                                                                                                                                                                               Estimated usage: 4                                                                         ","Yes",null,"Pair"]
["ITEM-3.2",174316,"Medium Resistant Exercise Tubing                                                                                                                                                                                        • Resistive exercise tubing used for therapeutic strengthening of muscles\n• Offers medium resistance to stretch\nDimensions: Length of Roll: 25m                                                                                                                                                                                                              Packaging requirements: Single Box                                                                                                                                                                                  Estimated usage: 1                                                                                             ","Yes",null,"Box"]
["ITEM-3.3",174312,"Heavy Resistant Exercise Tubing                                                                                                                                                                                        • Resistive exercise tubing used for therapeutic strengthening of muscles\n• Offers heavy resistance to stretch\nDimensions: Length of Roll: 25m                                                                                                                                                              Packaging requirements: Single Box                                                                                                                                                                                Estimated usage: 2                                                                                                 ","Yes",null,"Box"]
["ITEM-3.4",174406,"Extra Heavy Resistant Exercise Tubing                                                                                                                                                                                        • Resistive exercise tubing used for therapeutic strengthening of muscles\n• Offers extra heavy resistance to stretch\nDimensions: Length of Roll: 25m                                                                                                                                                            Packaging requirements: Single Box                                                                                                                                                                                 Estimated usage: 1                                                                                                 ","Yes",null,"Box"]
["ITEM 4","Strapping"]
["ITEM-4.1",159481,"Strapping – underwrap                                                                                                                                                                                                                                                                                         • Used in conjunction with strapping \n• Made of non-woven, breathable (porous) material which allows some stretch\n• Adhesive-should be able to remain on the skin for up to one week\n• Hypoallergenic\n• Printed grid on backing sheet\nDimensions: Width = 5cm, Length of roll ±10m                                                                                                                                                                                       Packaging requirements: Single roll in a Box                                                                                                                                                           Estimated usage: 142                                                                                                                                                                  ","Yes",null,"Per Roll in a box"]
["ITEM-4.2",159482,"Strapping – rigid tape                                                                                                                                                                                      • Used in conjunction with underwrap\n• Used for therapeutic strapping of muscles and or joints\n• Aggressively adhesive rigid strapping tape\n• Non-stretch\n• Made of strong rayon material, spread with zinc oxide material \n• Porous \n• Should be able to remain on the skin for up to one week\n• Flesh coloured\n• Hypoallergenic\nDimensions: Width 3.8cm, Length of roll ±13.7m                                                                                                                                                                      Packaging requirements: Single roll                                                                                                                                                                             Estimated usage: 49                                                                                                                                                             ","Yes",null,"Per Roll in a box"]
["ITEM-4.3",159484,"Strapping – sports tape                                                                                                                                                                                                                                                           • Used for therapeutic strapping of muscles and or joints especially ankles\n• Aggressively adhesive rigid strapping tape\n• Non-stretch\n• Made of strong rayon material, spread with zinc oxide material \n• Porous \n• Remains in place during vigorous activities\n• Hypoallergenic\n• Hand-tearable\nDimensions: Width 3.8cm, Length of roll ±13.7m                                                                                                                                                                      Packaging requirements: Single roll in a box                                                                                                                                                                             Estimated usage: 40                                                                                                                                                      ","Yes",null,"Per Roll in a box "]
["ITEM 5","Kinesiotape    "]
["ITEM-5.1",118875,"Kinesiotape, 5cm wide                                                                                                                                                                                  - Therapeutic elastic adhesive strapping tape\n- latex free\n- anti-allergy/hypoallergenic\n- wave patterned adhesive design\n- water resistant\n- stretchable\n- adhesive design that lifts skin to maintain flexibility, increase circulation, decrease pain, re-educate muscles\n- Known as Kinesiotape or Kinesiology Tape                                                                         Dimensions: Width 5cm, Length 5m                                                                                                                            Packaging requirements: Single roll in a box                                                                                                                                Estimated usage: 1  \n","Yes, representative sample for items 5.1 and 5.2",null,"Per Roll in a box"]
["ITEM-5.2",124249,"Kinesiotape, 7.5cm wide                                                                                                                                                                                                                   - Therapeutic elastic adhesive strapping tape\n- latex free\n- anti-allergy/hypoallergenic\n- wave patterned adhesive design\n- water resistant\n- stretchable\n- adhesive design that lifts skin to maintain flexibility, increase circulation, decrease pain, re-educate muscles\n- Known as Kinesiotape or Kinesiology Tape                                                                                Dimensions: Width 7.5cm, Length 5m                                                                                                                                                Packaging requirements: Single roll in a box                                                                                                                                    Estimated usage: 1  \n","Yes, representative sample for items 5.1 and 5.2",null,"Per Roll in a box "]
["ITEM 6","Dynamic tape   "]
["ITEM-6.1","New","Dynamic tape, 5cm                                                                                                                                                                                                                                                           • Extremely soft, highly conformable, breathable and water resistant\n• Allows full range of movement without limitation\n• Four way stretch                                                       \nDimensions: 5cm x 5m                                                                                                                                                                     Packaging requirements: Single roll in a box                                                                                                                                                                            Estimated usage: 1                                                                                                                                                 ","Yes, representative sample for items 6.1 and 6.2",null,"per box"]
["ITEM-6.2","New","Dynamic tape, 7.5cm                                                                                                                                                                                                                                                           • Extremely soft, highly conformable, breathable and water resistant\n• Allows full range of movement without limitation\n• Four way stretch                                                       \nDimensions: 7.5cm x 5m                                                                                                                                                                     Packaging requirements: Single roll in a box                                                                                                                                                                            Estimated usage:1                                                                                                                                                      ","Yes, representative sample for items 6.1 and 6.2",null,"each"]
["ITEM 7","Compression bandage short stretch"]
["ITEM-7.1","New","Compression bandage short stretch, 6cm                                                                                                                                                                                                                                                      • Short stretch textile elastic\n• Permeable, latex free, 100% cotton\n• Flexible, high wearing comfort and re-usable, can used for management of lymphedema                                                     \nDimensions: 6cm x 5m                                                                                                                                                                     Packaging requirements: Single roll in a box                                                                                                                                                                            Estimated usage:1                                                                                                                                                     ","Yes, representative sample for items 7.1 to 7.4",null,"per box"]
["ITEM-7.2","New","Compression bandage short stretch, 8cm                                                                                                                                                                                                                                                           • Short stretch textile elastic\n• Permeable, latex free, 100% cotton\n• Flexible, high wearing comfort and re-usable, can used for management of lymphedema                                                     \nDimensions: 8cm x 5m                                                                                                                                                                     Packaging requirements: Single roll in a box                                                                                                                                                                            Estimated usage: 1                                                                                                                                                      ","Yes, representative sample for items 7.1 to 7.4",null,"per box"]
["ITEM-7.3","New","Compression bandage short stretch, 10cm                                                                                                                                                                                                                                                • Short stretch textile elastic\n• Permeable, latex free, 100% cotton \n• Flexible, high wearing comfort and re-usable, can used for management of lymphedema                                                    \nDimensions: 10cm x 5m                                                                                                                                                                     Packaging requirements: Single roll in a box                                                                                                                                                                            Estimated usage: 1                                                                                                                                                      ","Yes, representative sample for items 7.1 to 7.4",null,"per box"]
["ITEM-7.4","New","Compression bandage short stretch, 12cm                                                                                                                                                                                                                                                     • Short stretch textile elastic\n• Permeable, latex free, 100% cotton\n• Flexible, high wearing comfort and re-usable, can used for management of lymphedema                                                   \nDimensions: 12cm x 5m                                                                                                                                                                     Packaging requirements: Single roll in a box                                                                                                                                                                            Estimated usage: 1                                                                                                                                                 ","Yes, representative sample for items 7.1 to 7.4",null,"per box"]
["ITEM-7.5","New","Open cell foam bandage for padding                                                                                                                                                                                                                                                      • Bandage for padding under compression bandaging\n• 100% polyurethane, latex free\n• Air and moisture permeable.                                                                                                                                         Non-sliding and tear resistant.                                                                                                              Re-usable with same patient                                                    \nDimensions: 10cm x 2.5m x 0.4cm                                                                                                                                                                   Packaging requirements: Single roll in a box                                                                                                                                                                            Estimated usage:   1                                                                                                                                                    ","Yes",null,"per box"]
["ITEM 8","  Elastic Tubular Support Bandage "]
["ITEM-8.1","New","Elastic tubular support bandage, 4.2cm                                                                                                                                                                                                                                                        • Elasticated tubular bandage that provides firm and comfortable support, 100% cotton\n• Reduces persistent swelling\n• Easy to apply, re-usable with same patient, easy to wash and latex free.                                                                                                                                                        \nDimensions: 4.2cm x 10m                                                                                                                                                                   Packaging requirements: Single roll in a box                                                                                                                                                                           Estimated usage:  1                                                                                                                                                     ","Yes, representative sample for items 8.1 to 8.8 ",null,"per box / per roll"]
["ITEM-8.2","New","Elastic tubular support bandage, 6.25cm                                                                                                                                                                                                                                                         • Elasticated tubular bandage that provides firm and comfortable support, 100%\n• Reduces persistent swelling\n• Easy to apply, re-usable with same patient, easy to wash and latex free.                                                                                                                                                        \nDimensions: 6.25cm x 10m                                                                                                                                                                   Packaging requirements: Single roll in a box                                                                                                                                                                            Estimated usage: 1                                                                                                                                                   ","Yes, representative sample for items 8.1 to 8.8 ",null,"per box / per roll"]
["ITEM-8.3","New","Elastic tubular support bandage, 6.75cm                                                                                                                                                                                                                                                          • Elasticated tubular bandage that provides firm and comfortable support, 100% cotton\n• Reduces persistent swelling\n• Easy to apply, re-usable with same patient, easy to wash and latex free.                                                                                                                                                        \nDimensions: 6.75cm x 10m                                                                                                                                                                   Packaging requirements: Single roll in a box                                                                                                                                                                            Estimated usage: 1                                                                                                                                                      ","Yes, representative sample for items 8.1 to 8.8 ",null,"per box / per roll"]
["ITEM-8.4","New","Elastic tubular support bandage, 7.5cm                                                                                                                                                                                                                                                        • Elasticated tubular bandage that provides firm and comfortable support, 100% cotton\n• Reduces persistent swelling\n• Easy to apply, re-usable with same patient, easy to wash and latex free.                                                                                                                                                        \nDimensions: 7.5cm x 10m                                                                                                                                                                   Packaging requirements: Single roll in a box                                                                                                                                                                            Estimated usage: 1                                                                                                                                                      ","Yes, representative sample for items 8.1 to 8.8 ",null,"per box / per roll"]
["ITEM-8.5","New","Elastic tubular support bandage, 8.75cm                                                                                                                                                                                                                                                           • Elasticated tubular bandage that provides firm and comfortable support, 100% cotton\n• Reduces persistent swelling\n• Easy to apply, re-usable with same patient, easy to wash and latex free.                                                                                                                                                        \nDimensions: 8.75cm x 10m                                                                                                                                                                   Packaging requirements: Single roll in a box                                                                                                                                                                            Estimated usage: 1                                                                                                                                                     ","Yes, representative sample for items 8.1 to 8.8 ",null,"per box / per roll"]
["ITEM-8.6","New","Elastic tubular support bandage, 10cm                                                                                                                                                                                                                                                           • Elasticated tubular bandage that provides firm and comfortable support, 100% cotton\n• Reduces persistent swelling\n• Easy to apply, re-usable with same patient, easy to wash and latex free.                                                                                                                                                        \nDimensions: 10cm x 10m                                                                                                                                                                   Packaging requirements: Single roll in a box                                                                                                                                                                            Estimated usage: 0                                                                                                                                                   ","Yes, representative sample for items 8.1 to 8.8 ",null,"per box / per roll"]
["ITEM-8.7","New","Elastic tubular support bandage, 12cm                                                                                                                                                                                                                                                          • Elasticated tubular bandage that provides firm and comfortable support, 100% cotton\n• Reduces persistent swelling\n• Easy to apply, re-usable with same patient, easy to wash and latex free.                                                                                                                                                        \nDimensions: 12cm x 10m                                                                                                                                                                   Packaging requirements: Single roll in a box                                                                                                                                                                            Estimated usage:0                                                                                                                                                    ","Yes, representative sample for items 8.1 to 8.8 ",null,"per box / per roll"]
["ITEM-8.8","New","Elastic tubular support bandage, 14cm                                                                                                                                                                                                                                                           • Elasticated tubular bandage that provides firm and comfortable support, 100% cotton\n• Reduces persistent swelling\n• Easy to apply, re-usable with same patient, easy to wash and latex free.                                                                                                                                                        \nDimensions: 14cm x 10m                                                                                                                                                                   Packaging requirements: Single roll in a box                                                                                                                                                                            Estimated usage:0                                                                                                                                                    ","Yes, representative sample for items 8.1 to 8.8 ",null,"per box / per roll"]
["ITEM 9",null,"Paraffin Wax Refill"]
["ITEM-9.1",159541,"Paraffin wax refill, beads                                                                                                    For therapeutic wax bath                                                                                                                                                                                                                 • Wax beads \n• Scent free\n• Paraffin wax mixed with paraffin oil\nDimensions: 500g                                                                                                                                                                      Packaging requirements: Sealed packaging                                                                                                                                                      Estimated usage:  7                                                                                                                                                                                                                                                                                                                                                                   ","Yes, representative sample for items 9.1 and 9.2 ",null,"Pkt"]
["ITEM-9.2",113522,"Paraffin wax refill, beads                                                                                                   For therapeutic wax bath                                                                                                                                                                                                                 • Wax beads \n• Scent free\n• Paraffin wax mixed with paraffin oil\nDimensions: 1kg                                                                                                                                                                                                                                  Packaging requirements: Sealed packaging                                                                                                                                               Estimated usage: 7                                                                                                                                                                                                                                                                                                                                                                ","Yes, representative sample for items 9.1 and 9.2 ",null,"Pkt"]
["ITEM-9.3",159541,"Paraffin wax refill, block                                                                                                             For therapeutic wax bath                                                                                                                                                                                                                 • Wax block \n• Scent free\n• Paraffin wax mixed with paraffin oil\nDimensions: 500g                                                                                                                                                                      Packaging requirements: Sealed packaging                                                                                                                                  Estimated usage:  7                                                                                                                                                                                                                                                                                                                                                                   ","Yes, representative sample for items 9.3 and 9.4 ",null,"Pkt"]
["ITEM-9.4",136424,"Paraffin wax refill, block                                                                                                      For therapeutic wax bath                                                                                                                                                                                                                 • Wax Block \n• Scent free\n• Paraffin wax mixed with paraffin oil\nDimensions: 1kg                                                                                                                                                                                                                  Packaging requirements: Sealed packaging                                                                                                                              Estimated usage: 7                                                                                                                                                                                                                                                                                                                                                                 ","Yes, representative sample for items 9.3 and 9.4 ",null,"Pkt"]
["ITEM 10","Arnica Oil"]
["ITEM-10.1",159542," Arnica Oil – 250 ml                                                                                                                                                                                                         • Oil containing Arnica concentrate\n• Contain essential oils which promotes muscular relaxation\n• Easily removable                                                                                                                                                                                                \nDimensions: 250 ml                                                                                                                                                                                                 Packaging: Per Bottle                                                                                                                                                                             Estimated usage: 6\n","Yes, representative sample for items 10.1 to 10.3  ",null,"Per bottle"]
["ITEM-10.2",159543,"Arnica Oil – 500 ml                                                                                                                                                                                                   • Massage Oil containing Arnica concentrate\n• Contain essential oils which promotes muscular relaxation\n• Easily removable                                                                                                                                                                                  \nDimensions: 500 ml                                                                                                                                                                                                             Packaging: Per Bottle                                                                                                                                                                                                   Estimated usage: 11\n\n","Yes, representative sample for items 10.1 to 10.3  ",null,"Per bottle"]
["ITEM-10.3",159544,"Arnica Oil – 1L                                                                                                                                                                                                     • Massage Oil containing Arnica concentrate\n• Contain essential oils which promotes muscular relaxation\n• Easily removable                                                                                                                                                                                               \nDimensions: 1L                                                                                                                                                                                                                                Packaging: Per Bottle                                                                                                                                                                                           Estimated usage:  13\n\n","Yes, representative sample for items 10.1 to 10.3  ",null,"Per bottle"]
["ITEM 11",null,"Acupuncture needles"]
["ITEM-11.1",159546,"Acupuncture needles – 13 mm\n• Copper handled needles with guide tubes\n• Disposable: for single use only                                                                                                                                                                   Dimensions: Length = 13mm, Gauge = 0.22mm\nPackaging requirements: Sterile individually packed, 100 needles per box                                                                                                                                                                Estimated usage: 31                                                                                                                ","Yes  ",null,"Per box"]
["ITEM-11.2",159611,"Acupuncture needles – 25mm\n• Copper handled needles with guide tubes\n• Disposable: for single use only                                                                                                                                                                   Dimensions:  Length = 25mm, Gauge = 0.25mm\nPackaging requirements: Sterile individually packed, 100 needles per box                                                                                                                             Estimated usage: 38                                                                                                                         ","Yes  ",null,"Per box"]
["ITEM-11.3",162854,"Acupuncture needles – 40 mm\n• Copper handled needles with guide tubes\n• Disposable: for single use only                                                                                                                                                                   Dimensions:  Length = 40mm, Gauge = 0.30mm\nPackaging requirements: Sterile individually packed, 100 needles per box                                                                                                                                                     Estimated usage: 19                                                                                                                          ","Yes  ",null,"Per box"]
["ITEM-11.4",159612,"Acupuncture needles – 50 mm\n• Copper handled needles with guide tubes\n• Disposable: for single use only                                                                                                                                                                   Dimensions:  Length = 50mm, Gauge = 0.30mm\nPackaging requirements: Sterile individually packed, 100 needles per box                                                                                                                                       Estimated usage: 28                                                                                                                           ","Yes  ",null,"Per box"]
["ITEM-11.5",136425,"Acupuncture needles – 30 mm\n• Copper handled needles with guide tubes\n• Disposable: for single use only                                                                                                                                                                   Dimensions: Length = 0,25mm, Gauge = 0.30-35mm\nPackaging requirements: Sterile individually packed, 100 needles per box                                                                                                                                                        Estimated usage: 39                                                                                                                             ","Yes  ",null,"Per box"]
["ITEM-11.6",159613,"Acupuncture needles – 75 mm\n• Copper handled needles with guide tubes\n• Disposable: for single use only                                                                                                                                                                   Dimensions: Length = 75mm, Gauge = 0.30-35mm\nPackaging requirements: Sterile individually packed, 100 needles per box                                                                                                                                                        Estimated usage: 39                                                                                                                             ","Yes  ",null,"Per box"]
["ITEM-11.7",159614,"Acupuncture needles –100 mm\n• Copper handled needles with guide tubes\n• Disposable: for single use only                                                                                                                                                                   Dimensions: Length = 100mm, Gauge = 0.30-35mm\nPackaging requirements: Sterile individually packed, 100 needles per box                                                                                                                                                                                          Estimated usage: 28                                                                                                                            ","Yes  ",null,"Per box"]
["ITEM 12",null,"Flutter / Broncho-vibe"]
["ITEM-12.1",160068,"Flutter / Broncho-vibe \n• A device which generates controlled oscillating positive pressure during expiration \n• Aids in mobilizing secretions\n• Hard, plastic cylindrical mouth piece around a circular core of hardened material \n• Contains a high density stainless steel ball\n• Has a perforated protective cover\n• Washable \nDimensions: Length ± 15cm, Diameter ± 3cm\nPackaging requirements: Each in a sealed pack                                                                                                                                                                                                                                                                                                                                                                                                                        Estimated usage: 92","Yes",null,"Each"]
["ITEM 13",null,"Luft Respiratory Device"]
["ITEM-13.1","New","Luft Respiratory Device\n• Resistance training for the lungs\n• Assists with breathing\n• Hand held device\n• Re-usable with same patient\nDimensions: None                                                                                                                                                                                                                                                                \nPackaging requirements: Each in box                                                                                                                                                                                                                                                                                                                                                                                                                        Estimated usage: 1","Yes",null,"each"]
["ITEM 14","Positive Expiratory Pressure"]
["ITEM-14.1",137067,"Positive Expiratory Pressure (PEP)                                                                                                                                                                                                      - Made of transparent hard plastic                                                                                                                                                                                                                                                                       - Comes with removable mouth-piece                                                                                                                                                                                                                                                 - Small volume nebulizer                                                                                                                                                                                                                                                   - Collapsible  reservoir tubing which must be able to attach to the nebulizer                                                                                                 - It must be delivered with all accessories                                                                                                                                                                                                                         - It must be autoclavable                                                                                                                                                                                                      Packaging: Each in a sealed plastic pack                                                                                                                  Estimated usage : 1","Yes",null,"Each"]
["ITEM15","Respi-flow Respiratory Exerciser"]
["ITEM-15.1",137068,"Respi-flow Respiratory Exerciser                                                                                                                                                                                                                        - Must have 3 chambers                                                                                                                                                                                                                      - 3 balls                                                                                                                                                                                                                                             - Disposed after a single patient use                                                                                                                                                                                                      - Made of transparent plastic with removable re-usable mouth piece                                                                                                           - Flow maximum inspiration                                                                                                                                                                                                                          - Help to develop & improve respiratory fitness                                                                                                                                      Packaging: Each                                                                                                                                                                                                               Estimated usage: 1","Yes",null,"Each"]
["ITEM 16","Transparent cling wrap"]
["ITEM-16.1",160125,"Transparent cling wrap \n• Transparent\n• Self attaching\n• Non breathable\n• Used for wrapping the body or parts thereof during dermatology treatments to facilitate uptake of preparations into the skin\nDimensions:  Length ± 40m, Width ± 30cm                                                                                                                                                                                                                                                                          Diameter: ± 3cm\nPackaging requirements: Sealed packaging, Single item                                                                                                                                                                                                                                        Estimated usage: 177\n","Yes",null,"Each"]
["ITEM 17","Rectangular sponge sleeves "]
["ITEM-17.1",160126,"Rectangular sponge sleeves, medium                                                                                              For carbon rubber electrodes of interferential machine                                                                                                                                                                 • Durable, high quality sponge                                                                                                                                                                               3 Layers thick                                                                                                                                                                                                                                                                                                                                                     Dimensions:  To fit rubber electrode of 60 x 80 mm\nPackaging requirements: Sets of 4                                                                                                                                     \nEstimated usage: 30\n","Yes, representative sample for items 17.1 and 17.2   ",null,"Per set"]
["ITEM-17.2",160129,"Rectangular sponge sleeves, large                                                                                                 For carbon rubber electrodes of interferential machine                                                                                                                                                            • Durable, high quality sponge                                                                                                                                                                                                                                3 Layers thick                                                                                                                                                                                       Dimensions:  To fit rubber electrode of 80 x 120 mm\nPackaging requirements: Sets of 4                                                                                                                               Estimated usage: 1\n","Yes, representative sample for items 17.1 and 17.2   ",null,"Per set"]
["ITEM 18",null,"Electrodes"]
["ITEM-18.1",160131,"Reusable round/oval gel electrodes – 50mm \n• Solid gel with cover\n• Suitable for multiple applications for 10-15 days\n• Self adhering\n• Low profile with pigtail pin connection\nDimensions:  = ± 50mm \nPackaging requirements: Set of 4                                                                                                                                                                                                             Estimated usage: 28\n","Yes",null,"Per set"]
["ITEM-18.2",160428,"Reusable rectangular gel electrodes – 50 x 90mm \n• Solid gel with cover\n• Suitable for multiple applications for 10-15 days\n• Self adhering\n• Low profile with pigtail pin connection                                                                                                                                                                         Dimensions:  = 50mm x ± 90mm \nPackaging requirements: Set of 4                                                                                                                                                                                                  Estimated usage: 56\n","Yes",null,"Per set"]
["ITEM-18.3",160431,"Carbon electrode for multiple use – 50 x 50mm\n• Carbon electrodes for use with TENS machines\n• Suitable for multiple use                                                                                                                                                                            Dimensions:  50 x 50mm \nPackaging requirements: Set of 4                                                                                                                                                                                                                          Estimated usage: 27           \n","Yes",null,"Per set"]
["ITEM 19","Protective eyewear"]
["ITEM-19.1",160434,"Protective Eyewear for Therapeutic Laser machine of ± 830 nm wavelength                                                                                                                                                                                                                                                   • Sturdy ergonomic design \n• Suitable for emissions of wavelength of ± 830 nm \nDimensions: Suitable for most face types\nPackaging requirements: Single pair                                                                                                                                                                                               Estimated usage: 1","Yes",null,"Each"]
["ITEM-19.2",178075,"Protective Eyewear for UV Phototherapy                                                                                                                                                                                                                                                   • For use by patients when undergoing phototherapy \n• Blocks 100% UVA / UVB                                                                                                                                                                                                                        . Totally opaque to UV Rays                                                                                   \n Dimensions: Rubber eye pieces with adjustable nose bridge for comfortable fit\nPackaging requirements: Single pair                                                                                                                                           Estimated usage: 1","Yes",null,"Each"]
["ITEM-19.3",178076,"Protective Eyewear for UV Phototherapy                                                                                                                                                                                                                                                   • For use by patients after UVA / UVB light treatment \n• Blocks 100% UVA / UVB                                                                                                                                                                                                                             . Totally opaque to UV rays                                                                                   \n Dimensions: UV blocking wraparound glasses\nPackaging requirements: Single pair                                                                                                                                                                                        Estimated usage: 1","Yes",null,"Each"]
["ITEM 20","Positioner: Preformed Resting Foot Drop Splint"]
["ITEM-20.1","New","Positioner: Preformed Resting Foot Drop Splint - Small Left\n• Pre-padded, anatomically contoured, polyform splint providing 0º flexion at the ankle\n• Not for ambulation; used on bed-ridden clients  \n• Used to prevent muscle and tendon shortening of the calf muscles\n• Helps protect heel area by preventing excessive pressure and lessening friction\n• Velcro closure system\n• Washable/ autoclavable\nDimensions: Shoe sizes 3-6\nPackaging requirements: Single item                                                                                                                                                                                                      Estimated usage: 1","Yes, representative sample for items 20.1 to 20.6   ",null,"Each"]
["ITEM-20.2","New","Positioner: Preformed Resting Foot Drop Splint - Small Right\n• Pre-padded, anatomically contoured, polyform splint providing 0º flexion at the ankle\n• Not for ambulation; used on bed-ridden clients  \n• Used to prevent muscle and tendon shortening of the calf muscles\n• Helps protect heel area by preventing excessive pressure and lessening friction\n• Velcro closure system\n• Washable/ autoclavable\nDimensions: Shoe sizes 3-6\nPackaging requirements: Single item                                                                                                                                                                                                      Estimated usage: 1","Yes, representative sample for items 20.1 to 20.6   ",null,"Each"]
["ITEM-20.3","New","Positioner: Preformed Resting Foot Drop Splint - Medium Left\n• Pre-padded, anatomically contoured, polyform splint providing 0º flexion at the ankle\n• Not for ambulation; used on bed-ridden clients  \n• Used to prevent muscle and tendon shortening of the calf muscles\n• Helps protect heel area by preventing excessive pressure and lessening friction\n• Velcro closure system\n• Washable/ autoclavable\n Dimensions: Shoe s1zes ± 7-9\nPackaging requirements: Single item                                                                                                                                                                         Estimated usage: 1","Yes, representative sample for items 20.1 to 20.6   ",null,"Each"]
["ITEM-20.4","New","Positioner: Preformed Resting Foot Drop Splint - Medium Right\n• Pre-padded, anatomically contoured, polyform splint providing 0º flexion at the ankle\n• Not for ambulation; used on bed-ridden clients  \n• Used to prevent muscle and tendon shortening of the calf muscles\n• Helps protect heel area by preventing excessive pressure and lessening friction\n• Velcro closure system\n• Washable/ autoclavable\n Dimensions: Shoe sizes ± 7-9\nPackaging requirements: Single item                                                                                                                                                                         Estimated usage: 1","Yes, representative sample for items 20.1 to 20.6   ",null,"Each"]
["ITEM-20.5","New","Positioner: Preformed Resting Foot Drop Splint - Large Left\n• Pre-padded, anatomically contoured, polyform splint providing 0º flexion at the ankle\n• Not for ambulation; used on bed-ridden clients  \n• Used to prevent muscle and tendon shortening of the calf muscles\n• Helps protect heel area by preventing excessive pressure and lessening friction\n• Velcro closure system\n• Washable/ autoclavable\n Dimensions: Shoe sizes ± 10-12\nPackaging requirements: Single item                                                                                                                                                                             Estimated usage: 1\n","Yes, representative sample for items 20.1 to 20.6   ",null,"Each",null,null," "]
["ITEM-20.6","New","Positioner: Preformed Resting Foot Drop Splint - Large Right\n• Pre-padded, anatomically contoured, polyform splint providing 0º flexion at the ankle\n• Not for ambulation; used on bed-ridden clients  \n• Used to prevent muscle and tendon shortening of the calf muscles\n• Helps protect heel area by preventing excessive pressure and lessening friction\n• Velcro closure system\n• Washable/ autoclavable\n Dimensions: Shoe sizes ± 10-12\nPackaging requirements: Single item                                                                                                                                                                             Estimated usage: 1\n","Yes, representative sample for items 20.1 to 20.6   ",null,"Each"]
["ITEM 21",null,"Paediatric Positioner: Preformed Resting Foot Drop Splint"]
["ITEM-21.1","New","Paediatric Positioner: Preformed Resting Foot Drop Splint - Small Left\n• Pre-padded, anatomically contoured, polyform splint providing 0º flexion at the ankle\n• Not for ambulation; used on bed-ridden clients  \n• Used to prevent muscle and tendon shortening of the calf muscles\n• Helps protect heel area by preventing excessive pressure and lessening friction\n• Velcro closure system\n• Washable/ autoclavable\n Dimensions: Shoe sizes ± 4-6\nPackaging requirements: Single item                                                                                                                                                                                     Estimated usage: 1\n","Yes, representative sample for items 21.1 to 21.6   ",null,"Each"]
["ITEM-21.2","New","Paediatric Positioner: Preformed Resting Foot Drop Splint - Small Right\n• Pre-padded, anatomically contoured, polyform splint providing 0º flexion at the ankle\n• Not for ambulation; used on bed-ridden clients  \n• Used to prevent muscle and tendon shortening of the calf muscles\n• Helps protect heel area by preventing excessive pressure and lessening friction\n• Velcro closure system\n• Washable/ autoclavable\n Dimensions: Shoe sizes ± 4-6\nPackaging requirements: Single item                                                                                                                                                                                     Estimated usage: 1\n","Yes, representative sample for items 21.1 to 21.6   ",null,"Each"]
["ITEM-21.3","New","Paediatric Positioner: Preformed Resting Foot Drop Splint - Medium Left\n• Pre-padded, anatomically contoured, polyform splint providing 0º flexion at the ankle\n• Not for ambulation; used on bed-ridden clients  \n• Used to prevent muscle and tendon shortening of the calf muscles\n• Helps protect heel area by preventing excessive pressure and lessening friction\n• Velcro closure system\n• Washable/ autoclavable\n Dimensions: Shoe sizes 7-9\nPackaging requirements: Single item                                                                                                                                                                                      Estimated usage:1\n","Yes, representative sample for items 21.1 to 21.6   ",null,"Each"]
["ITEM-21.4","New","Paediatric Positioner: Preformed Resting Foot Drop Splint - Medium Right\n• Pre-padded, anatomically contoured, polyform splint providing 0º flexion at the ankle\n• Not for ambulation; used on bed-ridden clients  \n• Used to prevent muscle and tendon shortening of the calf muscles\n• Helps protect heel area by preventing excessive pressure and lessening friction\n• Velcro closure system\n• Washable/ autoclavable\n Dimensions: Shoe sizes 7-9\nPackaging requirements: Single item                                                                                                                                                                                      Estimated usage: 1\n","Yes, representative sample for items 21.1 to 21.6   ",null,"Each"]
["ITEM-21.5","New","Paediatric Positioner: Preformed Resting Foot Drop Splint - Large Left\n• Pre-padded, anatomically contoured, polyform splint providing 0º flexion at the ankle\n• Not for ambulation; used on bed-ridden clients  \n• Used to prevent muscle and tendon shortening of the calf muscles\n• Helps protect heel area by preventing excessive pressure and lessening friction\n• Velcro closure system\n• Washable/ autoclavable\n Dimensions: Shoe sizes ± 10-12\nPackaging requirements: Single item                                                                                                                                                                                                      Estimated usage: 1\n","Yes, representative sample for items 21.1 to 21.6   ",null,"Each"]
["ITEM-21.6","New","Paediatric Positioner: Preformed Resting Foot Drop Splint - Large Right\n• Pre-padded, anatomically contoured, polyform splint providing 0º flexion at the ankle\n• Not for ambulation; used on bed-ridden clients  \n• Used to prevent muscle and tendon shortening of the calf muscles\n• Helps protect heel area by preventing excessive pressure and lessening friction\n• Velcro closure system\n• Washable/ autoclavable\n Dimensions: Shoe sizes ± 10-12\nPackaging requirements: Single item                                                                                                                                                                                                      Estimated usage: 1\n","Yes, representative sample for items 21.1 to 21.6   ",null,"Each"]
["ITEM 22","Positioner: Foam Resting Foot Drop Splint"]
["ITEM 22.1","New","Positioner: Foam Resting Foot drop splint - right foot\n• Foam or foam coated with washable vinyl orthosis\n• Not for ambulation; used on bed-ridden clients  \n• Used to prevent muscle and tendon shortening of the calf muscles and to reduce pressure on the heel\n• Anatomically contoured right\n• Side opening for cross ventilation and visual contact\n• Secure fastening system\n• Washable or autoclavable \nDimensions: ± 40cm long from heel to calf, for right foot\nPackaging requirements: Single item                                                                                                                                                                                                   Estimated usage: 1\n","Yes, representative sample for items 22.1 and 22.2    ",null,"Each"]
["ITEM-22.2","New","Positioner: Foam Resting Foot drop splint - left foot\n• Foam or foam coated with washable vinyl orthosis\n• Not for ambulation; used on bed-ridden clients  \n• Used to prevent muscle and tendon shortening of the calf muscles and to reduce pressure on the heel\n• Anatomically contoured left\n• Side opening for cross ventilation and visual contact\n• Secure fastening system\n• Washable or autoclavable \n Dimensions: ± 40cm long from heel to calf, for left foot                      \nPackaging requirements: Single item                                                                                                                                                                        Estimated usage: 1\n","Yes, representative sample for items 22.1 and 22.2    ",null,"Each"]
["ITEM 23","Positioner: Angle adjustable resting foot drop splint"]
["ITEM-23.1",161026,"Positioner: Angle adjustable resting foot drop splint – standard\n• Positions from 0°-45° plantar flexion.  \n• Not for ambulation; used on bed-ridden clients  \n• Used to prevent muscle and tendon shortening of the calf muscles and to reduce pressure on the heel\n• Washable \n• Velcro closure system\nDimensions: • Calf circumference up to 36.8cm, • Can fit either foot\nPackaging requirements: Single item                                                                                                                                                                                          Estimated usage: 1\n","Yes, representative sample for items 23.1 and 23.2    ",null,"Each"]
["ITEM-23.2",161027,"Positioner: Angle adjustable resting foot drop splint – extra wide\n• Positions foot from 0°-45° plantar flexion.  \n• Not for ambulation; used on bed-ridden clients  \n• Used to prevent muscle and tendon shortening of the calf muscles and to reduce pressure on the heel\n• Washable \n• Velcro closure system\nDimensions: •  For calf circumference from 36.9cm and up, • Can fit either foot\nPackaging requirements: Single item                                                                                                                                                                                            Estimated usage: 1\n","Yes, representative sample for items 23.1 and 23.2    ",null,"Each"]
["ITEM 24","Hot pack moist heat hydro"]
["ITEM-24.1",172223,"Hot pack moist heat hydro, half size 13x30cm                                                                                                                       Hotpack moist head hydrocollator; half size, 13cm width; 30cm length;                                                                                                                                   made of new synthetic fabric specifically to fight bacteria and its accompanying odour.                                                                                                                             Apply moist heat for a minimum of 30mins.                                                                                                                                                                                                          Pack are re-usable                                                                                                                                                                                                                                                                       Packaging requirements: Each                                                                                                                                                                                                                     Estimated usage: 1     ","Yes, representative sample for items 24.1 to 24.7    ",null,"Each"]
["ITEM-24.2",172221,"Hot pack moist heat hydro, oversize 38x61cm                                                                                                                                                                                         Hotpack moist head hydrocollator; oversize 38cm width; 61cm in length;                                   made of new synthetic fabric specifically to fight bacteria and its accompanying odour.                                                                                                                                                                                                                Apply moist heat for a minimum of 30mins.                                                                                                                                                Pack are re-usable                                                                                                                                                                                           Packaging requirements: Each                                                                                                         Estimated usage: 1","Yes, representative sample for items 24.1 to 24.7    ",null,"Each"]
["ITEM-24.3",172236,"Hot pack moist heat hydro, spinal 25 x 46cm                                                                                                                                                                                      Hotpack moist head hydrocollator; spinal 25cm width; 46cm in length;                                    made of new synthetic fabric specifically to fight bacteria and its accompanying odour.                                                                                                                                                      Apply moist heat for a minimum of 30mins.                                                                                                                                                    Pack are re-usable                                                                                                                                                                                                                               Packaging requirements: Each                                                                                                                                                                                      Estimated usage: 1","Yes, representative sample for items 24.1 to 24.7    ",null,"Each"]
["ITEM-24.4",172238,"Hot pack moist heat hydro, spinal 25 x 61cm                                                                                                                                                                           Hotpack moist head hydrocollator; spinal 25cm width; 61cm in length;                                         made of new synthetic fabric specifically to fight bacteria and its accompanying odour.                                                                                                                                                                                                       Apply moist heat for a minimum of 30mins.                                                                                                                                                                                             Pack are re-usable                                                                                                                                                                                                                  Packaging requirements: Each                                                                                                                                                   Estimated usage: 1","Yes, representative sample for items 24.1 to 24.7    ",null,"Each"]
["ITEM-24.5",172226,"Hot pack moist heat, knee-shoulder 25x50cm                                                                                                                                                                             Hotpack moist head hydrocollator; spinal 25cm width; 50cm in length;                                                    made of new synthetic fabric specifically to fight bacteria and its accompanying odour.                                                                                                                                                                                                     Apply moist heat for a minimum of 30mins.                                                                                                                                                                                     Pack are re-usable                                                                                                                                                                                                                      Packaging requirements: Each                                                                                                                                                                              Estimated usage: 1","Yes, representative sample for items 24.1 to 24.7    ",null,"Each"]
["ITEM-24.6",136433,"Hot pack moist heat hydro, cervical 60cm x 15cm                                                                                                                                                                                                  Hotpack moist head hydrocollator; cervical 15cm width; 60cm in length;                                          made of new synthetic fabric specifically to fight bacteria and its accompanying odour.                                                   To fit the contours of the neck.                                                                                                                                                                                                                          Apply moist heat for a minimum of 30mins.                                                                                                                                                                         Pack are re-usable.                                                                                                                                                                                                             Packaging requirements: Each                                                                                                                                                                                                    Estimated usage: 0 ","Yes, representative sample for items 24.1 to 24.7    ",null,"Each"]
["ITEM-24.7",172220,"Hot pack moist heat hydro, standard 25cm x 30cm                                                                                                                                                                                                  Hotpack moist head hydrocollator; standard 25cm width; 30cm in length;                                           made of new synthetic fabric specifically to fight bacteria and its accompanying odour.                                                                                                                                                                                                                            Apply moist heat for a minimum of 30mins.                                                                                                                                                                         Pack are re-usable.                                                                                                                                                                                                             Packaging requirements: Each                                                                                                                                                                                                    Estimated usage: 1","Yes, representative sample for items 24.1 to 24.7    ",null,"Each"]
["ITEM 25","Washable hot pack covers"]
["ITEM-25.1",117731,"Washable hot pack covers, standard 48x69cm                                                                                                                                                               Multi-layered all terry hot pack covers are soft and durable, cover are not as stiff as the foam filled version and have the feel of a plush towel. Washable hot pack covers.                                        Size: standard 48x69cm                                                                                                                                                       Packaging requirements: Each                                                                                                                                           Estimated usage: 1","Yes, representative sample for items 25.1 to 25.5    ",null,"Each"]
["ITEM-25.2",117733,"Washable hot pack covers, oversize 61x91cm                                                                                                                                                      Multi-layered all terry hot pack covers are soft and durable, cover are not as stiff as the foam filled version and have the feel of a plush towel. Washable hot pack covers.                                        Size: oversize 61x91cm                                                                                                                                                                                                    Packaging requirements: Each                                                                                                                                                                              Estimated usage: 1","Yes, representative sample for items 25.1 to 25.5    ",null,"Each"]
["ITEM-25.3",117734,"Washable hot pack covers, cervical 64x46cm                                                                                                                                                                                           Multi-layered all terry hot pack covers are soft and durable, cover are not as stiff as the foam filled version and have the feel of a plush towel. Washable hot packs covers.                                              Size: cervical 64x46cm                                                                                                                                                                                  Packaging requirements: Each                                                                                                                                   Estimated usage: 1","Yes, representative sample for items 25.1 to 25.5    ",null,"Each"]
["ITEM-25.4",117805,"Washable hot pack covers, to fit knee/shoulder hotpack 25x51cm                                                                                                                                                        Multi-layered all terry hot pack covers are soft and durable, cover are not as stiff as the foam filled version and have the feel of a plush towel. Washable hot pack covers.                                           Size: knee/shoulder 25x51cm                                                                                                                                                                Packaging requirements: Each                                                                                                                                    Estimated usage: 1","Yes, representative sample for items 25.1 to 25.5    ",null,"Each"]
["ITEM-25.5",117806,"Washable hot pack covers, to fit half size 13x30cm                                                                                                                                                                                                    Multi-layered all terry hot pack covers are soft and durable, cover are not as stiff as the foam filled version and have the feel of a plush towel. Washable hot pack covers.                                  Size: half size 13x30cm.                                                                                                                                                                 Packaging requirements: Each                                                                                                                                            Estimated usage: 1","Yes, representative sample for items 25.1 to 25.5    ",null,"Each"]
["ITEM 26","Hemi-Arm Sling"]
["ITEM-26.1",136434,"Hemi-Arm Sling for Paeds - Small                                                                                                                                                                  Provides effective unilateral anti-subluxation support.                                                                                                               Positions the head of the humerus in the glenoid fossa and scapula in external rotation and enhances normal gait pattern.                                                                                     Dynamic elastic straps allowing active movement; made of durable washable fabric.                                                                                                                                                                                                          Size: small                                                                                                                                                   Packaging requirements: Each                                                                                                                                                                                                       Estimated usage: 1","Yes, representative sample for items 26.1 to 26.3    ",null,"Each"]
["ITEM-26.2",136435,"Hemi-Arm Sling for Paeds - Medium                                                                                                                                                                                                                                 Provides effective unilateral anti-subluxation support.                                                                                                                    Positions the head of the humerus in the glenoid fossa and scapula in external rotation and enhances normal gait pattern.                                                                                                                                                                 Dynamic elastic straps allowing active movement; made of durable washable fabric.                                                                                                                                       Size: medium                                                                                                                                                   Packaging requirements: Each                                                                                                                                                                                                                     Estimated usage: 1","Yes, representative sample for items 26.1 to 26.3    ",null,"Each"]
["ITEM-26.3",136436,"Hemi-Arm Sling for Paeds - Large                                                                                                                                                                                                      Provides effective unilateral anti-subluxation support.                                                                                                                                                                     Positions the head of the humerus in the glenoid fossa and scapula in external rotation and enhances normal gait pattern.                                                                                                                                                               Dynamic elastic straps allowing active movement; made of durable washable fabric.                                                                                                                                  Size: large                                                                                                                                                                                                                                         Packaging requirements: Each                                                                                                                                                                                                               Estimated usage: 1","Yes, representative sample for items 26.1 to 26.3    ",null,"Each"]
["ITEM-26.4",117813,"Hemi-Arm Sling for Adult - Small                                                                                                                                                                                                 Provides effective unilateral anti-subluxation support.                                                                                                                                                                      Positions the head of the humerus in the glenoid fossa and scapula in external rotation and enhances normal gait pattern.                                                                                                                                                                           Dynamic elastic straps allowing active movement; made of durable washable fabric.                                                                                                                                                                                        Size: small                                                                                                                                                                                                                                                         Packaging requirements: Each                                                                                                                                                                                                          Estimated usage: 1","Yes, representative sample for items 26.4 to 26.6    ",null,"Each  "]
["ITEM-26.5",117814,"Hemi-Arm Sling for Adult - Medium                                                                                                                                                                                                                    Provides effective unilateral anti-subluxation support.                                                                                                                                                                               Positions the head of the humerus in the glenoid fossa and scapula in external rotation and enhances normal gait pattern.                                                                                                                                                                                        Dynamic elastic straps allowing active movement; made of durable washable fabric.                                                                                                                                                                                      Size: medium                                                                                                                                                                                                              Packaging requirements: Each                                                                                                                                                                                              Estimated usage: 1","Yes, representative sample for items 26.4 to 26.6    ",null,"Each  "]
["ITEM-26.6",117815,"Hemi-Arm Sling for Adult - Large                                                                                                                                                                                              Provides effective unilateral anti-subluxation support.                                                                                                                                                        Positions the head of the humerus in the glenoid fossa and scapula in external rotation and enhances normal gait pattern.                                                                                                                                                                    Dynamic elastic straps allowing active movement; made of durable washable fabric.                                                                                                                                                                                         Size: large                                                                                                                                                                                          Packaging requirements: Each                                                                                                                                                                        Estimated usage: 1","Yes, representative sample for items 26.4 to 26.6    ",null,"Each"]
["ITEM 27","Sacro-iliac Joint (SIJ) Belt "]
["ITEM-27.1",117816,"Sacro-iliac Joint (SIJ) Belt - small                                                                                                                                                               Provides comprehensive stabilization support at sacro-iliac joint to fit just under the anti-supra-illiac spine (ASIS);                                                                                                                     Washable and Durable;                                                                                                                                                                                                                                            Neoprene underbelt to prevent slippage of belt;                                                                                                                              Suitable adjustable material overbelt to adjust anteriorly and posteriorly.                                                                                      Size: Small                                                                                                                                                    Packaging requirements: Each                                                                                                                                                               Estimated usage: 1","Yes, representative sample for items 27.1 to 27.3    ",null,"Each"]
["ITEM-27.2",117817,"Sacro-iliac Joint (SIJ) Belt - medium                                                                                                                                                                    Provides comprehensive stabilization support at sacro-iliac joint to fit just under the anti-supra-illiac spine (ASIS);                                                                                                                     Washable and Durable;                                                                                                                                                                                   Neoprene underbelt to prevent slippage of belt;                                                                                                                              Suitable adjustable material overbelt to adjust anteriorly and posteriorly.                                                                                      Size: Medium                                                                                                                                                                                                     Packaging requirements: Each                                                                                                                                        Estimated usage: 1","Yes, representative sample for items 27.1 to 27.3    ",null,"Each"]
["ITEM-27.3",117819,"Sacro-iliac Joint (SIJ) Belt - large                                                                                                                                                                                 Provides comprehensive stabilization support at sacro-iliac joint to fit just under the anti-supra-iliac spine (ASIS);                                                                                                                     Washable and Durable;                                                                                                                                                                                                        Neoprene underbelt to prevent slippage of belt;                                                                                                                              Suitable adjustable material overbelt to adjust anteriorly and posteriorly.                                                                                      Size: Large                                                                                                                                                                                              Packaging requirements: Each                                                                                                                                                                                  Estimated usage: 1","Yes, representative sample for items 27.1 to 27.3    ",null,"Each"]
["ITEM 28","Probes"]
["ITEM-28.1",136437,"Intra vaginal probe                                                                                                                                                                                        Can be used with most muscle stimulators and biofeedback equipment. Single patient use.                                                                                           Medical grade surgical stainless steel.                                                                                                                                                                                      Unique rectangular section resist lateral movement. Countered electrode provides comfortable stimulation and accurate biofeedback. Smooth clean shape. Long integrated cables. Push fit indicator wand with extension pieces.                                                                                               Dimensions: length 77mm, conductive part width 14mm with a 20mm width of the probe                                                                                                                       Packaging requirements: Each                                                                                                                                                                              Estimated usage: 1","Yes ",null,"Each"]
["ITEM-28.2",136438,"Intra-anal and small intra vaginal probe                                                                                                                                                         When inserted, the probe allows the anal canal sphincter to close around the narrow neck of the probe. Revolutionary shape for repeatable positioning and ambulatory use.                                                                                                                                                     Can be used with most muscle stimulators and biofeedback equipment.                                                                                                                                      Single patient use. Medical grade surgical stainless steel.                                                                                                                                                                   Unique rectangular section resist lateral movement. Countered electrode provides comfortable stimulation.                                                                                                                                    Smooth clean shape. Long integrated cables.                                                                                                                                                                            Always sits in the same position comparable EMR readings can be taken over different sessions.                                                                                                                                      Allows for comfortable muscle stimulation and accurate biofeedback.                                                                                              Packaging requirements: Each                                                                                                                                                                               Estimated usage: 1","Yes",null,"Each"]
["ITEM 29","Pelvic floor exercise system"]
["ITEM-29.1",136439,"Pelvic floor exercise system                                                                                                                                                                                  Exercise system consists of two cones and a set of 4 weight or more sizes (5g,10,2x20g).    Single patient use.                                                                                                      Packaging requirements: Each                                                                                                                                                                                 Estimated usage: 1","Yes",null,"Each"]
["B:- OCCUPATIONAL THERAPY"]
["ITEM 30","Thermoplastic splinting material with cohesive & adhesive properties"]
["ITEM-30.1",156745,"PERFORATED thermoplastic splinting material with cohesive & adhesive properties -3.2mm \n• Low temperature thermoplastic material used to make splints                                                                                                                          • Micro-perforated 13%\n• Has the following properties:\n- Resistance to stretch: Moderate\n- Drape/Conformity: Maximum\n- Memory/Recovery: 100%\n- Rigidity: minimum\n- Bonding: cohesive & adhesive properties \n- Surface finish: Fingerprint resist\n• Colours: Standard (fleshy pink)\nDimensions: 46cm x 61cm x 3.2mm sheet\nPackaging requirements: Pack of 4 sheets                                                                                                                                                            Estimated usage: 1                                                                                                                                                                                         ","Yes",null,"Pack of 4 sheet"]
["ITEM-30.2",156742,"NON PERFORATED thermoplastic splinting material with cohesive & adhesive properties - 3.2mm                                                                                                                                • Low temperature thermoplastic material used to make splints\n• Has the following properties:\n- Resistance to stretch: Moderate\n- Drape/Conformity: Maximum\n- Memory/Recovery: 100%\n- Rigidity: minimum\n- Bonding: cohesive & adhesive properties \n- Surface finish: Fingerprint resist\n• Colours: Standard (fleshy pink)\nDimensions: 46cm x 61cm x 3.2mm sheet\nPackaging requirements: Pack of 4 sheets                                                                                                                                                                                           Estimated usage: 104","Yes",null,"Pack of 4 sheet"]
["ITEM-30.3",178107,"NON PERFORATED thermoplastic splinting material with cohesive & adhesive properties - 1,6mm  \n• Low temperature thermoplastic material used to make splints\n• Has the following properties:\n- Resistance to stretch: Moderate\n- Drape/Conformity: Maximum\n- Memory/Recovery: 100%\n- Rigidity: minimum\n- Bonding: cohesive & adhesive properties \n- Surface finish: Fingerprint resist\n• Colours: Standard (fleshy pink)\nDimensions: 46cm x 61cm x 1.6mm sheet\nPackaging requirements: Pack of 4 sheets                                                                                                                                                                                                    Estimated usage: 1","Yes",null,"Pack of 4 sheet"]
["ITEM-30.3",156744,"NON PERFORATED thermoplastic splinting material with cohesive & adhesive properties 2mm \n• Low temperature thermoplastic material used to make splints\n• Has the following properties:\n- Resistance to stretch: Moderate\n- Drape/Conformity: Maximum\n- Memory/Recovery: 100%\n- Rigidity: minimum\n- Bonding: cohesive & adhesive properties \n- Surface finish: Fingerprint resist\n• Colours: Standard (fleshy pink)\nDimensions: 46cm x 61cm x 2mm sheet\nPackaging requirements: Pack of 4 sheets                                                                                                                                                                                                   Estimated usage: 50","Yes",null,"Pack of 4 sheet"]
["ITEM 31","Thermoplastic splinting material with temporary bonding properties"]
["ITEM-31.1",156746,"NON-PERFORATED thermoplastic splinting material with temporary bonding properties - 3.2 mm  \n• Low temperature thermoplastic material used to make splints\n• Non-perforated\n• Has the following properties:\n- Resistance to stretch: Maximum\n- Drape/Conformity: Moderate\n- Memory/Recovery: 100%\n- Rigidity: Maximum\n- Bonding: Temporary bonding qualities only\n- Surface finish: Fingerprint resist; transparent when heated; non-stick coating\n• Colour: White\nDimensions: 46cm x  61 cm x 3,2mm sheet\nPackaging requirements: Pack of 4 sheets\nEstimated usage: 54","Yes",null,"Sheet"]
["ITEM-31.2",178108,"NON-PERFORATED thermoplastic splinting material with temporary bonding properties - 1,6 mm  \n• Low temperature thermoplastic material used to make splints\n• Non-perforated\n• Has the following properties:\n- Resistance to stretch: Maximum\n- Drape/Conformity: Moderate\n- Memory/Recovery: 100%\n- Rigidity: Maximum\n- Bonding: Temporary bonding qualities only\n- Surface finish: Fingerprint resist; transparent when heated; non-stick coating\n• Colour: White\nDimensions: 46cm x  61 cm x 1.6mm sheet\nPackaging requirements: Pack of 4 sheets\nEstimated usage: 1\n","Yes",null,"Sheet"]
["ITEM-31.3",178109,"NON-PERFORATED thermoplastic splinting material with temporary bonding properties - 2,4 mm \n• Low temperature thermoplastic material used to make splints\n• Non-perforated\n• Has the following properties:\n- Resistance to stretch: Maximum\n- Drape/Conformity: Moderate\n- Memory/Recovery: 100%\n- Rigidity: Maximum\n- Bonding: Temporary bonding qualities only\n- Surface finish: Fingerprint resist; transparent when heated; non-stick coating\n• Colour: White\nDimensions: 46cm x  61 cm x 2.4mm sheet\nPackaging requirements: Pack of 4 sheets\nEstimated usage: 24","Yes",null,"Sheet"]
["ITEM-31.4",156750,"PERFORATED thermoplastic splinting material with temporary bonding properties - 2,4mm  \n• Low temperature thermoplastic material used to make splints\n• 1% perforated\n• Has the following properties:\n- Resistance to stretch: Maximum\n- Drape/Conformity: Moderate\n- Memory/Recovery: 100%\n- Rigidity: Maximum\n- Bonding: Temporary bonding qualities only\n- Surface finish: Fingerprint resist, transparent when heated, non-stick coating\n• Colour: White\nDimensions: 46cm x 61 cm x 2.4 mm sheet\nPackaging requirements: Pack of 4 sheets                                                                                                       Estimated usage: 1\n ","Yes",null,"Sheet"]
["ITEM 32","Non-Perforated thermo-plastic splinting material -Equivalent to OMEGA MAX"]
["ITEM-32.1","New","Non-Perforated thermo-plastic splinting material - 3.2mm \n• Low temperature thermoplastic material used to make splints\n• Has the following properties:\n- Resistance to stretch: Moderate\n- Drape/Conformity: Moderate to maximum\n- Memory/Recovery: 100%\n- Rigidity: Moderate to maximum\n- Bonding: Has a powder coating to give a slightly tacky surface that holds material in place.         - When cut gives smooth self sealed edges.                                                                              - Working time of 3 minutes to form and harden after softening.                                                  - Similar or equivalent to OMEGA MAX material.\n- Surface finish: Fingerprint resist\n• Colour: Beige  \nDimensions: 45cm x 60cm x 3.2mm sheet\nPackaging requirements: Pack of 4 sheets                                                                                                       Estimated usage: 1\n ","Yes",null,"each"]
["ITEM-32.2","New","Non-Perforated thermo-plastic splinting material - 2.4mm \n• Low temperature thermoplastic material used to make splints\n• Has the following properties:\n- Resistance to stretch: Moderate\n- Drape/Conformity: Moderate to maximum\n- Memory/Recovery: 100%\n- Rigidity: Moderate to maximum\n- Bonding: Has a powder coating to give a slightly tacky surface that holds material in place.       - When cut gives smooth self sealed edges.                                                                             - Working time of 3minutes to form and harden after softening.                                                    - Similar or equivalent to OMEGA MAX material\n- Surface finish: Fingerprint resist\n• Colour: Beige  \nDimensions: 45cm x 60cm x 2.4mm sheet\nPackaging requirements: Pack of 4 sheets                                                                                                      Estimated usage: 1\n ","Yes",null,"each"]
["ITEM 33","Black textile thermo-plastic tape"]
["ITEM-33.1","New","Black textile thermo-plastic tape - 3m, black\n• Low temperature thermoplastic material used to make splints\n• Has the following properties:\n- Elasticity in two directions\n- Made of thin, breathable fabric\n- Self-adhesive capacity when dry heated                                                       \n• Colour: Black \nDimensions: 3cm x 3m, 1.3 mm thickness\nPackaging requirements: Per roll in a box                                                                                                  Estimated usage: 1\n ","Yes, representative sample for items 33.1 and 33.2   ",null,"per box"]
["ITEM-33.2","New","Black textile thermo-plastic tape - 6m, black\n• Low temperature thermoplastic material used to make splints\n• Has the following properties:\n- Elasticity in two directions\n- Made of thin, breathable fabric\n- Self-adhesive capacity when dry heated                                                       \n• Colour: Black \nDimensions: 6cm x 6m; 1.3mm thickness\nPackaging requirements: Per roll in a box                                                                                                  Estimated usage: 1\n ","Yes, representative sample for items 33.1 and 33.2  ",null,"Per box"]
["ITEM-33.3","New","Blue textile thermo-plastic tape - 3m, blue\n• Low temperature thermoplastic material used to make splints\n• Has the following properties:\n- Elasticity in two directions\n- Made of thin, breathable fabric\n- Self-adhesive capacity when dry heated                                                       \n• Colour: Blue\nDimensions: 3cm x 3m; 1.3mm thickness\nPackaging requirements: Per roll in box                                                                                                     Estimated usage: 1\n ","Yes, representative sample for items 33.3 and 33.4    ",null,"Per box"]
["ITEM-33.4","New","Blue textile thermo-plastic tape - 6m, blue\n• Low temperature thermoplastic material used to make splints\n• Has the following properties:\n- Elasticity in two directions\n- Made of thin, breathable fabric\n- Self-adhesive capacity when dry heated                                                       \n• Colour: Blue\nDimensions: 6cm x 6m; 1.3mm thickness\nPackaging requirements: Per roll in box                                                                                                     Estimated usage: 1\n ","Yes, representative sample for items 33.3 and 33.4    ",null,"Per box"]
["ITEM 34","Wrist Brace with closure system"]
["ITEM-34.1",156756,"Wrist Brace with closure system - EXTRA SMALL, left wrist \n• Breathable; durable elastic material\n• Latex sealed edging\n• Malleable aluminium strip covered with leather or vinyl\n• Removable volar metal stay\n• Palmar bar should not extend past palmar crease \n• Length of gutter should be a minimum of half of forearm length as appropriate for size of splint. Narrow strap through 1st webspace.\nDimensions: To fit left wrist circumference up to 15cm \nPackaging requirements: Per item\nEstimated usage: 10","Yes, representative sample for items 34.1 to 34.10     ",null,"Each"]
["ITEM-34.2",113426,"Wrist Brace with closure system - EXTRA SMALL, right wrist \n• Breathable; durable elastic material\n• Latex sealed edging\n• Malleable aluminium strip covered with leather or vinyl\n• Removable volar metal stay\n• Palmar bar should not extend past palmar crease \n• Length of gutter should be a minimum of half of forearm length as appropriate for size of splint. Narrow strap through 1st webspace.\nDimensions: To fit right wrist circumference up to 15cm \nPackaging requirements: Per item\nEstimated usage: 10","Yes, representative sample for items 34.1 to 34.10     ",null,"Each"]
["ITEM-34.3",156762,"Wrist Brace with closure system - SMALL, left wrist \n• Breathable; durable elastic material\n• Latex sealed edging\n• Malleable aluminium strip covered with leather or vinyl\n• Removable volar metal stay\n• Palmar bar should not extend past palmar crease \n• Length of gutter should be a minimum of half of forearm length as appropriate for size of splint. Narrow strap through 1st webspace.\nDimensions: To fit left  wrist circumference of  15cm to 17cm\nPackaging requirements: Per item                                                                                                                                                                                      Estimated usage: 120\n","Yes, representative sample for items 34.1 to 34.10     ",null,"Each"]
["ITEM-34.4",113430,"Wrist Brace with closure system - SMALL, right wrist \n• Breathable; durable elastic material\n• Latex sealed edging\n• Malleable aluminium strip covered with leather or vinyl\n• Removable volar metal stay\n• Palmar bar should not extend past palmar crease \n• Length of gutter should be a minimum of half of forearm length as appropriate for size of splint. Narrow strap through 1st webspace.\nDimensions: To fit right wrist circumference of 15cm to 17cm\nPackaging requirements: Per item                                                                                                           Estimated usage: 120\n","Yes, representative sample for items 34.1 to 34.10     ",null,"Each"]
["ITEM 34.5",156761,"Wrist Brace with closure system - MEDIUM, left wrist                                                          • Breathable; durable elastic material\n• Latex sealed edging\n• Malleable aluminium strip covered with leather or vinyl\n• Removable volar metal stay\n• Palmar bar should not extend past palmar crease \n• Length of gutter should be a minimum of half of forearm length as appropriate for size of splint. Narrow strap through 1st webspace.\nDimensions:  To fit left wrist circumference of 17cm to 19cm\nPackaging requirements: Per item                                                                                                                                                                         Estimated usage: 20\n","Yes, representative sample for items 34.1 to 34.10     ",null,"Each"]
["ITEM-34.6",113431,"Wrist Brace with closure system - MEDIUM, right wrist                                                                  • Breathable; durable elastic material\n• Latex sealed edging\n• Malleable aluminium strip covered with leather or vinyl\n• Removable volar metal stay\n• Palmar bar should not extend past palmar crease \n• Length of gutter should be a minimum of half of forearm length as appropriate for size of splint. Narrow strap through 1st webspace.\nDimensions:  To fit right wrist circumference of 17cm to 19cm\nPackaging requirements: Per item                                                                                                                                                                                           Estimated usage:1\n","Yes, representative sample for items 34.1 to 34.10     ",null,"Each"]
["ITEM-34.7",156763,"Wrist Brace with closure system - LARGE, left wrist\n• Breathable; durable elastic material\n• Latex sealed edging\n• Malleable aluminium strip covered with leather or vinyl\n• Removable volar metal stay\n• Palmar bar should not extend past palmar crease \n• Length of gutter should be a minimum of half of forearm length as appropriate for size of splint. Narrow strap through 1st webspace.\nDimensions: To fit left wrist circumference of 19cm to 22cm\nPackaging requirements: Per item                                                                                                                                                                                                         Estimated usage: 120\n","Yes, representative sample for items 34.1 to 34.10     ",null,"Each"]
["ITEM-34.8",113432,"Wrist Brace with closure system - LARGE, right wrist\n• Breathable; durable elastic material\n• Latex sealed edging\n• Malleable aluminium strip covered with leather or vinyl\n• Removable volar metal stay\n• Palmar bar should not extend past palmar crease \n• Length of gutter should be a minimum of half of forearm length as appropriate for size of splint. Narrow strap through 1st webspace.\nDimensions: To fit right wrist circumference of 19cm to 22cm\nPackaging requirements: Per item                                                                                                   Estimated usage: 1\n","Yes, representative sample for items 34.1 to 34.10     ",null,"Each"]
["ITEM-34.9",156764,"Wrist Brace with closure system - EXTRA LARGE, left wrist\n• Breathable; durable elastic material\n• Latex sealed edging\n• Malleable aluminium strip covered with leather or vinyl\n• Removable volar metal stay\n• Palmar bar should not extend past palmar crease \n• Length of gutter should be a minimum of half of forearm length as appropriate for size of splint. Narrow strap through 1st webspace.\nDimensions: To fit left wrist circumference of 22cm and up\nPackaging requirements: Per item                                                                                                                                                                                               Estimated usage: 1\n","Yes, representative sample for items 34.1 to 34.10     ",null,"Each"]
["ITEM-34.10",113433,"Wrist Brace with closure system - EXTRA LARGE, right wrist\n• Breathable; durable elastic material\n• Latex sealed edging\n• Malleable aluminium strip covered with leather or vinyl\n• Removable volar metal stay\n• Palmar bar should not extend past palmar crease \n• Length of gutter should be a minimum of half of forearm length as appropriate for size of splint. Narrow strap through 1st webspace.                  \nDimensions: To fit right wrist circumference of 22cm and up\nPackaging requirements: Per item                                                                                                                                                                        Estimated usage: 1\n","Yes, representative sample for items 34.1 to 34.10     ",null,"Each"]
["ITEM 35","Paediatric Wrist Brace with closure system"]
["ITEM-35.1","New","Paediatric Wrist Brace with closure system - Extra Small, Left\n• Breathable; durable elastic material\n• Latex sealed edging\n• Malleable aluminium strip covered with leather or vinyl\n• Removable volar metal stay\n• Palmar bar should not extend past palmar crease \n• Length of gutter should be a minimum of half of forearm length as appropriate for size of splint                                                                                                  . Narrow strap through 1st webspace\nDimensions: wrist circumference of 12-13cm, left hand\nPackaging requirements: Per item\nEstimated usage: 10","Yes, representative sample for items 35.1 to 35.8      ",null,"Each"]
["ITEM-35.2","New","Paediatric Wrist Brace with closure system - Extra Small, Right\n• Breathable; durable elastic material\n• Latex sealed edging\n• Malleable aluminium strip covered with leather or vinyl\n• Removable volar metal stay\n• Palmar bar should not extend past palmar crease \n• Length of gutter should be a minimum of half of forearm length as appropriate for size of splint                                                                                                  . Narrow strap through 1st webspace\nDimensions: wrist circumference of 12-13cm, right hand \nPackaging requirements: Per item\nEstimated usage: 10","Yes, representative sample for items 35.1 to 35.8      ",null,"Each"]
["ITEM-35.3","New","Paediatric Wrist Brace with closure system - Small, Right\n• Breathable; durable elastic material\n• Latex sealed edging\n• Malleable aluminium strip covered with leather or vinyl\n• Removable volar metal stay\n• Palmar bar should not extend past palmar crease \n• Length of gutter should be a minimum of half of forearm length as appropriate for size of splint                                                                                                  . Narrow strap through 1st webspace\nDimensions: wrist circumference of 13-14cm, right hand \nPackaging requirements: Per item\nEstimated usage: 10","Yes, representative sample for items 35.1 to 35.8      ",null,"Each"]
["ITEM-34.4","New","Paediatric Wrist Brace with closure system - Small, Left\n• Breathable; durable elastic material\n• Latex sealed edging\n• Malleable aluminium strip covered with leather or vinyl\n• Removable volar metal stay\n• Palmar bar should not extend past palmar crease \n• Length of gutter should be a minimum of half of forearm length as appropriate for size of splint                                                                                                  . Narrow strap through 1st webspace\nDimensions: wrist circumference of 13-14cm, left hand \nPackaging requirements: Per item\nEstimated usage: 10","Yes, representative sample for items 35.1 to 35.8      ",null,"Each"]
["ITEM-35.5","New","Paediatric Wrist Brace with closure system - Medium, Left\n• Breathable; durable elastic material\n• Latex sealed edging\n• Malleable aluminium strip covered with leather or vinyl\n• Removable volar metal stay\n• Palmar bar should not extend past palmar crease \n• Length of gutter should be a minimum of half of forearm length as appropriate for size of splint. Narrow strap through 1st webspace.\nDimensions: wrist circumference of 14-15cm, left hand \nPackaging requirements: Per item\nEstimated usage: 10","Yes, representative sample for items 35.1 to 35.8      ",null,"Each"]
["ITEM-35.6","New","Paediatric Wrist Brace with closure system - Medium, Right\n• Breathable; durable elastic material\n• Latex sealed edging\n• Malleable aluminium strip covered with leather or vinyl\n• Removable volar metal stay\n• Palmar bar should not extend past palmar crease \n• Length of gutter should be a minimum of half of forearm length as appropriate for size of splint. Narrow strap through 1st webspace.\nDimensions: wrist circumference of 14-15cm, right hand \nPackaging requirements: Per item\nEstimated usage: 10","Yes, representative sample for items 35.1 to 35.8      ",null,"Each"]
["ITEM-35.7 ","New","Paediatric Wrist Brace with closure system - Large, Right\n• Breathable; durable elastic material\n• Latex sealed edging\n• Malleable aluminium strip covered with leather or vinyl\n• Removable volar metal stay\n• Palmar bar should not extend past palmar crease \n• Length of gutter should be a minimum of half of forearm length as appropriate for size of splint. Narrow strap through 1st webspace.\nDimensions: wrist circumference of 15-17cm, right hand \nPackaging requirements: Per item\nEstimated usage: 10","Yes, representative sample for items 35.1 to 35.8      ",null,"Each"]
["ITEM-35.8 ","New","Paediatric Wrist Brace with closure system - Large, Left\n• Breathable; durable elastic material\n• Latex sealed edging\n• Malleable aluminium strip covered with leather or vinyl\n• Removable volar metal stay\n• Palmar bar should not extend past palmar crease \n• Length of gutter should be a minimum of half of forearm length as appropriate for size of splint. Narrow strap through 1st webspace.\nDimensions: wrist circumference of 15-75cm, left hand \nPackaging requirements: Per item\nEstimated usage: 10","Yes, representative sample for items 35.1 to 35.8      ",null,"Each"]
["ITEM 36","Wrist and Thumb Splint"]
["ITEM-36.1","New","Wrist and Thumb Splint - Extra Small Right\n• Used to prevent thumb MP joint motion,\n• Made of breathable material with D-Ring or hook and loop straps\n• Malleable aluminium strip covered with leather or vinyl\n• Removable volar metal stay\n• Palmar bar should not extend past palmar crease \n• Length of gutter should be a minimum of half of forearm length as appropriate for size of splint. Must include thumb support.\nDimensions:  To fit right hand circumference of 13cm to 14cm\nPackaging requirements: Per item                                                                                                   Estimated usage:1\n","Yes, representative sample for items 36.1 to 36.10      ",null,"Each"]
["ITEM-36.2","New","Wrist and Thumb Splint - Extra Small Left\n• Used to prevent thumb MP joint motion,\n• Made of breathable material with D-Ring or hook and loop straps\n• Malleable aluminium strip covered with leather or vinyl\n• Removable volar metal stay\n• Palmar bar should not extend past palmar crease \n• Length of gutter should be a minimum of half of forearm length as appropriate for size of splint. Must include thumb support.\nDimensions:  To fit left hand circumference of 13cm to 14cm\nPackaging requirements: Per item                                                                                                   Estimated usage: 1\n","Yes, representative sample for items 36.1 to 36.10      ",null,"Each"]
["ITEM-36.3","New","Wrist and Thumb Splint - Small Right\n• Used to prevent thumb MP joint motion,\n• Made of breathable material with D-Ring or hook and loop straps\n• Malleable aluminium strip covered with leather or vinyl\n• Removable volar metal stay\n• Palmar bar should not extend past palmar crease \n• Length of gutter should be a minimum of half of forearm length as appropriate for size of splint. Must include thumb support.\nDimensions: To fit right hand circumference of 14cm to 16cm\nPackaging requirements: Per item                                                                                                   Estimated usage: 1\n","Yes, representative sample for items 36.1 to 36.10      ",null,"Each"]
["ITEM-36.4","New","Wrist and Thumb Splint - Small Left\n• Used to prevent thumb MP joint motion,\n• Made of breathable material with D-Ring or hook and loop straps\n• Malleable aluminium strip covered with leather or vinyl\n• Removable volar metal stay\n• Palmar bar should not extend past palmar crease \n• Length of gutter should be a minimum of half of forearm length as appropriate for size of splint. Must include thumb support.\nDimensions: To fit left hand circumference of 14cm to 16cm\nPackaging requirements: Per item                                                                                                   Estimated usage: 1\n","Yes, representative sample for items 36.1 to 36.10      ",null,"Each"]
["ITEM-36.5","New","Wrist and Thumb Splint - Medium Right\n• Used to prevent thumb MP joint motion,\n• Made of breathable material with D-Ring or hook and loop straps\n• Malleable aluminium strip covered with leather or vinyl\n• Removable volar metal stay\n• Palmar bar should not extend past palmar crease \n• Length of gutter should be a minimum of half of forearm length as appropriate for size of splint                                                                                                                                                          . Must include thumb support\nDimensions: To fit right hand circumference of 16cm to 19cm\nPackaging requirements: Per item                                                                                                   Estimated usage: 1\n","Yes, representative sample for items 36.1 to 36.10      ",null,"Each"]
["ITEM-36.6","New","Wrist and Thumb Splint - Medium Left\n• Used to prevent thumb MP joint motion,\n• Made of breathable material with D-Ring or hook and loop straps\n• Malleable aluminium strip covered with leather or vinyl\n• Removable volar metal stay\n• Palmar bar should not extend past palmar crease \n• Length of gutter should be a minimum of half of forearm length as appropriate for size of splint. Must include thumb support.\nDimensions: To fit left hand circumference of 16cm to 19cm\nPackaging requirements: Per item                                                                                                   Estimated usage: 1\n","Yes, representative sample for items 36.1 to 36.10      ",null,"Each"]
["ITEM-36.7","New","Wrist and Thumb Splint - Large Right\n• Used to prevent thumb MP joint motion,\n• Made of breathable material with D-Ring or hook and loop straps\n• Malleable aluminium strip covered with leather or vinyl\n• Removable volar metal stay\n• Palmar bar should not extend past palmar crease \n• Length of gutter should be a minimum of half of forearm length as appropriate for size of splint. Must include thumb support.\nDimensions: To fit right hand circumference of 19cm to 20cm\nPackaging requirements: Per item                                                                                                   Estimated usage: 1\n","Yes, representative sample for items 36.1 to 36.10      ",null,"Each"]
["ITEM-36.8","New","Wrist and Thumb Splint - Large Left\n• Used to prevent thumb MP joint motion,\n• Made of breathable material with D-Ring or hook and loop straps\n• Malleable aluminium strip covered with leather or vinyl\n• Removable volar metal stay\n• Palmar bar should not extend past palmar crease \n• Length of gutter should be a minimum of half of forearm length as appropriate for size of splint. Must include thumb support.\nDimensions: To fit left hand circumference of 19cm to 20cm\nPackaging requirements: Per item                                                                                                   Estimated usage: 1\n","Yes, representative sample for items 36.1 to 36.10      ",null,"Each"]
["ITEM-36.9","New","Wrist and Thumb Splint - Extra Large Right\n• Used to prevent thumb MP joint motion,\n• Made of breathable material with D-Ring or hook and loop straps\n• Malleable aluminium strip covered with leather or vinyl\n• Removable volar metal stay\n• Palmar bar should not extend past palmar crease \n• Length of gutter should be a minimum of half of forearm length as appropriate for size of splint. Must include thumb support\nDimensions: To fit right hand circumference of 20cm to 22cm\nPackaging requirements: Per item                                                                                                   Estimated usage: 1\n","Yes, representative sample for items 36.1 to 36.10      ",null,"Each"]
["ITEM-36.10","New","Wrist and Thumb Splint - Extra Large Left\n• Used to prevent thumb MP joint motion,\n• Made of breathable material with D-Ring or hook and loop straps\n• Malleable aluminium strip covered with leather or vinyl\n• Removable volar metal stay\n• Palmar bar should not extend past palmar crease \n• Length of gutter should be a minimum of half of forearm length as appropriate for size of splint. Must include thumb support.\nDimensions: To fit left hand circumference of 20cm to 22cm\nPackaging requirements: Per item                                                                                                   Estimated usage: 1\n","Yes, representative sample for items 36.1 to 36.10      ",null,"Each"]
["ITEM 37","Pressure garment material"]
["ITEM-37.1",156777,"Pressure garment material - 50m, beige\n• Woven, multidirectional stretch material specifically designed for applying pressure to skin to reduce scar formation\n• Highly durable\n• Is resistant to stretch - has 100% memory\n• Has extended shelf life\n• Colours: Beige  \nDimensions: Width of material: 180cm\nPackaging requirements: 50 metre roll                                                                                                                                                      Estimated usage: 13","Yes, representative sample for items 37.1 to 37.6       ",null,"Per roll"]
["ITEM-37.2","New","Pressure garment material - 25m, beige\n• Woven, multidirectional stretch material specifically designed for applying pressure to skin to reduce scar formation\n• Highly durable\n• Is resistant to stretch - has 100% memory\n• Has extended shelf life\n• Colours: Beige  \nDimensions: Width of material: 180cm\nPackaging requirements: 25 metre roll                                                                                                                                                      Estimated usage: 1","Yes, representative sample for items 37.1 to 37.6       ",null,"Per roll"]
["ITEM-37.3","New","Pressure garment material - 10m, beige\n• Woven, multidirectional stretch material specifically designed for applying pressure to skin to reduce scar formation\n• Highly durable\n• Is resistant to stretch - has 100% memory\n• Has extended shelf life\n• Colours: Beige \nDimensions: Width of material: 180cm\nPackaging requirements: 10 metre roll                                                                                                                                                           Estimated usage: 1","Yes, representative sample for items 37.1 to 37.6       ",null,"Per roll"]
["ITEM-37.4",156776,"Pressure garment material - 50m, brown\n• Woven, multidirectional stretch material specifically designed for applying pressure to skin to reduce scar formation\n• Highly durable\n• Is resistant to stretch - has 100% memory\n• Has extended shelf life\n• Colours: Brown  \nDimensions: Width of material: 180cm\nPackaging requirements: 50 metre roll                                                                                                                                                           Estimated usage: 13","Yes, representative sample for items 37.1 to 37.6       ",null,"Per roll"]
["ITEM-37.5","New","Pressure garment material - 25m, brown\n• Woven, multidirectional stretch material specifically designed for applying pressure to skin to reduce scar formation\n• Highly durable\n• Is resistant to stretch - has 100% memory\n• Has extended shelf life\n• Colours: Brown  \nDimensions: Width of material: 180cm\nPackaging requirements: 25 metre roll                                                                                                                                                           Estimated usage: 1","Yes, representative sample for items 37.1 to 37.6       ",null,"Per roll"]
["ITEM-37.6","New","Pressure garment material - 10m, brown\n• Woven, multidirectional stretch material specifically designed for applying pressure to skin to reduce scar formation\n• Highly durable\n• Is resistant to stretch - has 100% memory\n• Has extended shelf life\n• Colours: Brown  \nDimensions: Width of material: 180cm\nPackaging requirements: 10 metre roll                                                                                                                                                           Estimated usage: 1","Yes, representative sample for items 37.1 to 37.6       ",null,"Per roll"]
["ITEM 38","Zipper"]
["ITEM-38.1","New","Zipper Beige 30cm long\n• Can be used to fabricate pressure garments\n• Highly durable\n• Plastic zipper\n• Must have top and bottom stop\n• Colours: Beige  \nDimensions:  • 30cm long\nPackaging requirements: • 10 in a box                                                                                                                                                           Estimated usage: 1","Yes, representative sample for items 38.1 to 38.6        ",null,"Each"]
["ITEM-38.2","New","Zipper Beige 20cm Long\n• Can be used to fabricate pressure garments\n• Highly durable\n• Plastic zipper\n• Must have top and bottom stop\n• Colours: Beige  \nDimensions: 20cm long\nPackaging requirements: 10 in a box                                                                                                                                                           Estimated usage: 1","Yes, representative sample for items 38.1 to 38.6        ",null,"Each"]
["ITEM-38.3","New","Zipper Beige 15cm Long\n• Can be used to fabricate pressure garments\n• Highly durable\n• Plastic zipper\n• Must have top and bottom stop\n• Colours: Beige  \nDimensions: 15cm long\nPackaging requirements: 10 in a box                                                                                                                                                           Estimated usage: 1","Yes, representative sample for items 38.1 to 38.6        ",null,"Each"]
["ITEM-38.4","New","Zipper Brown 30cm Long\n• Can be used to fabricate pressure garments\n• Highly durable\n• Plastic zipper\n• Must have top and bottom stop\n• Colours: Brown  \nDimensions: 30cm long\nPackaging requirements: 10 in a box                                                                                                                                                           Estimated usage: 1","Yes, representative sample for items 38.1 to 38.6        ",null,"Each"]
["ITEM-38.5","New","Zipper Brown 20cm Long\n• Can be used to fabricate pressure garments\n• Highly durable\n• Plastic zipper\n• Must have top and bottom stop\n• Colours: Brown  \nDimensions: 20cm long\nPackaging requirements: 10 in a box                                                                                                                                                           Estimated usage: 1","Yes, representative sample for items 38.1 to 38.6        ",null,"Each"]
["ITEM-38.6","New","Zipper Brown 15cm Long\n• Can be used to fabricate pressure garments\n• Highly durable\n• Plastic zipper\n• Must have top and bottom stop\n• Colours: Brown  \nDimensions: 15cm long\nPackaging requirements: 10 in a box                                                                                                                                                            Estimated usage: 1","Yes, representative sample for items 38.1 to 38.6        ",null,"Each"]
["ITEM 39","Neoprene"]
["ITEM-39.1",156779,"Neoprene 3.2mm thick Non-Perforated\n• Nylon lining on one side \n• Pile material on the other over a rubber core, \n• Has a degree of elasticity resulting in comfortable and secure strapping.                                                                                                           . Adhesive to male velcro\n• Latex free\nDimensions: 46cm x 61cm x 3,2mm sheet\nPackaging requirements: Single sheet                                                                                                   Estimated usage: 29","Yes, representative sample for items 39.1 and 39.2         ",null,"Per sheet"]
["ITEM-39.2",156781,"Neoprene 1.5mm thick Non-Perforated\n• Nylon lining on one side \n• Pile material on the other over a rubber core, \n• Has a degree of elasticity resulting in comfortable and secure strapping.                                                                                                     . Adhesive to male velcro \n• Latex free\nDimensions: 46cm x 61 cm x 1.5mm sheet\nPackaging requirements: Single sheet                                                                                                                    Estimated usage: 61\n","Yes, representative sample for items 39.1 and 39.2         ",null,"Per sheet"]
["ITEM-39.3","New","Neoprene 3.2mm thick Perforated\n• Nylon lining on one side \n• Pile material on the other over a rubber core, \n• Has a degree of elasticity resulting in comfortable and secure strapping.                                                                                                           . Adhesive to male velcro\n• Latex free\nDimensions: 46cm x 61cm x 3,2mm sheet\nPackaging requirements: Single sheet                                                                                                   Estimated usage: 29","Yes, representative sample for items 39.3 and 39.4         ",null,"Per sheet"]
["ITEM-39.4","New","Neoprene 1.5mm thick Perforated\n• Nylon lining on one side \n• Pile material on the other over a rubber core, \n• Has a degree of elasticity resulting in comfortable and secure strapping.                                                                                                     . Adhesive to male velcro \n• Latex free\nDimensions: 46cm x 61 cm x 1.5mm sheet\nPackaging requirements: Single sheet                                                                                                                    Estimated usage: 61\n","Yes, representative sample for items 39.3 and 39.4         ",null,"Per sheet"]
["ITEM 40","Neoprene like wrap on a ROLL"]
["ITEM-40.1",156782,"Neoprene like wrap on a ROLL; 7.6cm wide \n• Piled fabric on one side\n• Woven blend of nylon & lycra outer layer\n• Elastomeric foam inner layer. \n• Medium conformability \n• Min to Moderate elasticity                                                                                                                                   . Adhesive to male velcro\n• Mostly linear stretch\n• Non fraying  \nDimensions: 7.6cm x 4.5m roll x  ± 2mm thick\nPackaging requirements: Per roll                                                                                                                 Estimated usage:  1\n","Yes, representative sample for items 40.1 to 40.4         ",null,"Per roll"]
["ITEM-40.2",156787,"Neoprene like wrap on a ROLL; 15cm wide \n• Piled fabric on one side\n• Woven blend of nylon & lycra outer layer\n• Elastomeric foam inner layer. \n• Medium conformability \n• Min to Moderate elasticity                                                                                                                                    . Adhesive to male velcro\n• Mostly linear stretch\n• Non fraying  \nDimensions: 15cm x 4.5m roll x  ± 2mm thick\nPackaging requirements: Per roll                                                                                                           Estimated usage: 1\n","Yes, representative sample for items 40.1 to 40.4         ",null,"Per roll"]
["ITEM-40.3",156788,"Neoprene like wrap on a ROLL; 6.4cm wide \n• Piled fabric on one side\n• Woven blend of nylon & lycra outer layer\n• Elastomeric foam inner layer. \n• Moderate elasticity \n• Multi-directional stretch                                                                                                                                                                                                                      . Adhesive to male velcro\n• Non fraying\n• Medium conformability \nDimensions: 6.4cm x 4.5m roll x 1.5mm\nPackaging requirements: Per roll                                                                                                               Estimated usage: 2\n","Yes, representative sample for items 40.1 to 40.4         ",null,"Per roll"]
["ITEM-40.4",156789,"Neoprene like wrap on a ROLL; 15cm wide \n• Piled fabric on one side\n• Woven blend of nylon & lycra outer layer\n• Elastomeric foam inner layer. \n• Moderate elasticity \n• Multi-directional stretch                                                                                                                                                                                                                               . Adhesive to male velcro\n• Non fraying\n• Medium conformability \nDimensions: 15cm x 4.5m roll x 1.5mm\nPackaging requirements: Per roll                                                                                                               Estimated usage: 37\n","Yes, representative sample for items 40.1 to 40.4         ",null,"Per roll"]
["ITEM-40.5",156415,"Neoprene-like-wrap in a SHEET form - Black \n• Piled fabric on one side\n• Woven blend of nylon & lycra outer layer\n• Elastomeric foam inner layer. \n• High conformability\n• Moderate elasticity \n• Multi-directional stretch                                                                                                                                                                                                                             . Adhesive to male velcro\n• Non fraying\n• Colour: Black\nDimensions: ±43.5cm x ±56.4cm x ±1.5mm                                                                          Packaging requirements: Per sheet\nEstimated usage: 1","Yes, representative sample for items 40.5 and 40.6         ",null,"Sheet"]
["ITEM-40.6",156429,"Neoprene-like-wrap in a SHEET form - Dark blue \n• Piled fabric on one side\n• Woven blend of nylon & lycra outer layer\n• Elastomeric foam inner layer. \n• High conformability\n• Moderate elasticity \n• Multi-directional stretch                                                                                                                                                                                                                               . Adhesive to male velcro\n• Non fraying\n• Colour: Dark blue\nDimensions: ±43.5cm x ±56.4cm  ±1.5mm \nPackaging requirements: Per sheet\nEstimated usage: 2","Yes, representative sample for items 40.5 and 40.6         ",null,"Sheet"]
["ITEM 41","Padding"]
["ITEM-41.1",156442,"Padding for thermoplastic splinting                                                                                     - Closed cell, non perforated, self adhesive, PVC \n• Closed cell padding \n• Made of plasticized PVC with adhesive backing \n• Non perforated\n• Conformable\n• Cleanable \nDimensions: • 100cm x 51cm x 3,2mm \nPackaging requirements: •4 per box                                                                                                                                                                        \nEstimated usage: 4","Yes",null,"Sheet"]
["ITEM-41.2","New","Pressure relief padding \n• Insulates against shock and vibration\n• Use to cushion and protects hand splints \n• Conforms to all body contours\n• Effectively eliminating abrasion and shearing\n• Latex free, cleanable, 2mm thick gel pad with self adhesive backing\nDimensions: 20cm x 91cm\nPackaging requirements: Per sheet                                                                                                                                                                        \nEstimated usage: 4","Yes",null,"per sheet"]
["ITEM-41.3",156443,"Padding material for thermoplastic splinting  – adhesive, towelling \n• Self adhesive\n• Towelling material\n• Non-stretch\n• Washable  \nDimensions: 50cm x 100cm x 3mm \nPackaging requirements: Per sheet                                                                                                                                                                        \nEstimated usage: 25","Yes",null,"Sheet"]
["ITEM 42","Leather suede (for making wheelchair gloves)    "]
["ITEM-42.1",174261,"Leather suede (for making wheelchair gloves)                                                                                                                                                                    • suede leather                                                                                                                                                                                                                                                            . Colour: Black\nDimensions: ± 2 mm thick\nPackaging requirements: Per square metre                                                                                                                                                                                                                  Estimated usage: 1                                                                                                                                                       ","Yes, representative sample for items 42.1 and 42.2         ",null,"M²"]
["ITEM-42.2",178113,"Leather suede (for making wheelchair gloves)                                                                                                                                                                    • suede leather                                                                                                                                                                                                                                       . Colour: Tan\nDimensions: ± 2 mm thick\nPackaging requirements: Per square metre                                                                                                                                                                                                               Estimated usage: 1                                                                                                                                                       ","Yes, representative sample for items 42.1 and 42.2         ",null,"M²"]
["ITEM 43","Towelling "]
["ITEM-43.1",173609,"Towelling \n• Piled on both sides of material\n• White\nDimensions: Minimum 150cm wide\nPackaging requirements: 10 metre                                                                                                                                                                                                                                                                                                                               \nEstimated usage:  1","Yes, representative sample for items 43.1 and 43.2         ",null,"Per meter"]
["ITEM-43.2",156497,"Towelling \n• Piled on both sides of material\n• Dark colours\nDimensions: Minimum 150cm wide\nPackaging requirements: 10 metre                                                                                                                                                                                                                                                                                                                              \nEstimated usage:  1","Yes, representative sample for items 43.1 and 43.2         ",null,"Per meter"]
["ITEM 44","Calico "]
["ITEM-44.1",156498,"Calico White\n• Natural cotton\n• Pre-shrunk                                                                                                                                                                                                                                           . Colour: White\nDimensions: Minimum 115 cm wide\nPackaging requirements: 10 metre                                                                                                                                                                                                                                                                                                                                         \nEstimated usage: 1","Yes, representative sample for items 44.1 and 44.2         ",null,"Per meter"]
["ITEM-44.2",173610,"Calico Cream\n• Natural cotton\n• Pre-shrunk                                                                                                                                                                                                                                           . Colour: Cream\nDimensions: Minimum 115 cm wide\nPackaging requirements: 10 metre                                                                                                                                                                                                                                                                                                                                             \nEstimated usage: 1","Yes, representative sample for items 44.1 and 44.2         ",null,"Per meter"]
["ITEM 45","Foam"]
["ITEM-45.1",156499,"Foam, medium density sheet, 5cm thick\n• Open cell foam\n• Medium density                                                                                                                                                                                                                Non flammable\nDimensions: Minimum 180cm x 91cm x 5cm \nPackaging requirements: Per sheet                                                                                                                                                             \nEstimated usage:  1\n","Yes, representative sample for items 45.1 and 45.2         ",null,"Sheet"]
["ITEM-45.2",161592,"Foam, medium density sheet, 10cm thick\n• Open cell foam\n• Medium density                                                                                                                                                                                                                     Non flammable\nDimensions: Minimum 180cm x 91cm x 10cm \nPackaging requirements: Per sheet                                                                                                                                                            \nEstimated usage: 1","Yes, representative sample for items 45.1 and 45.2         ",null,"Sheet"]
["ITEM-45.3",161593,"Foam, high density sheets, 5cm thick\n• Open cell foam\n• High density                                                                                                                                                                                                                   Non flammable\nDimensions: Minimum 180cm x 91cm x 5cm \nPackaging requirements: Per sheet                                                                                                                                                            \nEstimated usage: 1\n","Yes, representative sample for items 45.3 and 45.4         ",null,"Sheet"]
["ITEM-45.4",156500,"Foam, high density sheets, 10cm thick\n• Open cell foam\n• High density                                                                                                                                                                                                                       Non flammable\nDimensions: Minimum 180cm x 91cm x 10cm \nPackaging requirements: Per sheet                                                                                                                                                                                                                                                                                       \nEstimated usage: 1","Yes, representative sample for items 45.3 and 45.4         ",null,"Sheet"]
["ITEM 46","Memory Foam"]
["ITEM-46.1","New","Memory Foam, medium density sheets, 2cm thick\n• 16-80kg/m3 , Visco elastic polymer\n• Medium density                                                                                                                                                                                                                       Non flammable\nDimensions: Minimum 100cm x 180cm x 2cm \nPackaging requirements: Per sheet                                                                                                                                                                                                                                                                                       \nEstimated usage: 1","Yes, representative sample for items 46.1 and 46.2          ",null,"Per sheet"]
["ITEM-46.2","New","Memory Foam, medium density sheets, 5cm thick\n• 16-80kg/m3, Visco elastic polymer\n• Medium density                                                                                                                                                                                                                       Non flammable\nDimensions: Minimum 100cm x 180cm x 5cm \nPackaging requirements: Per sheet                                                                                                                                                                                                                                                                                       \nEstimated usage: 1","Yes, representative sample for items 46.1 and 46.2          ",null,"Per sheet"]
["ITEM 47",null,"Wood, SA pine "]
["ITEM-47.1",156506,"Wood, SA Pine, 22mm thickness\n• South African grown pine\n• Solid\n• Planed\n• To be cut in meter square blocks\nDimensions: •22 mm thick\nPackaging requirements: • Per plank; cut as specified                                                                                                                                                                                          Estimated usage: 1                                                                                                                                                   ","Yes",null,"M²"]
["ITEM 48","Wood, Superwood"]
["ITEM-48.1",156513,"Wood, Superwood, 3mm thick\n• Smooth on both sides\n• Durable\n• To be cut in meter square blocks\nDimensions: .Thickness = 3mm \nPackaging requirements: Per plank; cut as specified                                                                                                                                                 \nEstimated usage: 1","Yes, representative sample for items 48.1 to 48.7          ",null,"M²"]
["ITEM-48.2",156509,"Wood, Superwood, 6mm thick\n• Smooth on both sides\n• Durable\n• To be cut in meter square blocks\nPackaging requirements: Per plank; cut as specified                                                                                                                                                                                           Estimated usage: 1                                                                                                                                          ","Yes, representative sample for items 48.1 to 48.7          ",null,"M²"]
["ITEM-48.3",156510,"Wood, Superwood, 9mm thick\n• Smooth on both sides\n• Durable\n• To be cut in meter square blocks\nDimensions: .Thickness = 9mm \nPackaging requirements: Per plank; cut as specified                                                                                                                                                                                           Estimated usage: 1                                                                                                                                           ","Yes, representative sample for items 48.1 to 48.7          ",null,"M²"]
["ITEM-48.4",156511,"Wood, Superwood, 12mm thick\n• Smooth on both sides\n• Durable\n• To be cut in meter square blocks\nDimensions: .Thickness = 12mm \nPackaging requirements: Per plank; cut as specified                                                                                                                                                                                          Estimated usage:1                                                                                                                                          ","Yes, representative sample for items 48.1 to 48.7          ",null,"M²"]
["ITEM-48.5",156515,"Wood, Superwood, 18mm thick\n• Smooth on both sides\n• Durable\n• To be cut in meter square blocks\nDimensions: .Thickness =18mm \nPackaging requirements: Per plank; cut as specified                                                                                                                                                                                        Estimated usage: 1                                                                                                                                         ","Yes, representative sample for items 48.1 to 48.7          ",null,"M²"]
["ITEM-48.6",156517,"Wood, Superwood, 22mm thick\n• Smooth on both sides\n• Durable\n• To be cut in meter square blocks\nDimensions: .Thickness = 22mm \nPackaging requirements: Per plank; cut as specified                                                                                                                                                                                             Estimated usage: 1                                                                                                                                             ","Yes, representative sample for items 48.1 to 48.7          ",null,"M²"]
["ITEM-48.7",156522,"Wood, Superwood, 32mm thick\n• Smooth on both sides\n• Durable\n• To be cut in meter square blocks\nDimensions: .Thickness = 32mm \nPackaging requirements: Per plank; cut as specified                                                                                                                                                                              Estimated usage: 1                                                                                                                                             ","Yes, representative sample for items 48.1 to 48.7          ",null,"M²"]
["ITEM 49","Stretch loop, non-adhesive (equivalent to velcro)"]
["ITEM-49.1",156601,"Stretch loop, 2.5cm, non-adhesive (equivalent to velcro)\n• Stretch loop \n• Elastic loop provides even tension\n• Made of rubber with soft edges\n• Moderate resistance to stretch for securing splints\n• Snug fit and secure closure\n• Mates with all Velcro type hook strapping\n• Colours: white \nDimensions: 25m x 2.5cm  \nPackaging requirements: 25m roll                                                                                                                                               \nEstimated usage: 3","Yes, representative sample for items 49.1 to 49.8          ",null,"Per roll"]
["ITEM-49.2",156602,"Stretch loop, 2.5cm, non-adhesive (equivalent to velcro)\n• Stretch loop \n• Elastic loop provides even tension\n• Made of rubber with soft edges\n• Moderate resistance to stretch for securing splints\n• Snug fit and secure closure\n• Mates with all Velcro type hook strapping\n• Colours: beige\nDimensions: 25m x 2.5cm  \nPackaging requirements: 25m roll                                                                                                                                             Estimated usage: 1","Yes, representative sample for items 49.1 to 49.8          ",null,"Per roll"]
["ITEM-49.3",173617,"Stretch loop, 2.5cm, non-adhesive (equivalent to velcro)\n• Stretch loop \n• Elastic loop provides even tension\n• Made of rubber with soft edges\n• Moderate resistance to stretch for securing splints\n• Snug fit and secure closure\n• Mates with all Velcro type hook strapping\n• Colours: Dark Brown\nDimensions: 25m x 2.5cm  \nPackaging requirements: 25m roll                                                                                                                                               \n Estimated usage: 1","Yes, representative sample for items 49.1 to 49.8          ",null,"Per roll"]
["ITEM-49.4","New","Stretch loop, 2.5cm, non-adhesive (equivalent to velcro)\n• Stretch loop \n• Elastic loop provides even tension\n• Made of rubber with soft edges\n• Moderate resistance to stretch for securing splints\n• Snug fit and secure closure\n• Mates with all Velcro type hook strapping\n• Colours: Black\nDimensions: 25m x 2.5cm  \nPackaging requirements: 25m roll                                                                                                                                               \n Estimated usage: 1","Yes, representative sample for items 49.1 to 49.8          ",null,"Per roll"]
["ITEM-49.5",156603,"Stretch loop, 5cm, non-adhesive (equivalent to velcro)\n• Stretch loop \n• Elastic loop provides even tension\n• Made of rubber with soft edges\n• Moderate resistance to stretch for securing splints\n• Snug fit and secure closure\n• Mates with all Velcro type hook strapping\n• Colours: white\nDimensions: 25m x 5cm  \nPackaging requirements: 25m roll                                                                                                                                               \nEstimated usage: 15","Yes, representative sample for items 49.1 to 49.8          ",null,"Per roll"]
["ITEM-49.6",156604,"Stretch loop, 5cm, non-adhesive (equivalent to velcro)\n• Stretch loop \n• Elastic loop provides even tension\n• Made of rubber with soft edges\n• Moderate resistance to stretch for securing splints\n• Snug fit and secure closure\n• Mates with all Velcro type hook strapping\n• Colours: Beige\nDimensions: 25m x 5cm  \nPackaging requirements: 25m roll                                                                                                                                               \nEstimated usage: 1","Yes, representative sample for items 49.1 to 49.8          ",null,"Per roll"]
["ITEM-49.7",173618,"Stretch loop, 5cm, non-adhesive (equivalent to velcro)\n• Stretch loop \n• Elastic loop provides even tension\n• Made of rubber with soft edges\n• Moderate resistance to stretch for securing splints\n• Snug fit and secure closure\n• Mates with all Velcro type hook strapping\n• Colours: Dark Brown\nDimensions: 25m x 5cm  \nPackaging requirements: 25m roll                                                                                                                                               \nEstimated usage: 1","Yes, representative sample for items 49.1 to 49.8          ",null,"Per roll"]
["ITEM-49.8","New","Stretch loop, 5cm, non-adhesive (equivalent to velcro)\n• Stretch loop \n• Elastic loop provides even tension\n• Made of rubber with soft edges\n• Moderate resistance to stretch for securing splints\n• Snug fit and secure closure\n• Mates with all Velcro type hook strapping\n• Colours: Black\nDimensions: 25m x 5cm  \nPackaging requirements: 25m roll                                                                                                                                               \nEstimated usage: 1","Yes, representative sample for items 49.1 to 49.8          ",null,"Per roll"]
["ITEM 50","Soft loop, non-adhesive (equivalent to velcro)"]
["ITEM-50.1",156523,"Soft loop,  2.5cm, non-adhesive (equivalent to velcro)\n Loop – 2.5cm wide\n• Soft\n• Non-abrasive loop Velcro\n• Highly durable\n• Maximum bonding capability \n• Colours: white\nDimensions: 25m x 2,5cm  \nPackaging requirements: 25m roll                                                                                                                                                \nEstimated usage: 39\n","Yes, representative sample for items 50.1 to 50.6           ",null,"Per roll"]
["ITEM-50.2",156525,"Soft loop, 5cm, non-adhesive (equivalent to velcro)\n Loop – 5cm wide\n• Soft\n• Non-abrasive loop Velcro\n• Highly durable\n• Maximum bonding capability \n• Colours: white\nDimensions: 25m x 5cm  \nPackaging requirements: 25m roll                                                                                                                                                \nEstimated usage: 50\n","Yes, representative sample for items 50.1 to 50.6           ",null,"Per roll"]
["ITEM-50.3",156524,"Soft loop, 2.5cm, non-adhesive (equivalent to velcro)\n Loop – 2.5cm wide\n• Soft\n• Non-abrasive loop Velcro\n• Highly durable\n• Maximum bonding capability \n• Colours: beige\nDimensions: 25m x 2,5cm  \nPackaging requirements: 25m roll                                                                                                                                                \nEstimated usage: 9\n","Yes, representative sample for items 50.1 to 50.6           ",null,"Per roll"]
["ITEM-50.4",156526,"Soft loop 5cm non-adhesive (equivalent to velcro)\n Loop – 5cm wide\n• Soft\n• Non-abrasive loop Velcro\n• Highly durable\n• Maximum bonding capability \n• Colours: beige\nDimensions: .• 25m x 5cm  \nPackaging requirements: • 25m reel                                                                                                                                               \nEstimated usage: 9\n","Yes, representative sample for items 50.1 to 50.6           ",null,"Per roll"]
["ITEM-50.5",174266,"Soft loop, 2.5cm. non-adhesive (equivalent to velcro)\n Loop – 2.5cm wide\n• Soft\n• Non-abrasive loop Velcro\n• Highly durable\n• Maximum bonding capability \n• Colours: Dark Brown\nDimensions: 25m x 2,5cm  \nPackaging requirements: 25m roll                                                                                                                                                \nEstimated usage: 1\n","Yes, representative sample for items 50.1 to 50.6           ",null,"Per roll"]
["ITEM-50.6",174269,"Soft loop, 5cm, non-adhesive (equivalent to velcro)\n Loop – 5cm wide\n• Soft\n• Non-abrasive loop Velcro\n• Highly durable\n• Maximum bonding capability \n• Colours: Dark Brown\nDimensions: 25m x 5cm  \nPackaging requirements: 25m roll                                                                                                                                                \nEstimated usage:  1\n","Yes, representative sample for items 50.1 to 50.6           ",null,"Per roll"]
["ITEM 51","Loop, non-adhesive (equivalent to velcro)"]
["ITEM-51.1",164587,"Loop, non-adhesive, 2.5cm (equivalent to velcro)\nLoop, non-adhesive, nylon\nColours: White                                                                                                                                                                                      Dimensions: 50m x 2,5cm                                                                                                                                                                Packaging requirements: Per roll\nEstimated quantity: 90 rolls over range of sizes","Yes, representative sample for items 51.1 to 51.10           ",null,"Per roll"]
["ITEM-51.2",164588,"Loop, non-adhesive, 5cm (equivalent to velcro)\nLoop, non-adhesive, nylon\nColours: White                                                                                                                                                                                                                       Dimensions: 50m x 5cm                                                                                                                                                                                             Packaging requirements: Per roll\nEstimated quantity: 90 rolls over range of sizes","Yes, representative sample for items 51.1 to 51.10           ",null,"Per roll"]
["ITEM-51.3",118877,"Loop, non-adhesive, 2cm (equivalent to velcro)\nLoop, non-adhesive, nylon\nColours: White                                                                                                                                                                                 Dimensions: 50m x 2cm                                                                                                                                                                Packaging requirements: Per roll\nEstimated quantity: 90 rolls over range of sizes","Yes, representative sample for items 51.1 to 51.10           ",null,"Per roll"]
["ITEM-51.4",118265,"Loop, non-adhesive, 2.5cm (equivalent to velcro)\nLoop, non-adhesive, nylon\nColours: Beige                                                                                                                                                                    Dimensions: 50m x 2,5cm                                                                                                                                                             Packaging requirements: Per roll\nEstimated quantity: 90 rolls over range of sizes","Yes, representative sample for items 51.1 to 51.10           ",null,"Per roll"]
["ITEM-51.5",118264,"Loop, non-adhesive, 5cm (equivalent to velcro)\nLoop, non-adhesive, nylon\nColours: Beige                                                                                                                                                                                    Dimensions: 50m x 5cm                                                                                                                                                         Packaging requirements: Per roll\nEstimated quantity: 90 rolls over range of sizes","Yes, representative sample for items 51.1 to 51.10           ",null,"Per roll"]
["ITEM-51.6",173614,"Loop, non-adhesive, 2cm (equivalent to velcro)\nLoop, non-adhesive, nylon\nColours: Brown                                                                                                                                                                       Dimensions: 50m x 2cm                                                                                                                                                                     Packaging requirements: Per roll\nEstimated quantity: 90 rolls over range of sizes","Yes, representative sample for items 51.1 to 51.10           ",null,"Per roll"]
["ITEM-51.7",171336,"Loop, non-adhesive, 2.5cm (equivalent to velcro)\nLoop, non-adhesive, nylon\nColours: Brown                                                                                                                                                                                                            Dimensions: 50m x 2,5cm                                                                                                                                                                                                Packaging requirements: Per roll\nEstimated quantity: 90 rolls over range of sizes","Yes, representative sample for items 51.1 to 51.10           ",null,"Per roll"]
["ITEM-51.8",171326,"Loop, non-adhesive, 5cm (equivalent to velcro)\nLoop, non-adhesive, nylon\nColours: Brown                                                                                                                                                                                                               Dimensions: 50m x 5cm                                                                                                                                                                                                       Packaging requirements: Per roll\nEstimated quantity: 90 rolls over range of sizes","Yes, representative sample for items 51.1 to 51.10           ",null,"Per roll"]
["ITEM-51.9",164567,"Loop, non-adhesive, 2.5cm (equivalent to velcro)\nLoop, non-adhesive, nylon\nColours: Black                                                                                                                                                                 Dimensions: 50m x 2,5cm                                                                                                                                                                                               Packaging requirements: Per roll\nEstimated quantity: 90 rolls over range of sizes","Yes, representative sample for items 51.1 to 51.10           ",null,"Per roll"]
["ITEM-51.10",164569,"Loop, non-adhesive, 5cm (equivalent to velcro)\nLoop, non-adhesive, nylon\nColours: Black                                                                                                                                                                   Dimensions: 50m x 5cm                                                                                                                                                          Packaging requirements: Per roll\nEstimated quantity: 90 rolls over range of sizes","Yes, representative sample for items 51.1 to 51.10           ",null,"Per roll"]
["ITEM 52","Hook, non-adhesive (equivalent to velcro)"]
["ITEM-52.1",164561,"Hook, non-adhesive, 2.5cm (equivalent to velcro)\nHook, non-adhesive, nylon\nColours: White                                                                                                                                                                   Dimensions:  50m x 2,5cm                                                                                                                                                               Packaging requirements: Per roll\nEstimated quantity: 25 rolls over range of sizes","Yes, representative sample for items 52.1 to 52.12            ",null,"Per roll"]
["ITEM-52.2",156527,"Hook, non-adhesive, 2.5cm (equivalent to velcro)\nHook, non-adhesive, nylon\nColours: White                                                                                                                                                                   Dimensions:  25m x 2.5cm                                                                                                                                                               Packaging requirements: Per roll\nEstimated quantity: 25 rolls over range of sizes","Yes, representative sample for items 52.1 to 52.12            ",null,"Per roll"]
["ITEM-52.3",164563,"Hook, non-adhesive, 5cm (equivalent to velcro)\nHook, non-adhesive, nylon\nColours: White                                                                                                                                                                   Dimensions:  50m x 5cm                                                                                                                                                               Packaging requirements: Per roll\nEstimated quantity: 25 rolls over range of sizes","Yes, representative sample for items 52.1 to 52.12            ",null,"Per roll"]
["ITEM-52.4",156529,"Hook, non-adhesive, 5cm (equivalent to velcro)\nHook, non-adhesive, nylon\nColours: White                                                                                                                                                                   Dimensions:  25m x 5cm                                                                                                                                                               Packaging requirements: Per roll\nEstimated quantity: 25 rolls over range of sizes","Yes, representative sample for items 52.1 to 52.12            ",null,"Per roll"]
["ITEM-52.5",156528,"Hook, non-adhesive, 2.5cm (equivalent to velcro)\nHook, non-adhesive, nylon\nColours: Beige                                                                                                                                                                   Dimensions:  25m x 2.5cm                                                                                                                                                               Packaging requirements: Per roll\nEstimated quantity: 25 rolls over range of sizes","Yes, representative sample for items 52.1 to 52.12            ",null,"Per roll"]
["ITEM-52.6",156530,"Hook, non-adhesive, 5cm (equivalent to velcro)\nHook, non-adhesive, nylon\nColours: Beige                                                                                                                                                                   Dimensions:  25m x 5cm                                                                                                                                                               Packaging requirements: Per roll\nEstimated quantity: 25 rolls over range of sizes","Yes, representative sample for items 52.1 to 52.12            ",null,"Per roll"]
["ITEM-52.7",171299,"Hook, non-adhesive, 2.5cm (equivalent to velcro)\nHook, non-adhesive, nylon\nColours: Brown                                                                                                                                                                    Dimensions:  50m x 2.5cm                                                                                                                                                               Packaging requirements: Per roll\nEstimated quantity: 25 rolls over range of sizes","Yes, representative sample for items 52.1 to 52.12            ",null,"Per roll"]
["ITEM-52.8",171311,"Hook, non-adhesive, 5cm (equivalent to velcro)\nHook, non-adhesive, nylon\nColours: Brown                                                                                                                                                                                                                    Dimensions:  50m x 5cm                                                                                                                                                                                                          Packaging requirements: Per roll\nEstimated quantity: 25 rolls over range of sizes","Yes, representative sample for items 52.1 to 52.12            ",null,"Per roll"]
["ITEM-52.9",173612,"Hook, non-adhesive, 2.5cm (equivalent to velcro)\nHook, non-adhesive, nylon\nColours: Dark Brown                                                                                                                                                                    Dimensions:  25m x 2.5cm                                                                                                                                                               Packaging requirements: Per roll\nEstimated quantity: 25 rolls over range of sizes","Yes, representative sample for items 52.1 to 52.12            ",null,"Per roll"]
["ITEM-52.10",173613,"Hook, non-adhesive, 5cm (equivalent to velcro)\nHook, non-adhesive, nylon\nColours: Dark Brown                                                                                                                                                                    Dimensions:  25m x 5cm                                                                                                                                                               Packaging requirements: Per roll\nEstimated quantity: 25 rolls over range of sizes","Yes, representative sample for items 52.1 to 52.12            ",null,"Per roll"]
["ITEM-52.11",164557,"Hook, non-adhesive, 2.5cm (equivalent to velcro)\nHook, non-adhesive, nylon\nColours: Black                                                                                                                                                                                                                    Dimensions:  50m x 2,5cm                                                                                                                                                                                                                             Packaging requirements: Per roll\nEstimated quantity: 25 rolls over range of sizes","Yes, representative sample for items 52.1 to 52.12            ",null,"Per roll"]
["ITEM-52.12",164560,"Hook, non-adhesive, 5cm (equivalent to velcro)\nHook non adhesive nylon\nColours: Black                                                                                                                                                                                 Dimensions: 50m x 5cm                                                                                                                                                             Packaging requirements: Per roll\nEstimated quantity: 25 rolls over range of sizes","Yes, representative sample for items 52.1 to 52.12            ",null,"Per roll"]
["ITEM 53","Self adhesive loop (equivalent to velcro)"]
["ITEM-53.1",173615,"Self adhesive loop 2.5cm (equivalent to velcro)\nLoop – 2.5cm self adhesive, nylon\n• Maximum bonding capability \n• Colours: white\n• Highly durable                                                                                                                                                                                                             Dimensions: 25m x 2.5cm  \nPackaging requirements: 25m roll                                                                                                                                                                                        Estimated usage: 8                                                                                                                                        \n","Yes, representative sample for items 53.1 to 53.8           ",null,"Per roll"]
["ITEM-53.2",171273,"Self adhesive loop 5cm (equivalent to velcro)                                                                                                                                                                                                                     Loop - 5cm self adhesive, nylon \n• Maximum bonding capability \n• Colours: white\n• Highly durable                                                                                                                                                                                                                                                    Dimensions: 50m x 5cm                                                                                                                                                         Packaging requirements: Per roll\nEstimated quantity: 45 rolls over range of sizes","Yes, representative sample for items 53.1 to 53.8           ",null,"Per roll"]
["ITEM-53.3",118878,"Self adhesive loop 2.5cm (equivalent to velcro)\nLoop - 2.5cm self adhesive, nylon\n• Maximum bonding capability \n• Colours: beige\n• Highly durable                                                                                                                                                                                                      Dimensions: 50m x 2.5cm                                                                                                                                                         Packaging requirements: Per roll\nEstimated quantity: 45 rolls over range of sizes","Yes, representative sample for items 53.1 to 53.8           ",null,"Per roll"]
["ITEM-53.4",118879,"Self adhesive loop 5cm (equivalent to velcro)\nLoop - 5cm self adhesive, nylon                                                                                                    • Maximum bonding capability \n• Colours: beige \n• Highly durable                                                                                                                                                                                                                                      Dimensions: 50m x 5cm                                                                                                                                                               Packaging requirements: Per roll\nEstimated quantity: 45 rolls over range of sizes","Yes, representative sample for items 53.1 to 53.8           ",null,"Per roll"]
["ITEM-53.5",171336,"Self adhesive loop 2.5cm (equivalent to velcro)\nLoop - 2.5cm self adhesive, nylon\n• Maximum bonding capability \n• Colours: brown \n• Highly durable                                                                                                                                                                                                                       Dimensions: 50m x 2.5cm                                                                                                                                                                                                                      Packaging requirements: Per roll\nEstimated quantity: 45 rolls over range of sizes","Yes, representative sample for items 53.1 to 53.8           ",null,"Per roll"]
["ITEM-53.6",171279,"Self adhesive loop 5 cm ()equivalent to velcro\nLoop - 5cm self adhesive, nylon \n• Maximum bonding capability \n• Colours: brown \n• Highly durable                                                                                                                                                                                                         Dimensions: 50m x 5cm                                                                                                                                                           Packaging requirements: Per roll\nEstimated quantity: 45 rolls over range of sizes","Yes, representative sample for items 53.1 to 53.8           ",null,"Per roll"]
["ITEM-53.7",171284,"Self adhesive loop 2.5 cm (equivalent to velcro)\nLoop - 2.5cm self adhesive, nylon \n• Maximum bonding capability \n• Colours: black \n• Highly durable                                                                                                                                                                                                                      Dimensions: 50m x 2.5cm                                                                                                                                                                                                Packaging requirements: Per roll\nEstimated requirements: 45 rolls over range of sizes","Yes, representative sample for items 53.1 to 53.8           ",null,"Per roll"]
["ITEM-53.8",171289,"Self adhesive loop 5 cm (equivalent to velcro)\nLoop - 5cm self adhesive, nylon \n• Maximum bonding capability \n• Colours: black \n• Highly durable                                                                                                                                                                                                               Dimensions: 50m x 5cm                                                                                                                                                                Packaging requirements: Per roll\nEstimated quantity: 45 rolls over range of sizes","Yes, representative sample for items 53.1 to 53.8           ",null,"Per roll"]
["ITEM 54","Hook self adhesive (equivalent to velcro)"]
["ITEM-54.1",156531,"Hook self adhesive 2cm (equivalent to velcro)\nHook – 2cm self adhesive\n• Maximum bonding capability \n• Colours: white\n• Highly durable                                                                                                                                                                                                             Dimensions:  25m x 2cm  \nPackaging requirements: • 25m reel                                                                                                                                               \nEstimated usage: 0","Yes, representative sample for items 54.1 to 54.15           ",null,"Per roll"]
["ITEM-54.2",156533,"Hook self adhesive 2,5cm (equivalent to velcro)\nHook – 2,5cm self adhesive\n• Maximum bonding capability \n• Colours: white\n• Highly durable                                                                                                                                                                                                             Dimensions: 25m x 2,5cm  \nPackaging requirements: • 25m reel                                                                                                                                                                                       Estimated usage: 42                                                                                                                                         \n","Yes, representative sample for items 54.1 to 54.15           ",null,"Per roll"]
["ITEM-54.3",171270,"Hook self adhesive 2,5cm (equivalent to velcro)\nHook - 2,5cm self adhesive\nMaximum bonding capability \n• Colours: white\n• Highly durable                                                                                                                                                                                                                                                          Dimensions: 50m x 2,5cm                                                                                                                                                                                                      Packaging requirements: Per roll                           \nEstimated quantity: 45 rolls over range of sizes","Yes, representative sample for items 54.1 to 54.15           ",null,"Per roll"]
["ITEM-54.4",156535,"Hook self adhesive 5cm (equivalent to velcro)\nHook – 5cm self adhesive\n• Maximum bonding capability \n• Colours: white\n• Highly durable                                                                                                                                                                                                             Dimensions: 25m x 5cm  \nPackaging requirements: 25m roll                                                                                                                                                \nEstimated usage: 11\n","Yes, representative sample for items 54.1 to 54.15           ",null,"Per roll"]
["ITEM-54.5",164583,"Hook self adhesive 5cm (equivalent to velcro)\nHook - 5cm self adhesive.\n• Maximum bonding capability \n• Colours: white\n• Highly durable                                                                                                                                                                                                      Dimensions:  50m x 5cm                                                                                                                                                                  Packaging requirements: Per roll\nEstimated quantity: 10 rolls over range of sizes","Yes, representative sample for items 54.1 to 54.15           ",null,"Per roll"]
["ITEM-54.6",156532,"Hook self adhesive 2cm (equivalent to velcro)\nHook – 2cm self adhesive\n• Maximum bonding capability \n• Colours: beige\n• Highly durable                                                                                                                                                                                                             Dimensions: 25m x 2cm  \nPackaging requirements: • 25m reel                                                                                                                                               \nEstimated usage: 1","Yes, representative sample for items 54.1 to 54.15           ",null,"Per roll"]
["ITEM-54.7",156534,"Hook self adhesive 2,5cm (equivalent to velcro)\nHook – 2,5cm self adhesive\n• Maximum bonding capability \n• Colours: beige\n• Highly durable                                                                                                                                                                                                             Dimensions: 25m x 2,5cm  \nPackaging requirements: 25m roll                                                                                                                                                \nEstimated usage:  1","Yes, representative sample for items 54.1 to 54.15           ",null,"Per roll"]
["ITEM-54.8",156536,"Hook self adhesive 5cm equivalent to velcro\nHook – 5cm self adhesive\n• Maximum bonding capability \n• Colours: beige\n• Highly durable                                                                                                                                                                                                             Dimensions: 25m x 5cm  \nPackaging requirements: 25m roll                                                                                                                                                \nEstimated usage: 9\n","Yes, representative sample for items 54.1 to 54.15           ",null,"Per roll"]
["ITEM-54.9",173614,"Hook self adhesive 2cm (equivalent to velcro)\nHook – 2cm self adhesive\n• Maximum bonding capability \n• Colours: Dark Brown\n• Highly durable                                                                                                                                                                                                             Dimensions: 25m x 2cm  \nPackaging requirements: 25m roll                                                                                                                                                \nEstimated usage: 1","Yes, representative sample for items 54.1 to 54.15           ",null,"Per roll"]
["ITEM-54.10",174272,"Hook self-adhesive 2,5cm (equivalent to velcro)\nHook – 2,5cm self adhesive\n• Maximum bonding capability \n• Colours: Dark Brown\n• Highly durable                                                                                                                                                                                                             Dimensions: 25m x 2,5cm  \nPackaging requirements: 25m roll                                                                                                                                               \nEstimated usage: 1","Yes, representative sample for items 54.1 to 54.15           ",null,"Per roll"]
["ITEM-54.11",173616,"Hook self adhesive 5cm (equivalent to velcro)\nHook – 5cm self adhesive\n• Maximum bonding capability \n• Colours: Dark Brown\n• Highly durable                                                                                                                                                                                                             Dimensions: 25m x 5cm  \nPackaging requirements: 25m roll                                                                                                                                                \nEstimated usage:  1\n","Yes, representative sample for items 54.1 to 54.15           ",null,"Per roll"]
["ITEM-54.12",164584,"Hook self adhesive 2,5cm (equivalent to velcro)\nHook - 2,5cm self adhesive.\n• Maximum bonding capability \n• Colours: Brown\n• Highly durable              \nDimensions:  50m x 2,5cm                                                                                                                                                                   Packaging requirements: Per roll\nEstimated quantity: 10 rolls over range of sizes","Yes, representative sample for items 54.1 to 54.15           ",null,"Per roll"]
["ITEM-54.13",164586,"Hook self adhesive 5cm (equivalent to velcro)\nHook - 5cm self adhesive.\n• Maximum bonding capability \n• Colours: Brown\n• Highly durable                                                                                                                                                                                      Dimensions:  50m x 5cm                                                                                                                                                                            Packaging requirements: Per roll\nEstimated requirements: 10 rolls over range of sizes","Yes, representative sample for items 54.1 to 54.15           ",null,"Per roll"]
["ITEM-54.14",164557,"Hook self adhesive 2,5cm (equivalent to velcro)\nHook - 2,5cm self adhesive.                                                                                                     • Maximum bonding capability \n• Colours: Brown\n• Highly durable                                                                                                                                                                                                                                     Dimensions:  50m x 2,5cm                                                                                                                                                           Packaging requirements: Per roll\nEstimated requirements: 10 rolls over range of sizes","Yes, representative sample for items 54.1 to 54.15           ",null,"Per roll"]
["ITEM-54.15",171268,"Hook self adhesive 5cm (equivalent to velcro)\nHook - 5cm self adhesive.                                                                                                        • Maximum bonding capability \n• Colours: Brown\n• Highly durable                                                                                                                                                                                                       Dimensions:  50m x 5cm                                                                                                                                                            Packaging requirements: Per roll\nEstimated quantity: 10 rolls over range of sizes","Yes, representative sample for items 54.1 to 54.15           ",null,"Per roll"]
["ITEM 55","Hook maximum bonding (equivalent to velcro)"]
["ITEM-55.1",156527,"Hook, maximum bonding, 2.5cm (equivalent to velcro)\nHook – 2.5cm wide \n• Highly durable\n• Maximum bonding capability \n• Colours: white\nDimensions: 25m x 2.5cm  \nPackaging requirements: 25m roll                                                                                                                                                \nEstimated usage: 2\n","Yes, representative sample for items 55.1 to 55.8             ",null,"Per roll"]
["ITEM-55.2",164563,"Hook, maximum bonding, 5cm (equivalent to velcro)\nHook - 5cm wide                                                                                                                     • Highly durable\n• Maximum bonding capability \n• Colours: white                                                                                                                                                                     Dimensions:  50m x 5cm                                                                                                                                                            Packaging requirements: Per roll\nEstimated quantity: 25 rolls over range of sizes","Yes, representative sample for items 55.1 to 55.8             ",null,"Per roll"]
["ITEM-55.3",156529,"Hook, maximum bonding, 5cm (equivalent to velcro)\nHook – 5cm wide \n• Highly durable\n• Maximum bonding capability \n• Colours: white \nDimensions: 25m x 5cm  \nPackaging requirements: 25m roll                                                                                                                                                \nEstimated usage: 3\n","Yes, representative sample for items 55.1 to 55.8             ",null,"Per roll"]
["ITEM-55.4",156528,"Hook, maximum bonding, 2.5cm (equivalent to velcro)\nHook – 2.5cm wide \n• Highly durable\n• Maximum bonding capability \n• Colours: beige \nDimensions: 25m x 2.5cm  \nPackaging requirements: 25m roll                                                                                                                                                \nEstimated usage: 1\n","Yes, representative sample for items 55.1 to 55.8             ",null,"Per roll"]
["ITEM-55.5",156530,"Hook, maximum bonding, 5cm (equivalent to velcro)\nHook – 5cm wide \n• Highly durable\n• Maximum bonding capability \n• Colours: beige \nDimensions: 25m x 5cm  \nPackaging requirements: 25m roll                                                                                                                                                \nEstimated usage: 1\n","Yes, representative sample for items 55.1 to 55.8             ",null,"Per roll"]
["ITEM-55.6",171299,"Hook, maximum bonding, 2.5cm (equivalent to velcro)\nHook - 2.5cm wide                                                                                                                 • Highly durable\n• Maximum bonding capability \n• Colours: brown                                                                                                                                                                 Dimensions:  50m x 2.5cm                                                                                                                                                    Packaging requirements: Per roll\nEstimated quantity: 25 rolls over range of sizes","Yes, representative sample for items 55.1 to 55.8             ",null,"Per roll"]
["ITEM-55.7",173612,"Hook, maximum bonding, 2.5cm (equivalent to velcro)\nHook – 2.5cm wide \n• Highly durable\n• Maximum bonding capability \n• Colours: Dark Brown\nDimensions: 25m x 2.5cm  \nPackaging requirements: 25m roll                                                                                                                                                \nEstimated usage:  1\n","Yes, representative sample for items 55.1 to 55.8             ",null,"Per roll"]
["ITEM-55.8",173613,"Hook, maximum bonding, 5cm (equivalent to velcro)\nHook – 5cm wide \n• Highly durable\n• Maximum bonding capability \n• Colours: Dark Brown\nDimensions: 25m x 5cm  \nPackaging requirements: 25m roll                                                                                                                                                \nEstimated usage:  1\n","Yes, representative sample for items 55.1 to 55.8             ",null,"Per roll"]
["ITEM 56","Self gripping (equivalent to velcro)"]
["ITEM-56.1","New","Self gripping 25mm (equivalent to velcro)\nSelf gripping, with integrated hook and loops that adheres to itself.\nHighly durable. Maximum bonding capability. \nColour: Tan/beige\nDimensions: 25m x 25mm  \nPackaging requirements: 25m roll                                                                                                                                                \nEstimated usage: New\n","Yes, representative sample for items 56.1 to 56.6           ",null,"Per roll"]
["ITEM-56.2","New","Self gripping 50mm (equivalent to velcro)\nSelf gripping, with integrated hook and loops that adheres to itself.\nHighly durable. Maximum bonding capability. \nColour: Tan/beige\nDimensions: 25m x 50mm  \nPackaging requirements: 25m roll                                                                                                                                                \nEstimated usage: New\n","Yes, representative sample for items 56.1 to 56.6           ",null,"Per roll"]
["ITEM-56.3","New","Self gripping 25mm (equivalent to velcro)\nSelf gripping, with integrated hook and loops that adheres to itself.\nHighly durable. Maximum bonding capability. \nColour: Black\nDimensions: 25m x 25mm  \nPackaging requirements: 25m roll                                                                                                                                                \nEstimated usage: New\n","Yes, representative sample for items 56.1 to 56.6           ",null,"Per roll"]
["ITEM-56.4","New","Self gripping 50mm (equivalent to velcro)\nSelf gripping, with integrated hook and loops that adheres to itself.\nHighly durable. Maximum bonding capability. \nColour: Black\nDimensions: 25m x 50mm  \nPackaging requirements: 25m roll                                                                                                                                                \nEstimated usage: New\n","Yes, representative sample for items 56.1 to 56.6           ",null,"Per roll"]
["ITEM-56.5","New","Self gripping 25mm (equivalent to velcro)\nSelf gripping, with integrated hook and loops that adheres to itself.\nHighly durable. Maximum bonding capability. \nColour: White\nDimensions: 25m x 25mm  \nPackaging requirements: 25m roll                                                                                                                                                \nEstimated usage: New\n","Yes, representative sample for items 56.1 to 56.6           ",null,"Per roll"]
["ITEM-56.6","New","Self gripping 50mm (equivalent to velcro)\nSelf gripping, with integrated hook and loops that adheres to itself.\nHighly durable. Maximum bonding capability. \nColour: White\nDimensions: 25m x 50mm  \nPackaging requirements: 25m roll                                                                                                                                                \nEstimated usage: New\n","Yes, representative sample for items 56.1 to 56.6           ",null,"Per roll"]
["ITEM 57","Silicon Gel Sheets"]
["ITEM-57.1",118267,"Silicon Gel Sheets                                                                                                                                                                                                        Reduce the appearance of scars;                                                                                                                                                                                                    Re-usable;                                                                                                                                                                                                                                    Self- adhesive;                                                                                                                                                                                        Dimensions: 12 x 15cm                                                                                                                                                                                               Packaging Requirements: Pack of 10 sheets                                                                                                              Estimated usage: 1","Yes",null,"Per pack"]
["ITEM 58","Silicon"]
["ITEM-58.1","New","Silicon Gel 15ml                                                                                                                                                                                                      Reduce the appearance of scars; improves pliability and mobility                                                                           Self drying silicon topical gel that is absorbable by the skin and can be applied to microporous tape                                                                                                                                 Ingredients: Silicon gel, centella, asiatica                                                                                                                                                                                                                                                                                                                                                                                                                                                                                                                                                                                                                    Dimensions: 15ml tube                                                                                                                                                                                           Packaging Requirements: Pack of 5                                                                                                              Estimated usage:1","Yes, representative sample for items 58.1 and 58.2           ",null,"Per pack"]
["ITEM-58.2","New","Silicon Gel 50ml                                                                                                                                                                                                       Reduce the appearance of scars; improves pliability and mobility                                                                           Self drying silicon topical gel that is absorbable by the skin and can be applied to microporous tape                                                                                                                                   Ingredients: Silicon gel, centella, asiatica                                                                                                                                                                                                                                                                                                                                                                                                                                                                                                                                                                                                                    Dimensions: 50ml tube                                                                                                                                                                                           Packaging Requirements: Each                                                                                                               Estimated usage:1","Yes, representative sample for items 58.1 and 58.2           ",null,"Each"]
["ITEM-58.3","New","Silicon Spray                                                                                                                                                                                                  Treatment of scars to improve pliability, motility and appearance.                                                                         Self drying silicon spray                                                                                                                      Ingredients: Silicon dioxide, polysiloxanes.                                                                                                                                                                                                                                                                                                                                                                                                                                                                                                                                                                                                                    Dimensions: 100ml Aerosol Can                                                                                                                                                                                           Packaging Requirements: Box of 6                                                                                                              Estimated usage: 1","Yes",null,"Per box"]
["ITEM 59 ","Squeeze Ball"]
["ITEM-59.1",118263,"Squeeze Ball Hand Exerciser 6 cm                                                                                                                                                  Palm size ball;                                                                                                                                                                                                                                                            Returns to original diameter;                                                                                                                                                                                                                    Dimensions: 6cm diameter                                                                                                                                                                                                              Packaging Requirements: Each                                                                                                                                         Estimated usage: 1","Yes",null,"Each"]
["ITEM 60","Pen and Pencil holder"]
["ITEM-60.1",118194,"Pen and Pencil holder                                                                                                                                                                                                   Soft PVC moulding that fits onto a normal sized pen/pencil to make them easier to grip and control writing.                                                                                                                                      Dimensions: Internal Diameter 8mm.                                                                                                                                                                                            Packaging Requirements: Pack of 3                                                                                                                                                                               Estimated usage: 1","Yes",null,"Per pack"]
["ITEM 61","Long-Handled sponge   "]
["ITEM-61.1",118193,"Long-Handled sponge                                                                                                                                                                                                                 Mounted on plastic mouldable handle;                                                                                                                                                                                         Dimensions: Length 57.2cm.                                                                                                                                                                                        Packaging Requirements: Each                                                                                                                                                                                                                Estimated usage: 1","Yes, representative sample for items 61.1 and 61.2           ",null,"Each"]
["ITEM-61.2","New","Long-Handled sponge                                                                                                                                                                                                                 Mounted on plastic mouldable handle;                                                                                                                                                                                         Dimensions: Length of more than 60cm                                                                                                                                                                                        Packaging Requirements: Each                                                                                                                                                                                                                Estimated usage: 1","Yes, representative sample for items 61.1 and 61.2           ",null,"Each"]
["ITEM 62","Sock Aid"]
["ITEM-62.1",118192,"Sock Aid                                                                                                                                                                                                                                      Cord attached assists in pulling up sock over foot;                                                                                                                                                                      Cord style;                                                                                                                                                                                                                                                                    Dimensions: Width 10cm; Cord style 25.5cm.                                                                                                                                                                                          Packaging Requirements: Each                                                                                                                                                                                                               Estimated usage: 1","Yes",null,"Each"]
["ITEM 63","Button hook and Zip puller"]
["ITEM-63.1",118191,"Button hook and Zip puller                                                                                                                                                                                                         Assist in tying buttons and pulling up zips with one hand.                                                                                                                                                                                 Packaging Requirements: Each                                                                                                                                                                                                                   Estimated usage: 1","Yes",null,"Each"]
["ITEM 64","Plate guard"]
["ITEM-64.1",118741,"Plate guard                                                                                                                                                                                                                                    Fits around ordinary plate to assist with one handed eating;                                                                                             Microwave and Dishwasher safe.                                                                                                                                                                                                          Dimensions: 19 to 25cm                                                                                                                                                                                                                           Packaging Requirements: Each                                                                                                                                                                               Estimated usage: 1","Yes",null,"Each"]
["ITEM 65","Finger coil spring"]
["ITEM-65.1",118190,"Finger coil spring                                                                                                                                                                                                                                                    stainless steel spring;                                                                                                                                                                                                                               Gauge 0,7mm;                                                                                                                                                                                                                                            Dimensions: Coil Diameter of 5mm.                                                                                                                                                                                                                                                                                                                                                                                                    Packaging Requirements: Pack of 10                                                                                                                                                                                                   Estimated usage: 1","Yes",null,"Per pack"]
["ITEM 66","Knuckle bender coil spring"]
["ITEM-66.1",118188,"Knuckle bender coil spring                                                                                                                                                                                                            Stainless steel spring;                                                                                                                                                                                                              Designed to assist intrinsic muscle weakness;                                                                                                                                                                                                         Gauge 1mm. Torque  force at full finger extension: ca.1000g.cm                                                                                                                                                                                                                                      Dimensions: Coil Diameter 1cm.                                                                                                                                                                                                         Packaging Requirements: Pack of 10                                                                                                                                                                                                                              Estimated usage: 1","Yes",null,"Per pack"]
["ITEM 67","Finger extension assist"]
["ITEM-67.1",118187,"Finger extension assist                                                                                                                                                                                                                 Stainless steel spring; Assist in extending fingers.                                                                                                                                                                                     Gauge 1mm. At total finger flexion the spring is tightened up to a torque force of : ca.2000g.cm                                                                                                                                                                                                                                  Dimensions: Coil Diameter 4mm.                                                                                                                                                                                                                 Packaging Requirements: Pack of 10                                                                                                                                                                                        Estimated usage: 1","Yes",null,"Per pack"]
["ITEM 68","Wrist extension coil spring"]
["ITEM-68.1",118180,"Wrist extension coil spring                                                                                                                                                                                                  Stainless steel spring;                                                                                                                                                                                                                             Two toes - left and right.                                                                                                                                                                                                                                 Gauge 1,5 mm. Torque force when tightened over an angle of 130 degrees: 5000g.cm                                                                                                                                                                                                                                               Diameter: 15mm.                                                                                                                                                                                                                                     Packaging Requirements: Pack of 10 (5 left and 5 right)                                                                                                                                                                                               Estimated usage: 1","Yes",null,"Per pack"]
["ITEM 69","Plastic shoehorn"]
["ITEM 69.1",124872,"Plastic shoehorn                                                                                                                                                                                                                                                        To assist in putting on shoes.                                                                                                                                                                                                         Dimensions: Length 43cm; Weight 97g                                                                                                                                                                   Packaging Requirements: Each                                                                                                                                                                                                                Estimated usage: 1","Yes",null,"Each"]
["ITM 70","Webbing"]
["ITEM-70.1",156599,"Webbing 2.5cm \n• Cotton \n• Non-elastic\nDimensions: 2.5cm wide on a roll\nPackaging requirements: Single roll                                                                                                                                               \nEstimated usage: 6","Yes, representative sample for items 70.1 and 70.2           ",null,"Per roll"]
["ITEM-70.2",156600,"Webbing 5cm \n• Cotton \n• Non-elastic\nDimensions: 5cm wide on a roll\nPackaging requirements: Single roll                                                                                                                                                                                              Estimated usage: 6\n","Yes, representative sample for items 70.1 and 70.2           ",null,"Per roll"]
["item 71","Soft Cast   "]
["ITEM-71.1",178631,"Soft Cast                                                                                                                                                                                                                                                    • Semi-rigid casting tape                                                                                                                                                                                                                  Dimensions: 5cm width                                                                                                                                                                                                          Packaging requirements: Box of 10                                                                                                                                                               Estimated usage: 1","Yes, representative sample for items 71.1 to 71.3           ",null,"Per box"]
["ITEM-71.2",113434,"Soft Cast                                                                                                                                                                                                                                                    • Semi-rigid casting tape                                                                                                                                                                                                         Dimensions: 7,5cm width                                                                                                                                                                                                     Packaging requirements: Box of 10                                                                                                                                                               Estimated usage: 1","Yes, representative sample for items 71.1 to 71.3           ",null,"Per box"]
["ITEM-71.3",117664,"Soft Cast                                                                                                                                                                                                                                                    • Semi-rigid casting tape                                                                                                                                                                                                        Dimensions: 10cm width                                                                                                                                                                                                                   Packaging requirements: Box of 10                                                                                                                                                               Estimated usage: 1","Yes, representative sample for items 71.1 to 71.3           ",null,"Per box"]
["item 72","Elastic thread      "]
["ITEM-72.1",178638,"Elastic thread                                                                                                                                                                                                                            Stretch ability at least 200%; +/- 200g.                                                                                                                                                                                                                                               Dimensions: Spool of 10m                                                                                                                                                                                                                 Packaging Requirements: 10 meter                                                                                                                                                                          Estimated usage: 1","Yes",null,"Per spool"]
["ITEM-72.2",178639,"Elastic thread                                                                                                                                                                                                                                       Stretch ability at least 200%; +/- 400g.                                                                                                                                                                                          Dimensions: Spool of 10m                                                                                                                                                                                                                           Packaging Requirements: 10 meter                                                                                                                                                                                               Estimated usage: 1","Yes",null,"Per spool"]
["ITEM-72.3",117665,"Elastic thread                                                                                                                                                                                                                   Stretch ability at least 200%; +/- 600g.                                                                                                                                                                                                                                  Dimensions: Spool of 10m                                                                                                                                                                                                                             Packaging Requirements: 10 meter                                                                                                                                                                                                    Estimated usage: 1","Yes",null,"Per spool"]
["item 73","Thermoplastic tube"]
["ITEM-73.1",178644,"Thermoplastic tube bender \n• plastic bender without stress on the thumbs\n• Intended for bending thermoplastic orfitubes\nPackaging requirements: Single item                                                                                                                                                                                      Estimated usage: 1\n","Yes",null,"Per item"]
["ITEM-73.2",178659,"Thermoplastic tube\n• Thermoplastic tube intended for making dynamic hand orthoses \nDimensions: Length 33cm, external diameter 6,5mm, internal diameter 3,3mm\nPackaging requirements: Packet of 10 tubes with two wires                                                                                                                                                                          Estimated usage: 1\n","Yes",null,"Per packet"]
["ITEM 74","Outrigger Wire Copper Coated steel "]
["ITEM-74.1",113437,"Outrigger Wire Copper Coated steel, 1.6mm                                                                                                                                                                       Welding Rod 1.6mm                                                                                                                                                                                                         Bends easily with pliers or with bender                                                                                                                                       Length: 12 x 91cm                                                                                                                                                                                                 Packaging requirements: Pack of 10                                                                                                                                                                                                                      Estimated usage: 1","Yes, representative sample for items 74.1 to 74.3           ",null,"Per pack"]
["ITEM-74.2",113723,"Outrigger Wire Copper Coated steel, 2.4mm                                                                                                                                                                   Welding Rod 2.4mm                                                                                                                                                                                                                    Bends easily with pliers or with bender                                                                                                                                  Length: 12 x 91cm                                                                                                                                                                                                   Packaging requirements: Pack of 10                                                                                                                                                                                                 Estimated usage: 1","Yes, representative sample for items 74.1 to 74.3           ",null,"Per pack"]
["ITEM-74.3",113724,"Outrigger Wire Copper Coated steel, 3.2mm                                                                                                                                                                  Welding Rod 3.2mm                                                                                                                                                                                                          Bends easily with pliers or with bender                                                                                                                                        Length: 12 x 91cm                                                                                                                                                                                                      Packaging requirements: Pack of 10                                                                                                                                                                                      Estimated usage: 1","Yes, representative sample for items 74.1 to 74.3           ",null,"Per pack"]
["ITEM 75","Tap turners "]
["ITEM-75.1",156618,"Tap turners for cross type taps\n• Strong moulded tap turner used to open a cross shaped tap head with leverage\n• Hooks over the top of a ‘+’ type tap, to make it easy to turn. \n• Supplied as a pair for hot and cold taps.\nDimensions: Length ±140mm, Weight = 65g\nPackaging requirements: Per pair                                                                                                                                      \nEstimated usage: 54","Yes",null,"Per pair"]
["ITEM-75.2",156619,"Tap turners for crystal type taps\n• Highly durable tap turner which clamps around the top of cylindrical tap tops and provides the leverage to turn them easily\n• Barrel of the handle is spring loaded to allow the jaws to clamp down on the tap, which is gripped by soft non-slip rubber linings in the jaws. Jaws can also be locked in position.\n• Comfortable and easy to grip handle. \n• For use with taps up to 60 mm in diameters.\nDimensions: Closed length = 190mm, Weight = 112g\nPackaging requirements: Each                                                                                                                                 \nEstimated usage: 1","Yes",null,"Each"]
["ITEM 76","Bath bench"]
["ITEM-76.1",156628,"Bath bench\n• To fit over top of bath to facilitate transfer into bath / enable client to sit above bath to wash with hand shower.\n• Must be adjustable to fit any bath and fit / secure safely to bath.\nDimensions: To fit any bath\nPackaging requirements: Single unit                                                                                                                           \nEstimated usage: 1\n","Yes",null,"Each"]
["ITEM 77","Bath seat"]
["ITEM-77.1",156629,"Bath seat\n• Seat / bench which fits firmly into bath (seat ±½ way between bath rim and bottom of bath.  \n• Adjustable to fit firmly into contour of various standard baths to enable client to sit safely above the bottom of the bath or transfer safely into the bottom of the bath.\n• Non-slip handles.\nDimensions: To fit standard bath\nPackaging requirements: Single unit                                                                                                                           \nEstimated usage: 4","Yes",null,"Each"]
["ITEM 78","Rubber band post"]
["ITEM-78.1",156605,"Rubber band post \n• Used to anchor rubber bands                                                                                                                                                                    Dimensions: 6,4mm x 13mm \nPackaging requirements: Pack of 10                                                                                                                                                                                              Estimated usage: 10","Yes",null,"Per pack"]
["ITEM 79","Closed cell foam tubing for assistive devices"]
["ITEM-79.1",156606,"Closed cell foam tubing for assistive devices, Size 1\n• Closed cell foam tubing to build up tool & utensil handles to give greater control to people who lack coordination, strength or gripping ability\n• Slip resistant outer layer\n• Dishwasher safe\n• Can be cut to the required length\n• Available in bright colours\nDimensions: .• Length = 300mm, • Inner diameter = 6mm, • Outer diameter 22mm\nPackaging requirements: Pack of 6                                                                                                                                                                                           Estimated usage: 159","Yes, representative sample for items 79.1 to 79.3           ",null,"Pack of 6"]
["ITEM-79.2",156607,"Closed cell foam tubing for assistive devices, Size 2\n• Closed cell foam tubing to build up tool & utensil handles to give greater control to people who lack coordination, strength or gripping ability\n• Slip resistant outer layer\n• Dishwasher safe\n• Can be cut to the required length\n• Available in bright colours\nDimensions: .• Length = 300mm, • Inner diameter = 10mm, • Outer diameter 28mm\nPackaging requirements: Pack of 6                                                                                                                                          \nEstimated usage: 158","Yes, representative sample for items 79.1 to 79.3           ",null,"Pack of 6"]
["ITEM-79.3",156608,"Closed cell foam tubing for assistive devices, Size 3\n• Closed cell foam tubing to build up tool & utensil handles to give greater control to people who lack coordination, strength or gripping ability\n• Slip resistant outer layer\n• Dishwasher safe\n• Can be cut to the required length\n• Available in bright colours\nDimensions: .• Length = 300mm, • Inner diameter = 16mm, • Outer diameter 28mm\nPackaging requirements: Pack of 6                                                                                                                                          \nEstimated usage: 128","Yes, representative sample for items 79.1 to 79.3           ",null,"Pack of 6"]
["ITEM 80","Non slip rubber sheeting"]
["ITEM-80.1",156610,"Non slip rubber sheeting  \n• Non woven fabric, coated with non-slip properties.\n• Suitable for moulding or wrapping around an object.\nDimensions: 40cm x 9m x 1mm\nPackaging requirements: 9 meter roll                                                                                                                                                                                        Estimated usage: 3                                                                                                                                                      ","Yes",null,"Per roll"]
["ITEM 81","Adapted knife with dagger handle"]
["ITEM-81.1",156615,"Adapted knife with dagger handle with serrated blade\n• High quality stainless steel blade at ± 90º angle to handle to keep wrist in stress-free position. \n• Serrated edge- ideal for slicing bread. \n• Dishwasher safe.\nDimensions: • Blade length = 254mm, • Weight 125g\nPackaging requirements: Each                                                                                                                                        \nEstimated usage: 1","Yes",null,"Each"]
["ITEM-81.2",156616,"Adapted knife with dagger handle with scalloped blade\n• Stainless steel blade at ± 90º angle to handle to keep wrist in stress-free position.\n• Permanently sharp blade \n• Blade is ideal for cutting meat and vegetables\n• Dishwasher safe.\nDimensions: • Blade length = 203mm, • Weight 155g\nPackaging requirements: Each                                                                                                                                        \nEstimated usage:  1","Yes",null,"Each"]
["ITEM 82","Long handled reacher"]
["ITEM-82.1",156617,"Long handled reacher \n• Ultra light weight aluminium shaft\n• Assist those with restricted reach or mobility problems\n• Single moving jaw operated with a trigger action from the handle\nDimensions: •  Weight ±180 grams, • Length ± 600 mm \nPackaging requirements: Each                                                                                                                                        \nEstimated usage: 9","Yes",null,"Each"]
["ITEM 83","Raised toilet seat"]
["ITEM-83.1",156625,"Raised toilet seat\n• Light weight, plastic raised toilet seat with non-slip clips / brackets to attach firmly to / detach from most toilets easily. \n• Has a front cut-out to facilitate personal hygiene and a slight slope from back to front making sitting & rising easier.\n• Height-adjustable: can be raised 50mm, 100mm and 150mm above toilet rim\n• Moulded white polyethylene/ or similar compound that is chemically resilient, and easy to clean. \nDimensions: • To fit standard toilet, • Height from toilet rim 50mm, 100mm and 150mm.  \nPackaging requirements: Each                                                                                                                               \nEstimated usage: 71","Yes",null,"Each"]
["ITEM 84","Nylon D rings"]
["ITEM-84.1",162856,"Nylon D rings, 25mm, White\n• Nylon D-rings- rectangular\n• White\nDimensions: 25 mm\nPackaging requirements: 50 per pack                                                                                                                                                                      Estimated usage: 1                                                                                                                                                ","Yes, representative sample for items 84.1 and 84.2            ",null,"Per packet"]
["ITEM-84.2",162857,"Nylon D rings, 50mm, White\n• Nylon D-rings- rectangular\n• White\nDimensions: 50mm\nPackaging requirements: 25 per pack                                                                                                                                                                Estimated usage: 1                                                                                                                                                    ","Yes, representative sample for items 84.1 and 84.2            ",null,"Per packet"]
["ITEM 85","PATIENT TRANSFER ROLLBOARD"]
["ITEM-85.1",161149,"PATIENT TRANSFER ROLLBOARD, 170cm \nA patient transfer roller-slide to provide a painless and comfortable transfer for patients with special needs.\n Shape retaining sliding board covered with polyvinylchloride and PU-covered nylon\n Able to bridge a gap of approx. 20cm, without bending, bearing a patient weighing up to 100kg\n Allows for a patient to be transferred between to points even if there is a height difference\n X-ray translucent\n Foldable and lightweight\n Removable machine washable cover, made of Ultra Low Friction material\n Able to withstand surface disinfectants with 70% Ethanol, 1% Virkon or 45% Isopropyl alcohol\nDimensions: Approx. 170cm x 50cm \nPackaging requirements: Single unit                                                                                                                           \nEstimated usage: 10\n","Yes",null,"Each"]
["ITEM-85.2",161150,"PATIENT TRANSFER ROLLBOARD, 85cm\nA patient transfer roller-slide to provide a painless and comfortable transfer for patients with special needs.\n Shape retaining sliding board covered with polyvinylchloride and PU-covered nylon\n Able to bridge a gap of approx. 20cm, without bending, bearing a patient weighing up to 100kg\n Allows for a patient to be transferred between to points even if there is a height difference\n X-ray translucent\n Foldable and lightweight\n Removable machine washable cover, made of Ultra Low Friction material\n Able to withstand surface disinfectants with 70% Ethanol, 1% Virkon or 45% Isopropyl alcohol\nDimensions: Approx. 85cm x 50cm\nPackaging requirements: Single unit                                                                                                                           \nEstimated usage: 1\n","Yes",null,"Each"]
["ITEM 86","PATIENT TRANSFER SHEET / ROLL-OVER SLIDE TYPE"]
["ITEM-86.1",161174,"PATIENT TRANSFER SHEET / ROLL-OVER SLIDE TYPE, 50cm x 60cm\nA patient transfer sheet to provide a painless and comfortable lateral transfer for patients, also to turn the patient.\n A soft one piece padded roll bag which has flame retardant properties\n Cotton outer material and inner Ultra low friction material \n Has a polyurethane coated Nylon protective cover \n Machine washable and or autoclavable\n Able to withstand surface disinfectants with 45% Isopropyl alcohol\nDimensions: Approx. 50cm x 60cm\nPackaging requirements: Single unit                                                                                                                           \nEstimated usage: 0","Yes, representative sample for items 86.1 and 86.2            ",null,"Each"]
["ITEM-86.2",161173,"PATIENT TRANSFER SHEET / ROLL-OVER SLIDE TYPE, 190cm x 60cm\nA patient transfer sheet to provide a painless and comfortable lateral transfer for patients, also to turn the patient.\n A soft one piece padded roll bag which has flame retardant properties\n Cotton outer material and inner Ultra low friction material \n Has a polyurethane coated Nylon protective cover \n Machine washable and or autoclavable\n Able to withstand surface disinfectants with 45% Isopropyl alcohol\nDimensions: Approx. 190 x 60cm\nPackaging requirements: Single unit                                                                                                                           \nEstimated usage: 1\n","Yes, representative sample for items 86.1 and 86.2            ",null,"Each"]
["ITEM 87","DISPOSABLE COVER FOR TRANSFER SHEET/ ROLL-OVER SLIDE TYPE"]
["ITEM-87.1",161175,"DISPOSABLE COVER FOR TRANSFER SHEET/ ROLL-OVER SLIDE TYPE, 190cm x 60cm\n Disposable covers shall be available for use with the transfer sheet                                                                                                                                          Dimensions: Approx. 190 x 60cm\nPackaging requirements: Roll of 100                                                                                                                        \nEstimated usage: 1","Yes, representative sample for items 87.1 and 87.2            ",null,"Per roll"]
["ITEM-87.2",161176,"DISPOSABLE COVER FOR TRANSFER SHEET/ ROLL-OVER SLIDE TYPE, 50cm x 60cm\n Disposable covers shall be available for use with transfer sheet                                                                                                                                                        Dimension: 50cm X 60cm\nPackaging requirements:• Roll of 100                                                                                                                        \nEstimated usage: 1\n","Yes, representative sample for items 87.1 and 87.2            ",null,"Per roll"]
["ITEM 88","PATIENT TRANNSFER SUPPORT AND MOVING AID"]
["ITEM-88.1",161159,"PATIENT TRANSFER SUPPORT AND MOVING AID\nA patient support and moving aid, assisting and supporting when raising and sitting the patient down, transfer to and from bed.\n Manufactured from polyester \n Padded inner surface for patient comfort and safety\n Two pairs of handles on either end, giving a choice of grip\nDimensions: Approx. 50x 20cm \nPackaging requirements: Single unit                                                                                                                           \nEstimated usage: 1\n","Yes",null,"Each"]
["ITEM 89","PATIENT SUPPORT AND MOVING BELT"]
["ITEM-89.1",161164,"PATIENT SUPPORT AND MOVING BELT, Small\nTransfer aid to assist with standing, walking & transfers\n Manufactured from polyester \n Padded inner surface, for patient comfort and safety\n Has both vertical and horizontal handles, offering a variety of grips\n Adjustable strap and snap buckle, enabling a proper fit and tightening of the belt\n Padded vertical and horizontal handles\n Seven handles\nDimensions: To accommodate waist sizes of 60 – 100cm\nPackaging requirements: Single unit                                                                                                                           \nEstimated usage: 1\n","Yes, representative sample for items 89.1 to 89.4             ",null,"Each"]
["ITEM-89.2",161165,"PATIENT SUPPORT AND MOVING BELT, Medium\nTransfer aid to assist with standing, walking & transfers\n Manufactured from polyester \n Padded inner surface, for patient comfort and safety\n Has both vertical and horizontal handles, offering a variety of grips\n Adjustable strap and snap buckle, enabling a proper fit and tightening of the belt\n Padded vertical and horizontal handles\n Nine handles\nDimensions: To accommodate waist sizes of 72-120 cm\nPackaging requirements: Single unit                                                                                                                           \nEstimated usage: 55\n","Yes, representative sample for items 89.1 to 89.4             ",null,"Each"]
["ITEM-89.3",161166,"PATIENT SUPPORT AND MOVING BELT, Large\nTransfer aid to assist with standing, walking & transfers\n Manufactured from polyester \n Padded inner surface, for patient comfort and safety\n Has both vertical and horizontal handles, offering a variety of grips\n Adjustable strap and snap buckle, enabling a proper fit and tightening of the belt\n Padded vertical and horizontal handles\nEleven handles\nDimensions: To accommodate waist sizes of 100 – 160cm\nPackaging requirements: Single unit                                                                                                                           \nEstimated usage: 5","Yes, representative sample for items 89.1 to 89.4             ",null,"Each"]
["ITEM-89.4",161167,"PATIENT SUPPORT AND MOVING BELT, X-Large\nTransfer aid to assist with standing, walking & transfers\n Manufactured from polyester \n Padded inner surface, for patient comfort and safety\n Has both vertical and horizontal handles, offering a variety of grips\n Adjustable strap and snap buckle, enabling a proper fit and tightening of the belt\n Padded vertical and horizontal handles\nThirteen handles\nDimensions: To accommodate waist sizes of 115 – 175cm\nPackaging requirements: Single unit                                                                                                                                       \nEstimated usage: 1","Yes, representative sample for items 89.1 to 89.4             ",null,"Each","Each"]
["ITEM 90","Patient glide board"]
["ITEM-90.1",161172,"Patient glide board \n For seating transfers\n Manufactured from a Polyethylene and reinforced with non-rigid PVC\n Flexible, allowing contouring to take place from different heights, during transfers from one surface to another \n Elongated break allowing a side section to be bent upwards approx. 60 degree, to protect the patient during transfers \n Anti-slip strips underneath\n Handles at either end, for ease of use\n Suitable for use during transfers, between bed and chair/wheelchair, between car and wheelchair and between wheelchair and toilet \n Able to bridge gaps of approx. 10cm\n Has no weight limit providing there is a stable surface, during transfer\n Can be washed down, cleaned with alcohol or a surface disinfectant \nDimensions: 75cm x 33cm\nPackaging requirements: Each                                                                                                                                                                                                                                                                                                                                                             Estimated usage:   1                                                                                                                   ","Yes",null,"Each"]
["ITEM 91","Non-slip mat"]
["ITEM-91.1","New","Non-slip mat \n Used on floor to prevent patients from slipping\n Made of polyethylene\nDimensions: Approx. 45 x 38cm\nPackaging requirements: Each                                                                                                                           \nEstimated usage: 0","Yes",null,"Each"]
["ITEM 92","Transfer board"]
["ITEM-92.1","New","Transfer board, wooden\n Tapered ends, light weight, smooth finish for easy sliding over board\n Varnished\nDimensions: 68cm x 30cm x 0.5cm\nPackaging requirements: Each                                                                                                                           \nEstimated usage: 0","Yes",null,"Each"]
["ITEM 93","Conventional vacuum erection device"]
["ITEM-93.1","New","Conventional vacuum erection device\n Kit must include pump, quick seal tension rings of different sizes, service oil, personal lubrication\nDimensions: Standard\nPackaging requirements: Each                                                                                                                           \nEstimated usage: 0","Yes",null,"Each"]
["ITEM 94","Wheelchair gloves (fingerless glove)"]
["ITEM-94.1","New","Wheelchair gloves, heavy duty, extra small\n Durable foam padded leather on wrist and palm\n Breathable spandex on the back of the hand. Visco - elastic polymer pad over the palm and between thumb and index finger. Fingerless glove. Webbing covered with leather. Maximum impact protection.\nDimensions: Extra Small\nPackaging requirements:• per pair                                                                                                                           \nEstimated usage: 1","Yes, representative sample for items 94.1 to 94.5             ",null,"Per pair"]
["ITEM-94.2","New","Wheelchair gloves, heavy duty, small\n Durable foam padded leather on wrist and palm\n Breathable spandex on the back of the hand. Visco - elastic polymer pad over the palm and between thumb and index finger. Fingerless glove. Webbing covered with leather. Maximum impact protection.\nDimensions: Small\nPackaging requirements:• per pair                                                                                                                           \nEstimated usage: 1","Yes, representative sample for items 94.1 to 94.5             ",null,"Per pair"]
["ITEM-94.3","New","Wheelchair gloves, heavy duty, medium\n Durable foam padded leather on wrist and palm\n Breathable spandex on the back of the hand. Visco - elastic polymer pad over the palm and between thumb and index finger. Fingerless glove. Webbing covered with leather. Maximum impact protection.\nDimensions: Medium\nPackaging requirements:• per pair                                                                                                                           \nEstimated usage: 1","Yes, representative sample for items 94.1 to 94.5             ",null,"Per pair"]
["ITEM-94.4","New","Wheelchair gloves, heavy duty, large\n Durable foam padded leather on wrist and palm\n Breathable spandex on the back of the hand. Visco - elastic polymer pad over the palm and between thumb and index finger. Fingerless glove. Webbing covered with leather. Maximum impact protection.\nDimensions: Large\nPackaging requirements:• per pair                                                                                                                           \nEstimated usage: 1","Yes, representative sample for items 94.1 to 94.5             ",null,"Per pair"]
["ITEM-94.5","New","Wheelchair gloves, heavy duty, X-Large\n Durable foam padded leather on wrist and palm\n Breathable spandex on the back of the hand. Visco - elastic polymer pad over the palm and between thumb and index finger. Fingerless glove. Webbing covered with leather. Maximum impact protection.\nDimensions: X-Large\nPackaging requirements:• Per pair                                                                                                                          \nEstimated usage: 1","Yes, representative sample for items 94.1 to 94.5             ",null,"Per pair"]
["ITEM 95","Wheelchair gloves (fully covered)"]
["ITEM-95.1","New","Wheelchair gloves, heavy duty, extra small\n Durable foam padded leather on wrist and palm\n Breathable spandex on the back of the hand. Visco - elastic polymer pad over the palm and between thumb and index finger.                                                                                Fingerless glove with thumb fully covered. Webbing covered with leather.                                                                                             Maximum impact protection\nDimensions: Extra Small\nPackaging requirements: Per pair                                                                                                                           \nEstimated usage: 1","Yes, representative sample for items 95.1 to 95.5             ",null,"Per pair"]
["ITEM-95.2","New","Wheelchair gloves, heavy duty, small\n Durable foam padded leather on wrist and palm\n Breathable spandex on the back of the hand. Visco - elastic polymer pad over the palm and between thumb and index finger.                                                                                Fingerless glove with thumb fully covered. Webbing covered with leather.                                                                                             Maximum impact protection\nDimensions: Small\nPackaging requirements: Per pair                                                                                                                            \nEstimated usage: 1","Yes, representative sample for items 95.1 to 95.5             ",null,"Per pair"]
["ITEM-95.3","New","Wheelchair gloves, heavy duty, medium\n Durable foam padded leather on wrist and palm\n Breathable spandex on the back of the hand. Visco - elastic polymer pad over the palm and between thumb and index finger.                                                                                Fingerless glove with thumb fully covered. Webbing covered with leather.                                                                                             Maximum impact protection\nDimensions: Medium\nPackaging requirements: Per pair                                                                                                                            \nEstimated usage: 1","Yes, representative sample for items 95.1 to 95.5             ",null,"Per pair"]
["ITEM-95.4","New","Wheelchair gloves, heavy duty, large\n Durable foam padded leather on wrist and palm\n Breathable spandex on the back of the hand. Visco - elastic polymer pad over the palm and between thumb and index finger.                                                                                Fingerless glove with thumb fully covered. Webbing covered with leather.                                                                                             Maximum impact protection\nDimensions: Large\nPackaging requirements: Per pair                                                                                                                           \nEstimated usage: 1","Yes, representative sample for items 95.1 to 95.5             ",null,"Per pair"]
["ITEM-95.5","New","Wheelchair gloves, heavy duty, X-Large\n Durable foam padded leather on wrist and palm\n Breathable spandex on the back of the hand. Visco - elastic polymer pad over the palm and between thumb and index finger.                                                                                Fingerless glove with thumb fully covered. Webbing covered with leather.                                                                                             Maximum impact protection\nDimensions: X-Large\nPackaging requirements: Per pair                                                                                                                            \nEstimated usage: 1","Yes, representative sample for items 95.1 to 95.5             ",null,"Per pair"]
["ITEM 96","Universal cuff"]
["ITEM-96.1","New","Universal Cuff utensil pocket\n Made out of webbing material\n Used to help patients with limited hand function to grasp eating utensils                                                                              Has hook and loop closure on a D-Ring                                                                                           Includes utensil pocket \nDimensions: can be adjusted to fit palms measuring 18cm to 23cm in circumference\nPackaging requirements:• Each                                                                                                                          \nEstimated usage: 1","Yes",null,"Each"]
["ITEM-96.2","New","Universal Cuff cylindrical foam\n Made out of webbing material\n Used to help patients with limited hand function to grasp eating utensils                                                                              Has hook and loop closure on a D-Ring                                                                                           Includes cylindrical foam to hold utensils \nDimensions: can be adjusted to fit palms measuring 18cm to 23cm in circumference\nPackaging requirements:• Each                                                                                                                           \nEstimated usage: 1","Yes",null,"Each"]
["ITEM 97","Contact adhesive glue"]
["ITEM-97.1","New","Contact adhesive glue\n Non - staining, quick drying, versatile on different material\n Similar or equal to Genkem                                                                                                                                                                         \nDimensions: 500ml tin\nPackaging requirements: Each                                                                                                                           \nEstimated usage: 0","Yes",null,"Each"]
["ITEM 98","Patient turn table"]
["ITEM-98.1",161674,"PATIENT TURN TABLE \nDiameter. 38cm & 16mm thick\n Used on floor to assist with turning patients that have difficulty in turning, or moving their feet.\n Two discs manufactured from Polyethylene, fixed together in the centre on a axle. Bottom disc has non slip surface which prevents the patient from moving or slipping on it, Top disc rotates on axle, while bottom disc stays static. \n Has carrying handle, \n Easy to clean\nDimensions: Diameter of 38cm, Thickness 12 mm with handle\nPackaging requirements: Each                                                                                                                           \nEstimated usage: 1","Yes",null,"Each"]
["ITEM 99","Cup specialized feeding"]
["ITEM-99.1",107265,"Cup specialized feeding transparent/semi                                                                                 Cup, specialized feeding, should be transparent or semi-transparent with no sharp edge and the surface should be smooth, made of high grade polypropylene and be Bisphenol A (toxin) free,, must be able to withstand 125°C temp, must be calibrated in 5ml and must hold 50-60ml, must be autoclavable, the inner and outer surface of the cup must be reachable by hand and/or finger in order to clean, \"Sinapi\" equal or better.                                                                                  Packaging requirements: Per cup                                                                                                                           \nEstimated usage: 4,500 per year","Yes",null,"Per cup"]
["ITEM 100","Cup feeding system"]
["ITEM-100.1",107270,"Cup feeding system                                                                                                                          Cup feeding system, consists of main holder, lid for the main holder and the feeding cup, main holder and feeding cup should be from virgin high-grade polypropylene material, be able to withstand a temperature of 120°C, the main holder must hold 200ml and have volume calibrations marked every 25ml, the feeding cup must hold 50 - 60ml, the feeding cup must be able to be stored inside the main holder with the lid in place, have no sharp edges and the surface texture should be smooth, the lid must fit watertight on the main holder, the inner and outer surface of the different components must be reachable by hand and/or finger in order to clean, the unit must be individually packaged and sealed in a plastic bag with an illustrated leaflet printed, \"Sinapi\" equal or better.                                                                                                       Packaging requirements: Per system                                                                                                                           \nEstimated usage: 6,000 per year","Yes",null,"Per system"]
["ITEM 101","Breastmilk storage container, disposable"]
["ITEM-101.1","New","Breastmilk storage container, disposable, 120-125ml                                                                                 Breastmilk storage container, disposable, to store expressed breast milk. Manufactured from high density food grade polyethylene. BPA (Bisphenol-A) and DEHP (Di-Ethylhexyl Phthalate) free. Include foil cap. Include snap on cap made of polypropylene or polyethylene (water tight seal). Clean, filtered air used during blow moulding. Withstand pasteurisation up to 90°C.                                                                                                                                           Size: 120-125ml capacity                                                                                                                                                    Packaging requirements: Each                                                                                                                           \nEstimated usage: 5,000 per year","Yes, representative sample for items 101.1 and 101.2           ",null,"Each"]
["ITEM-101.2","New","Breastmilk storage container, disposable, 250ml                                                                                 Breastmilk storage container, disposable, to store expressed breast milk. Manufactured from high density food grade polyethylene. BPA (Bisphenol-A) and DEHP (Di-Ethylhexyl Phthalate) free. Include foil cap. Include snap on cap made of polypropylene or polyethylene (water tight seal). Clean, filtered air used during blow moulding. Withstand pasteurisation up to 90°C.                                                                                                                                                       Size: 250ml capacity                                                                                                                     Packaging requirements: Each                                                                                                                           \nEstimated usage: 10,000 per year","Yes, representative sample for items 101.1 and 101.2           ",null,"Each"]
["C:- PODIATRY"]
["ITEM 102","Foam-o-felt"]
["ITEM-102.1",159280,"Foam-o-felt ,45x22.5cmx5mm                                                                                                                                                          Foam-o-felt, mixture of 70% wool and 30% viscose (good for shock absorption when natural fibrofatty pad has worn out), 45cm minimum length, 22.5cm width, 5mm thickness.                                                                                                                                              Dimensions: 45cm x 22.5cm x 5mm                                                                                                                                                                           Packaging requirements: Pack of 4                                                                 \nEstimated usage: 1","Yes",null,"Per pack"]
["ITEM 103","Poron"]
["ITEM-103.1",159282,"Poron, 31.5x22.5cmx3.2mm                                                                                                                                                                   Poron, soft supporting material, micro porous polyurethane with shock-absorbing properties, medical grade, 3.2mm thickness, 31.5cm length, 22.5cm width, per sheet, pack of 4                                                                                                                                                                                                              Dimensions: 31.5cm x 22.5cm x 3.2mm                                                                                                                                                                           Packaging requirements: Pack of 4                                                                  \nEstimated usage: 72","Yes",null,"Per pack"]
["ITEM 104","PPT ultralux open cell"]
["ITEM-104-1",159287,"PPT ultralux open cell, 152x30cmx1.6mm                                                                                                                                                                            PPT ultralux, durable open cell material that doesn't bottom out, 152cm length, 30cm width, 1.6mm thickness, good shock absorber, ideal covering material                                                                                                                                                                              Dimensions: 152cm x 30cm x 1.6mm                                                                                                                                                                            Packaging requirements: Pack of 2                                                                                                              Estimated usage: 1\n","Yes",null,"Per pack"]
["ITEM 105","Cortex cork material"]
["ITEM-105.1",159150,"Cortex cork material, 1mx600x1.33mm                                                                                                                                                                 Cortex, cork material, 1m length per sheet, 600mm width, 1.33mm thickness, used as base for corrective foot devices                                                                                                                                                                                                                                           Dimensions: 1m x 600mm x 1.33mm                                                                                                                                                                             Packaging requirements: Per sheet                                                                                                                                  Estimated usage: 1\n","Yes, representative sample for items 105.1 and 105.2           ",null,"Per sheet"]
["ITEM-105.2",159151,"Cortex cork material, 1mx600x1.5mm                                                                                                                                                               Cortex, cork material, 1m length per sheet, 600mm width, 1.5mm thickness, used as base for corrective foot devices                                                                                                                                                                                                                          Dimensions: 1m x 600mm x 1.5mm                                                                                                                                                                                Packaging requirements: Per sheet                                                                                                                                       Estimated usage: 50\n","Yes, representative sample for items 105.1 and 105.2           ",null,"Per sheet"]
["ITEM 106","Neoprene material"]
["ITEM-106.1",178709,"Neoprene material, 1mx3mm                                                                                                                                 Neoprene material 1m length, 3mm thick                                                                                                                                            Dimensions: 1m x 0,5cm                                                                                                               Packaging requirements: Per sheet                                                                                                                               Estimated usage: 1                                                                                                                          ","Yes",null,"Per sheet"]
["ITEM 107","Polyethylene, mould plastic"]
["ITEM-107.1",159152,"Polyethylene, mould plastic, 1-2mm thick                                                                                                                                                                   Polyethylene, heat mouldable plastic, 1-2mm thickness, 1.2x1m length                                                                                                                                                          Dimensions: 1-2mm                                                                                                                                 Packaging requirements: Per sheet                                                                                                                                    Estimated usage: 1                                                                                                                                                                        \n","Yes",null,"Per sheet"]
["ITEM 108 ","Polypropylene, heat mould plastic"]
["ITEM-108.1",159153,"Polypropylene, heat mould plastic, 1.2x1mx2mm                                                                                                                                                           Polypropylene, heat mouldable plastic, 2mm thickness and above, 1.2x1m length                                                                                                                                                            Dimensions: 1.2 x 1m x 2mm                                                                                                                    Packaging requirements: Per sheet                                                                                                                         Estimated usage: 1                                                                                                                                                                                  \n","Yes",null,"Per sheet"]
["ITEM 109","Adhesive contact liquid"]
["ITEM-109.1",136798,"Adhesive contact liquid 1L                                                                                                                                                                            Adhesive contact, used for laminating all components of corrective foot devices, liquid, 1L                                                                                                                                                                                                                                                        Size: 1L                                                                                                                                                 Packaging requirements: Per 1L                                                                                                                                                                Estimated usage: 1                                                                                                                                                                                                                             ","Yes, representative sample for items 109.1 and 109.2        ",null,"Per L"]
["ITEM-109.2",159162,"Adhesive contact liquid 5L                                                                                                                                                                             Adhesive contact, used for laminating all components of corrective foot devices, liquid, 5L                                                                                                                                                                                                                                                         Size: 5L                                                                                                                                                 Packaging requirements: Per 5L                                                                                                                                                                Estimated usage: 10                                                                                                                                                                                                                              ","Yes, representative sample for items 109.1 and 109.2        ",null,"Per L"]
["ITEM 110","Remover solvent"]
["ITEM-110.1",159163,"Remover solvent to dissolve adhesive, 5L                                                                                                                                                             Remover solvent, chemical to dissolve contact adhesive, 5L                                                                                                                                      Size: 5L                                                                                                                                                                            Packaging requirements: Per 5L                                                                                                                                                                Estimated usage: 10                                                                                                                                                                                                                       ","Yes",null,"Per L"]
["ITEM 111","Fleecy web, cotton"]
["ITEM-111.1",159283,"Fleecy web, cotton, 40 x 22.5cm                                                                                                                                                                       Fleecy web, 100% cotton padding with a raised fleecy surface, flexible application, 40cm length, 22.5cm width, pack of 4                                                                                                                                               Dimensions: 40 x 22.5cm                                                                                                                                                                               Packaging requirements: Pack of 4                                                                                                              Estimated usage: 1\n","Yes",null,"per pack"]
["ITEM 112","Felt, semi-compressed "]
["ITEM-112.1",114120,"Felt, semi-compressed, 3mm                                                                                                                                Felt, semi-compressed, 100% pure wool, used as a highly versatile padding which can be easily cut and shaped, providing excellent pressure absorption.                                                                                             Size: 3mm                                                                                                                                                                               Packaging requirements: Pack of 4                                                                                                              Estimated usage: 1 ","Yes, representative sample for items 112.1 and 112.2           ",null,"per pack"]
["ITEM-112.2",114121,"Felt, semi-compressed, 5mm                                                                                                                              Felt, semi-compressed, 100% pure wool, used as a highly versatile padding which can be easily cut and shaped, providing excellent pressure absorption.                                                                                                 Size: 5mm                                                                                                                                                                               Packaging requirements: Pack of 4                                                                                                              Estimated usage: 1","Yes, representative sample for items 112.1 and 112.2           ",null,"Per pack"]
["ITEM  113","Tubifoam sponge tubular"]
["ITEM-113.1",159284,"Tubifoam, sponge tubular, 18mmx25cm                                                                                                                                                                           Tubifoam, sponge, tubular, 18mm width, 25cm length, requires no strapping or tape, protects toes from friction, per tube (pack of 10 tubes)                                                                                                                               Dimensions: 18mm x 25cm                                                                                                                                                                              Packaging requirements: Pack of 10 tubes    \nEstimated usage: 1","Yes, representative sample for items 113.1 to 113.3           ",null,"Per pack"]
["ITEM-113.2",159285,"Tubifoam, sponge tubular, 21mmx25cm                                                                                                                                                                              Tubifoam, sponge, tubular 21mm width, 25cm length, requires no strapping or tape, protects toes from friction, per tube (pack of 10 tubes)                                                                                                                               Dimensions: 21mm x 25cm                                                                                                                                                                              Packaging requirements: Pack of 10 tubes    \nEstimated usage: 1","Yes, representative sample for items 113.1 to 113.3           ",null,"Per pack"]
["ITEM-113.3",159286,"Tubifoam, sponge tubular, 25mmx25cm                                                                                                                                                                             Tubifoam, sponge, tubular, 25mm width, 25cm length, requires no strapping or tape, protects toes from friction, per tube (pack of 10 tubes)                                                                                                                               Dimensions: 25mm x 25cm                                                                                                                                                                              Packaging requirements: Pack of 10 tubes    \nEstimated usage: 1","Yes, representative sample for items 113.1 to 113.3           ",null,"Per pack"]
["ITEM 114","Heel lifts, PPT pad"]
["ITEM-114.1",136776,"Heel lifts, PPT pad, small                                                                                                        Heel lifts, PPT pad indicated for heel spurs, plantar fasciitis, very soft density to provide relief to sensitive areas.                                                                                                                                                                                                                                                                                                                                                                        Size: Small                                                                                                                                                                       Packaging requirements: Per pair                                                                                                                Estimated usage: 1\n","Yes, representative sample for items 114 to 114.3           ",null,"Per pair"]
["ITEM-114.2",136777,"Heel lifts, PPT pad, medium                                                                                                                                                                                         Heel lifts, PPT pad indicated for heel spurs, plantar fasciitis, very soft density to provide relief to sensitive areas.                                                                                                                                                                     Size: Medium                                                                                                                                                                       Packaging requirements: Per pair                                                                                                                  Estimated usage: 1\n","Yes, representative sample for items 114 to 114.3           ",null,"Per pair"]
["ITEM-114.3",136778,"Heel lifts, PPT pad, large                                                                                                                                                                                        Heel lifts, PPT pad indicated for heel spurs, plantar fasciitis, very soft density to provide relief  to sensitive areas.                                                                                                                                                                     Size: Large                                                                                                                                                                      Packaging requirements: Per pair                                                                                                                        Estimated usage: 1\n","Yes, representative sample for items 114 to 114.3           ",null,"Per pair"]
["ITEM 115 ","Heel raise"]
["ITEM-115.1",159288,"Heel raise, small                                                                                                                                                  Heel raise, indicated for leg length difference and heel pain, polyurethane, density 0.25-0.28 grams/cm3, hardness of 15-20˚ shore A, covering material is micro fibre material.                                                                                                                                                                Size: Small                                                                                                                                                                                                              Packaging requirements: Per pair                                                                                          Estimated usage: 1","Yes, representative sample for items 115.1 to 115.3         ",null,"Per pair"]
["ITEM-115.2",159289,"Heel raise, medium                                                                                                                                                 Heel raise, indicated for leg length difference and heel pain, polyurethane, density 0.25-0.28 grams/cm3, hardness of 15-20˚ shore A, covering material is micro fibre material.                                                                                                                             Size: Medium                                                                                                                                                                                                               Packaging requirements: Per pair                                                                                          Estimated usage: 1 ","Yes, representative sample for items 115.1 to 115.3         ",null,"Per pair"]
["ITEM-115.3",159300,"Heel raise, large                                                                                                                                                  Heel raise, indicated for leg length difference and heel pain, polyurethane, density 0.25-0.28 grams/cm3, hardness of 15-20˚ shore A, covering material is micro fibre material.                                                                                                                  Size: Large                                                                                                                                                                                                              Packaging requirements: Per pair                                                                                          Estimated usage: 1 ","Yes, representative sample for items 115.1 to 115.3         ",null,"Per pair"]
["ITEM 116","Heel pad, horse shoe"]
["ITEM-116.1",114147,"Heel pad, horse shoe, small                                                                                                                     Heel pad, horse shoe, indicated for off loading, latex sponge rubber, 8-10mm, with density of 0.25 - 0.28 grams/cm3, hardness of 15-20˚ shore A.                                                                   Size: Small                                                                                                                                                                                                               Packaging requirements: Per pair                                                                                          Estimated usage: 1 ","Yes, representative sample for items 116.1 to 116.3         ",null,"Per pair"]
["ITEM-116.2",114148,"Heel pad, horse shoe, medium                                                                                                                      Heel pad, horse shoe, indicated for off loading, latex sponge rubber, 8-10mm, with density of 0.25 - 0.28 grams/cm3, hardness of 15-20˚ shore A.                                                                   Size: Medium                                                                                                                                                                                                                Packaging requirements: Per pair                                                                                          Estimated usage: 1","Yes, representative sample for items 116.1 to 116.3         ",null,"Per pair"]
["ITEM-116.3",114149,"Heel pad, horse shoe, large                                                                                                                      Heel pad, horse shoe, indicated for off loading, latex sponge rubber, 8-10mm, with density of 0.25 - 0.28 grams/cm3, hardness of 15-20˚ shore A.                                                                         Size: Large                                                                                                                                                                                                                Packaging requirements: Per pair                                                                                          Estimated usage: 1","Yes, representative sample for items 116.1 to 116.3         ",null,"Per pair"]
["ITEM 117","Heel pad horse shoe with extractable central core"]
["ITEM-117.1",114150,"Heel pad horse shoe with extractable central core                                                                                                                       Heel pad, horse shoe, with extractable central core to relived calcaneal spurs, indicated for heel spurs and plantar fasciitis and off loading, latex sponge rubber, 5-10mm, with density of 0.25 - 0.28 grams/cm3, hardness of 15-20˚ shore A.                                                                                          Size: One size fits all                                                                                                                                                                                                                 Packaging requirements: Per pair                                                                                          Estimated usage: 1","Yes",null,"Per pair"]
["ITEM 118","Cobra pad with valgus pad extension"]
["ITEM-118.1",114153,"Cobra pad with valgus pad extension, small                                                                                            Cobra pad with valgus pad extension, sponge rubber, density of 0.25 - 0.28 grams/cm3, hardness of 15-20˚ shore A.                                                                                                                Size: Small                                                                                                                                                                                                                 Packaging requirements: Per pair                                                                                          Estimated usage: 1","Yes, representative sample for items 118.1 to 118.3           ",null,"Per pair"]
["ITEM-118.2",114152,"Cobra pad with valgus pad extension, medium                                                                                            Cobra pad with valgus pad extension, sponge rubber, density of 0.25 - 0.28 grams/cm3, hardness of 15-20˚ shore A.                                                                                                                        Size: Medium                                                                                                                                                                                                                  Packaging requirements: Per pair                                                                                          Estimated usage: 1","Yes, representative sample for items 118.1 to 118.3           ",null,"Per pair"]
["ITEM-118.3",114151,"Cobra pad with valgus pad extension, large                                                                                             Cobra pad with valgus pad extension, sponge rubber, density of 0.25 - 0.28 grams/cm3, hardness of 15-20˚ shore A.                                                                                                                  Size: Large                                                                                                                                                                                                                  Packaging requirements: Per pair                                                                                          Estimated usage: 1","Yes, representative sample for items 118.1 to 118.3           ",null,"Per pair"]
["ITEM 119","Metatarsal bar, PPT pad"]
["ITEM-119.1",159301,"Metatarsal bar, PPT pad, small                                                                                                                                                                  Metatarsal bar, PPT pad, small, allowing for extra protection under metatarsal heads (prevents growth of hard callouses and reduces pain and irritation).                                                                                                                                                                                  Size: Small                                                                                                                                                                                                                                                   Packaging requirements: Per pair                                                                                                                        Estimated usage: 1\n","Yes, representative sample for items 119.1 to 119.3           ",null,"Per pair"]
["ITEM-119.2",159302,"Metatarsal bar, PPT pad, medium                                                                                                                                                                     Metatarsal bar, PPT pad, medium, allowing for extra protection under metatarsal heads (prevent growth of hard areas and callouses and reduces pain and irritation).                                                                                                                                                                      Size: Medium                                                                                                                                                                                                             Packaging requirements: Per  pair                                                                                                                Estimated usage: 1\n","Yes, representative sample for items 119.1 to 119.3           ",null,"Per pair"]
["ITEM-119.3",159303,"Metatarsal bar, PPT pad, large                                                                                                                                                                    Metatarsal bar, PPT pad, large, allowing for extra protection under metatarsal heads (prevents growth of hard areas and callouses and reduces pain and irritation)                                                                                                                                                                   Size: Large                                                                                                                              Packaging requirements: Per pair                                                                                                               Estimated usage: 50\n","Yes, representative sample for items 119.1 to 119.3           ",null,"Per pair"]
["ITEM 120","Metatarsal bar, synthetic latex pad with cut-out"]
["ITEM-120.1",114122,"Metatarsal bar, synthetic latex pad with cut-out, small                                                                                                                                                                     Metatarsal bar, synthetic latex pad, small, with a cut-out on the first and fifth metatarsal, hardness 15-20˚ shore A, density 0.25 / 0.28 grams/cm3                                                                                                                                                                    Size: Small                                                                                                                               Packaging requirements: Per pair                                                                                                               Estimated usage: 1\n","Yes, representative sample for items 120.1 to 120.3           ",null,"Per pair"]
["ITEM-120.2",114123,"Metatarsal bar, synthetic latex pad with cut-out, medium                                                                                                                                                                      Metatarsal bar, synthetic latex pad, medium, with a cut-out on the first and fifth metatarsal, hardness 15-20˚ shore A, density 0.25 / 0.28 grams/cm3                                                                                                                                                                    Size: Medium                                                                                                                               Packaging requirements: Per pair                                                                                                               Estimated usage: 1\n","Yes, representative sample for items 120.1 to 120.3           ",null,"Per pair"]
["ITEM-120.3",114124,"Metatarsal bar, synthetic latex pad with cut-out, large                                                                                                                                                                     Metatarsal bar, synthetic latex pad, large, with a cut-out on the first and fifth metatarsal, hardness 15-20˚ shore A, density 0.25 / 0.28 grams/cm3                                                                                                                                                                    Size: Large                                                                                                                               Packaging requirements: Per pair                                                                                                               Estimated usage: 1\n","Yes, representative sample for items 120.1 to 120.3           ",null,"Per pair"]
["ITEM 121","Metatarsal bar, synthetic latex pad, straight"]
["ITEM-121.1",114125,"Metatarsal bar, synthetic latex pad, straight, small                                                                                                                                                                            Metatarsal bar, synthetic latex pad, small, straight across metatarsal heads, with no cut-out on the first and fifth metatarsal, med pad made of synthetic latex foam, hardness 15-20˚ shore A, density 0.25 / 0.28 grams/cm3                                                                                                                                                                    Size: Small                                                                                                                               Packaging requirements: Per pair                                                                                                               Estimated usage: 1\n","Yes, representative sample for items 121.1 and 121.2           ",null,"Per pair"]
["ITEM-121.2",114126,"Metatarsal bar, synthetic latex pad, straight, large                                                                                                                                                                                   Metatarsal bar, synthetic latex pad, large, straight across metatarsal heads, with no cut-out on the first and fifth metatarsal, med pad made of synthetic latex foam, hardness 15-20˚ shore A, density 0.25 / 0.28 grams/cm3                                                                                                                                                                    Size: Large                                                                                                                               Packaging requirements: Per pair                                                                                                               Estimated usage: 1\n","Yes, representative sample for items 121.1 and 121.2           ",null,"Per pair"]
["ITEM 122","Metatarsal pad with arch support, synthetic latex"]
["ITEM-122.1",114142,"Metatarsal pad with arch support, synthetic latex, small                                                                                                                                                              Metatarsal pad with arch support, made of synthetic latex, with hardness of 15-20˚ shore A, density of 0.25gram/cm3                                                                                                                                                     Size: Small                                                                                                                                                                 Packaging requirements: Per pair                                                                                                                                                     Estimated usage:  1                                                                                                                                                                                                                           ","Yes, representative sample for items 122.1 to 122.3            ",null,"Per pair"]
["ITEM-122.2",114143,"Metatarsal pad with arch support, synthetic latex, medium                                                                                                                                                              Metatarsal pad with arch support, made of synthetic latex, with hardness of 15-20˚ shore A, density of 0.25gram/cm3                                                                                                                                                     Size: Medium                                                                                                                                                                  Packaging requirements: Per pair                                                                                                                                                     Estimated usage:  1                                                                                                                                                                                                                          ","Yes, representative sample for items 122.1 to 122.3            ",null,"Per pair"]
["ITEM-122.3",114144,"Metatarsal pad with arch support, synthetic latex, large                                                                                                                                                              Metatarsal pad with arch support, made of synthetic latex, with hardness of 15-20˚ shore A, density of 0.25gram/cm3                                                                                                                                                     Size: Large                                                                                                                                                                 Packaging requirements: Per pair                                                                                                                                                     Estimated usage:  1                                                                                                                                                                                                                            ","Yes, representative sample for items 122.1 to 122.3            ",null,"Per pair"]
["ITEM 123","Pad, metatarsal, foam rubber"]
["ITEM-123.1",159159,"Pad, metatarsal, foam rubber, small                                                                                                                                                                       Pad, metatarsal, soft foam rubber, made of foam rubber  for its supportive and cushioning properties, small                                                                                                                                              Size: Small                                                                                                                                                              Packaging requirements: Per pair                                                                                                                                                                     Estimated usage: 1                                                                                                                                                                                                                             ","Yes, representative sample for items 123.1 to 123.3            ",null,"Per pair"]
["ITEM-123.2",159160,"Pad, metatarsal foam, rubber, medium                                                                                                                                                                      Pad, metatarsal, soft foam rubber, made of foam rubber for its supportive and cushioning properties, small                                                                                                                                          Size: Medium                                                                                                                                                Packaging requirements: Per pair                                                                                                                                                     Estimated usage: 6                                                                                                                                                                                                              ","Yes, representative sample for items 123.1 to 123.3            ",null,"Per pair"]
["ITEM-123.3",159161,"Pad, metatarsal foam, rubber, large                                                                                                                                                                      Pad, metatarsal, soft foam rubber, made of foam rubber for its supportive and cushioning properties, small                                                                                                                                                        Size: Large                                                                                                                                                Packaging requirements: Per pair                                                                                                                                                              Estimated usage: 6                                                                                                                                                                                                                       ","Yes, representative sample for items 123.1 to 123.3            ",null,"Per pair"]
["ITEM 124","Pads, valgus arch support, EVA"]
["ITEM-124.1",159156,"Pads, valgus arch support, EVA, small                                                                                                                                                                  Pads valgus, arch support, made of EVA of soft density sponge rubber, small                                                                                                                                     Size: Small                                                                                                                                                                  Packaging requirements: Per pair                                                                                                        Estimated usage: 1                                                                                                                                                                                                                        ","Yes, representative sample for items 124.1 to 124.3           ",null,"Per pair"]
["ITEM-124.2",159157,"Pads, valgus arch support, EVA, medium                                                                                                                                                               Pads valgus, arch support, made of EVA of soft density sponge rubber, small                                                                                                                                     Size: Medium                                                                                                                                               Packaging requirements: Per pair                                                                                                Estimated usage: 6                                                                                                                                                                                                                          ","Yes, representative sample for items 124.1 to 124.3           ",null,"Per pair"]
["ITEM-124.3",159158,"Pads, valgus arch support, EVA, large                                                                                                                                                                Pads valgus, arch support, made of EVA of soft density sponge rubber, small                                                                                                                                     Size: Large                                                                                                                                                                  Packaging requirements: Per pair                                                                                                                                                     Estimated usage: 6                                                                                                                                                                                                                             ","Yes, representative sample for items 124.1 to 124.3           ",null,"Per pair"]
["ITEM 125","Pads, valgus arch support, synthetic latex, hard "]
["ITEM-125.1",114139,"Pads, valgus arch support, synthetic latex, hard, small                                                                                                                                                                Pads, valgus arch support, made of synthetic latex foam, hard, density of 30-35˚ shore, hardness 1 grams/cm3                                                                                                                                                    Size: Small                                                                                                                                                                  Packaging requirements: Per pair                                                                                                                                                     Estimated usage:  1                                                                                                                                                                                                                           ","Yes, representative sample for items 125.1 to 125.3            ",null,"Per pair"]
["ITEM-125.2",114140,"Pads, valgus arch support, synthetic latex, hard, medium                                                                                                                                                                Pads, valgus arch support, made of synthetic latex foam, hard, density of 30-35˚ shore, hardness 1 grams/cm3                                                                                                                                   Size: Medium                                                                                                                                                                  Packaging requirements: Per pair                                                                                                                                                     Estimated usage:  1                                                                                                                                                                                                                            ","Yes, representative sample for items 125.1 to 125.3            ",null,"Per pair"]
["ITEM-125.3",114138,"Pads, valgus arch support, synthetic latex, hard, large                                                                                                                                                                Pads, valgus arch support, made of synthetic latex foam, hard, density of 30-35˚ shore, hardness 1 grams/cm3,                                                                                                                                         Size: Large                                                                                                                                                                   Packaging requirements: Per pair                                                                                                                                                     Estimated usage:  1                                                                                                                                                                                                                        ","Yes, representative sample for items 125.1 to 125.3            ",null,"Per pair"]
["ITEM 126","Pads, valgus arch support, synthetic latex, soft"]
["ITEM-126.1",114136,"Pads, valgus arch support, synthetic latex, soft, small                                                                                                                                                                Pads, valgus arch support, made of synthetic latex foam, soft, density between 15-20˚ shore                                                                                                                                                  Size: Small                                                                                                                                                                  Packaging requirements: Per pair                                                                                                                                                     Estimated usage:  1                                                                                                                                                                                                                           ","Yes, representative sample for items 126.1 to 126.3            ",null,"Per pair"]
["ITEM-126.2",114137,"Pads, valgus arch support, synthetic latex, soft, medium                                                                                                                                                                 Pads, valgus arch support, made of synthetic latex foam, soft, density between 15-20˚ shore                                                                                                                                                   Size: Medium                                                                                                                                                                Packaging requirements: Per pair                                                                                                                                                     Estimated usage:  1                                                                                                                                                                                                                            ","Yes, representative sample for items 126.1 to 126.3            ",null,"Per pair"]
["ITEM-126.3",114141,"Pads, valgus arch support, synthetic latex, soft, large                                                                                                                                                             Pads, valgus arch support, made of synthetic latex foam, soft, density between 15-20˚ shore                                                                                                                                                   Size: Large                                                                                                                                                                 Packaging requirements: Per pair                                                                                                                                                     Estimated usage:  1                                                                                                                                                                                                                            ","Yes, representative sample for items 126.1 to 126.3            ",null,"Per pair"]
["ITEM 127","Digi-tube, ribbed elastic, strip "]
["ITEM-127.1",159305,"Digi-tube, ribbed, elastic strip, small                                                                                                                                                                          Digi-tube, ribbed elastic material, tubular strip, fully lined with silicone, small, durable, washable which can be cut into different lengths, (relief pressure and friction on the toes)                                                                                                                                                                                                                                                                   Size: Small                                                                                                                                                                    Packaging requirements: Each                                 \nEstimated usage: 30","Yes, representative sample for items 127.1 to 127.3            ",null,"Each"]
["ITEM-127.2",159307,"Digi-tube, ribbed, elastic strip, medium                                                                                                                                                                        Digi-tube, ribbed elastic material, tubular strip, fully lined with silicone, medium, durable, washable which can be cut into different lengths.                                                                                                                                                                                                                                                                     Size: Medium                                                                                                                                                                    Packaging requirements: Each                               \nEstimated usage: 20","Yes, representative sample for items 127.1 to 127.3            ",null,"Each"]
["ITEM-127.3",159308,"Digi-tube, ribbed elastic, strip, large                                                                                                                                                                         Digi-tube, ribbed elastic material, tubular strip, fully lined with silicone, large, durable, washable which can be cut into different lengths.                                                                                                                                                                                                                                                                    Size: Large                                                                                                                                                              Packaging requirements: Each                              \nEstimated usage: 8","Yes, representative sample for items 127.1 to 127.3            ",null,"Each"]
["ITEM 128","Digi-tube, pure gel, strip"]
["ITEM-128.1",136779,"Digi-tube, pure gel, strip, small                                                                                                                                                                          Digi-tube, pure gel, tubular strip, small, durable, washable which can be cut into different lengths, (relief pressure and friction on the toes)                                                                                                                                                                                                                                                                   Size: Small                                                                                                                                                                    Packaging requirements: Each                                  \nEstimated usage: New item","Yes, representative sample for items 128.1 to 128.3            ",null,"Each"]
["ITEM-128.2",136780,"Digi-tube, pure gel, strip, medium                                                                                                                                                                          Digi-tube, pure gel, tubular strip, medium, durable, washable which can be cut into different lengths, (relief pressure and friction on the toes)                                                                                                                                                                                                                                                                   Size: Medium                                                                                                                                                                    Packaging requirements: Each                                   \nEstimated usage: New item","Yes, representative sample for items 128.1 to 128.3            ",null,"Each"]
["ITEM-128.3",136781,"Digi-tube, pure gel, strip, large                                                                                                                                                                          Digi-tube, pure gel, tubular strip, large, durable, washable which can be cut into different lengths, (relief pressure and friction on the toes)                                                                                                                                                                                                                                                                   Size: Large                                                                                                                                                                    Packaging requirements: Each                                  \nEstimated usage: New item","Yes, representative sample for items 128.1 to 128.3            ",null,"Each"]
["ITEM 129","Toe loop"]
["ITEM-129.1",114157,"Toe loop, narrow                                                                                                                                                                         Toe loop, narrow loop, foam-lined material with velcro strap, ideal for repositioning the toes, strap with loops secures two or more toes together to stabilise deformed toes                                                                                                                                                                                                                                                                 Size: Narrow loop, 1.5 x 7.6cm                                                                                                                                                              Packaging requirements: Each                                \nEstimated usage: 1","Yes, representative sample for items 129.1 and 129.2            ",null,"Each "]
["ITEM-129.2",114158,"Toe loop, wider                                                                                                                                                                         Toe loop, wider loop, foam-lined material with velcro strap, ideal for repositioning the toes, strap with loops secures two or more toes together to stabilise deformed toes                                                                                                                                                                                                                               Size: Wider loop, 4 x 10cm                                                                                                                                                              Packaging requirements: Each                               \nEstimated usage: 1","Yes, representative sample for items 129.1 and 129.2            ",null,"Each "]
["ITEM 130","Toe bar"]
["ITEM-130.1",114154,"Toe bar, small                                                                                                                                      Toe bar, with adjustable elastic band that fits around toes, made of chamois leather, recommended for hammer toes.                                                                                                       Size: Small                                                                                                                                                                                                                  Packaging requirements: Per pair                                                                                          Estimated usage: 1","Yes, representative sample for items 130.1 to 130.3            ",null,"Per pair"]
["ITEM-130.2",114155,"Toe bar, medium                                                                                                                                      Toe bar, with adjustable elastic band that fits around toes, made of chamois leather, recommended for hammer toes.                                                                                                       Size: Medium                                                                                                                                                                                                                  Packaging requirements: Per pair                                                                                          Estimated usage: 1","Yes, representative sample for items 130.1 to 130.3            ",null,"Per pair"]
["ITEM-130.3",114156,"Toe bar, large                                                                                                                                      Toe bar, with adjustable elastic band that fits around toes, made of chamois leather, recommended for hammer toes.                                                                                                       Size: Large                                                                                                                                                                                                                   Packaging requirements: Per pair                                                                                          Estimated usage: 1 ","Yes, representative sample for items 130.1 to 130.3            ",null,"Per pair"]
["ITEM 131","CAP digital, pure gel"]
["ITEM-131.1",159720,"CAP digital, pure gel, small                                                                                                                                                                                                              Cap digital, pure gel, small, eases pressure and friction caused by blisters, corns and it is closed in front, transparent, durable and washable, single                                                                                                                                                                                                     Size: Small                                                                                                                                                                                                             Packaging requirements: Per item                                                                                                                                                 Estimated usage: 1                      \n","Yes, representative sample for items 131.1 to 131.3          ",null,"Each "]
["ITEM-131.2",159719,"CAP digital, pure gel, medium                                                                                                                                                                                                            Cap digital, pure gel, medium, eases pressure and friction caused by blisters, corns and it is closed in front, transparent, durable and washable, single                                                                                                                                                                                                     Size: Medium                                                                                                                                                                  Packaging requirements: Per item                                                                                                                                             Estimated usage: 1                          \n","Yes, representative sample for items 131.1 to 131.3          ",null,"Each "]
["ITEM-131.3",159722,"CAP digital, pure gel, large                                                                                                                                                                                                              Cap digital, pure gel, large, eases pressure and friction caused by blisters, corns and it is closed in front, transparent, durable and washable, single                                                                                                                                                                                                     Size: Large                                                                                                                                                                              Packaging requirements: Per item                                                                                                                                                Estimated usage: 1                           \n","Yes, representative sample for items 131.1 to 131.3          ",null,"Each "]
["ITEM 132","Spreader toe, pure gel interdigital wedge"]
["ITEM-132.1",159797,"Spreader toe, pure gel interdigital wedge, small                                                                                                                                                               Spreader toe, pure gel interdigital wedge, small, for deformities and overlapping toes, protection in helomas and inter-digital pressure, helps with re-alignment of toes                                                                                                                                                                            Size: Small                                                                                                                                                                 Packaging item: Per pack of 12                                                                                                                                                Estimated usage: 1                                  \n  ","Yes, representative sample for items 132.1 to 132.3            ",null,"Per packet "]
["ITEM-132.2",159798,"Spreader toe, pure gel interdigital wedge, medium                                                                                                                                                             Spreader toe, pure gel interdigital wedge, medium, for deformities and overlapping toes, protection in helomas and inter-digital pressure, helps with re-alignment of toes.                                                                                                                                                                           Size: Medium                                                                                                                                                                        Packaging requirements: Per pack of 12                                                                                                                                                 Estimated usage: 1                              \n","Yes, representative sample for items 132.1 to 132.3            ",null,"Per packet "]
["ITEM-132.3",159800,"Spreader toe, pure gel interdigital wedge, large                                                                                                                                                               Spreader toe, pure gel interdigital wedge, large, for deformities and overlapping toes, protection in heloma and inter-digital, pressure, helps with re-alignment of toes.                                                                                                                                                                       Size: Large                                                                                                                                                                   Packaging requirements: Per pack of 12                                                                                                                                         Estimated usage: 1                           \n","Yes, representative sample for items 132.1 to 132.3            ",null,"Per packet "]
["ITEM 133","Spreader, hammer, made of soft polymer gel, big toe spreader"]
["ITEM-133.1",137019,"Spreader, hammer, made of soft polymer gel, big toe spreader, small                                                                                                                                                                                      Stretch, for easily spread crooked, overlapping and rubbing toes, to reduce friction related injuries such as blisters, corns and calluses, ±2.5cm length, 12 units                                                           Size: Small                                                                                                                                                                    Packaging requirements: Pack of 12 units                                                                                                                               Estimated usage: 6                                                                    ","Yes, representative sample for items 133.1 to 133.3           ",null,"Per packet"]
["ITEM-133.2",137020,"Spreader, hammer, made of soft polymer gel, big toe spreader, medium                                                                                                                         Stretch, for easily spread crooked, overlapping and rubbing toes, to reduce friction related injuries such as blisters, corns and calluses, ±2.5cm length, 12 units                                                        Size: Medium                                                                                                                                                                                  Packaging requirements: Pack of 12 units                                                                                                                         Estimated usage: 6","Yes, representative sample for items 133.1 to 133.3           ",null,"Per packet"]
["ITEM-133.3",170844,"Spreader, hammer, made of soft polymer gel, big toe spreader, large                                                                                                                                                                                          Stretch, for easily spread crooked, overlapping and rubbing toes, to reduce friction related injuries such as blisters, corns and calluses, ±2.5cm length, 12 units                                                         Size: Large                                                                                                                                                                  Packaging requirements: Pack of 12 units                                                                                                                                                                       Estimated usage: 1","Yes, representative sample for items 133.1 to 133.3           ",null,"Per packet"]
["ITEM 134","Spreader, hammer, made of soft polymer gel, advanced toe spreader"]
["ITEM-134.1",170848,"Spreader, hammer, made of soft polymer gel, advanced toe spreader, small                                                                                                                                                                        Stretch, for easily spread crooked, overlapping and rubbing toes, to reduce friction related injuries such as blisters, corns and calluses, ±2.5cm length, 12 units                                                Size: Small                                                                                                                                                                              Packaging requirements: Pack of 12 units                                                                                                                          Estimated usage: 1","Yes, representative sample for items 134.1 to 134.3            ",null,"Per packet"]
["ITEM-134.2",170849,"Spreader, hammer, made of soft polymer gel, advanced toe spreader, medium                                                                                                                                                                    Stretch, for easily spread crooked, overlapping and rubbing toes, to reduce friction related injuries such as blisters, corns and calluses, ±2.5cm length, 12 units                                                 Size: Medium                                                                                                                                      Packaging requirements: Pack of 12 units                                                                                                                                                                  Estimated usage: 1","Yes, representative sample for items 134.1 to 134.3            ",null,"Per packet"]
["ITEM-134.3",170860,"Spreader, hammer, made of soft polymer gel, advanced toe spreader, large                                                  Stretch, for easily spread crooked, overlapping and rubbing toes, to reduce friction related injuries such as blisters, corns and calluses, ±2.5cm length, 12 units                                                 Size: Large                                                                                                                                             Packaging requirements: Pack of 12 units                                                                                                                                                   Estimated usage: 1","Yes, representative sample for items 134.1 to 134.3            ",null,"Per packet"]
["ITEM 135","Spreader, hammer, made of soft polymer gel, universal toe spreader"]
["ITEM-135.1",170845,"Spreader, hammer, made of soft polymer gel, universal toe spreader, small                                              Stretch, for easily spread crooked, overlapping and rubbing toes, to reduce friction related injuries such as blisters, corns and calluses, ±2.5cm length, 12 units                                                            Size: Small                                                                                                                                         Packaging requirements: Pack of 12 units                                                                                                                                                                           Estimated usage: 1","Yes, representative sample for items 135.1 to 135.4             ",null,"Per packet"]
["ITEM-135.2",170846,"Spreader, hammer, made of soft polymer gel, universal toe spreader, medium                                            Stretch, for easily spread crooked, overlapping and rubbing toes, to reduce friction related injuries such as blisters, corns and calluses, ±2.5cm length, 12 units                                                                 Size: Medium                                                                                                                                   Packaging requirements: Pack of 12 units                                                                                                                                                                         Estimated usage: 1","Yes, representative sample for items 135.1 to 135.4             ",null,"Per packet"]
["ITEM-135.3",170847,"Spreader, hammer, made of soft polymer gel, universal toe spreader, large                                             Stretch, for easily spread crooked, overlapping and rubbing toes, to reduce friction related injuries such as blisters, corns and calluses, ±2.5cm length, 12 units                                                              Size: Large                                                                                                                                           Packaging requirements: Pack of 12 units                                                                                                                                                                          Estimated usage: 1","Yes, representative sample for items 135.1 to 135.4             ",null,"Per packet"]
["ITEM-135.4",170839,"Spreader, hammer, made of soft polymer gel, universal toe spreader, X-Large                                            Stretch, for easily spread crooked, overlapping and rubbing toes, to reduce friction related injuries such as blisters, corns and calluses, ±2.5cm length, 12 units                                                                 Size: X-Large                                                                                                                                       Packaging requirements: Pack of 12 units                                                                                                                                                                 Estimated usage: 1","Yes, representative sample for items 135.1 to 135.4             ",null,"Per packet"]
["ITEM 136","Pad, hammer, polymer gel"]
["ITEM-136.1",137021,"Pad, hammer, polymer gel                                                                                                                                    Hammer toes crest pad, made of polymer gel, soft, good stretch, relieves forefoot and toe pain caused by hammer, claw and mallet toes, toe crest provides maximum comfort and reduces pressure form the toes and metatarsals                                                                                                                                                                  Packaging requirements: Pack of 10 units                                                                                                                                                                    Estimated usage: 1","Yes",null,"Per packet"]
["ITEM 137","Separator toe, gel mould fitting"]
["ITEM-137.1",159803,"Separator toe, gel mould fitting, small                                                                                                                                                                         Separator toe, gel mould fitting, small, to reduce interdigital pressure between toes, protection from inter-digital pressure, helps with re-alignment of toes.                                                                                                                                                                Size: Small                                                                                                                                                            Packaging requirements: Per pack of 12                                                                                                                                              Estimated usage: 1                              \n","Yes, representative sample for items 137.1 to 137.3              ",null,"Per packet "]
["ITEM-137.2",178702,"Separator toe, gel mould fitting, medium                                                                                                                                                                         Separator toe, gel mould fitting, medium, to reduce interdigital pressure between toes, protection from inter-digital pressure, helps with re-alignment of toes.                                                                                                                                                           Size: Medium                                                                                                                                                               Packaging requirements: Per pack of 12                                                                                                                                            Estimated usage: 1                          \n","Yes, representative sample for items 137.1 to 137.3              ",null,"Per packet "]
["ITEM-137.3",159805,"Separator toe, gel mould fitting, large                                                                                                                                                                         Separator toe, gel mould fitting, large, to reduce interdigital pressure between toes, protection from inter-digital pressure, helps with re-alignment of toes.                                                                                                                                                                 Size: Large                                                                                                                                                                    Packaging requirements: Per pack of 12                                                                                                                                                 Estimated usage: 1                            \n","Yes, representative sample for items 137.1 to 137.3              ",null,"Per packet "]
["ITEM 138","Shield bunion, foam shell, gel disc"]
["ITEM-138.1",159712,"Shield bunion, foam shell, gel disc, small                                                                                                                                                                  Shield bunion, toes, soft foam shell for pressure absorption and gel disc for pressure positioning, small, protects the bunion joint. Reduces pain in the bone protuberance, thin silicone for better patient compliance.                                                                                                                                                                      Size: Small                                                                                                                                                                                                                              Packaging requirements: Per pair                                                                                                                                                  Estimated usage: 1                   \n","Yes, representative sample for items 138.1 to 138.3              ",null,"Per pair"]
["ITEM-138.2",159713,"Shield bunion, foam shell, gel disc, medium                                                                                                                                                                  Shield bunion, toes, soft foam shell for pressure absorption and gel disc for pressure positioning, medium, protects the bunion joint. Reduces pain in bone protuberance, thin silicone for patient compliance.                                                                                                                                                                             Size: Medium                                                                                                                                                                                                                         Packaging requirements: Per pair                                                                                                                                             Estimated usage: 1                \n","Yes, representative sample for items 138.1 to 138.3              ",null,"Per pair"]
["ITEM-138.3",159714,"Shield bunion, foam shell, gel disc, large                                                                                                                                                                 Shield bunion, toes, soft foam shell for pressure absorption and gel disc for pressure positioning, large, protects the bunion joint. Reduces pain in bone protuberance, thin silicone for better patient compliance.                                                                                                                                                                         Size: Large                                                                                                                                                                                                                                 Packaging requirements: Per pair                                                                                                                                          Estimated usage: 1                         \n","Yes, representative sample for items 138.1 to 138.3              ",null,"Per pair"]
["ITEM 139","Shield, bunion, polymer gel, soft"]
["ITEM-139.1",170827,"Shield, bunion, polymer gel, soft, small                                                                                                                                                                           Shield, bunion, toes, made of soft polymer gel, good stretch, in 2 levels of density, protector is slim, yet very effective and can be used with any shoe, protectors help guard a painful bunion from rubbing and pressure and for protection with loop around big toe.                                                                                                                                                                              Dimensions: Length ± 2.5cm                                                                                                                  Size: Small                                                                                                                                                                    Packaging requirements: Pack of 6 units                                                                                                                                                                 Estimated usage: 1","Yes, representative sample for items 139.1 to 139.3              ",null,"Per packet"]
["ITEM-139.2",137066,"Shield, bunion, polymer gel, soft, medium                                                                                                                                                                      Shield, bunion, toes, made of soft polymer gel, good stretch, in 2 levels of density, protector is slim, yet very effective and can be used with any shoe, protectors help guard a painful bunion from rubbing and pressure and for protection with loop around big toe.                                                                                                                                                                 Dimensions: Length ± 2.5cm                                                                                                                     Size: Medium                                                                                                                                                                Packaging requirements: Pack of 6 units                                                                                                                                                                  Estimated usage: 1","Yes, representative sample for items 139.1 to 139.3              ",null,"Per packet"]
["ITEM-139.3",170829,"Shield, bunion, polymer gel, soft, large                                                                                                                                                                                Shield, bunion, toes, made of soft polymer gel, good stretch, in 2 levels of density, protector is slim, yet very effective and can be used with any shoe, protectors help guard a painful bunion from rubbing and pressure and for protection with loop around big toe.                                                                                                                                                                   Dimensions: Length ± 2.5cm                                                                                                                      Size: Large                                                                                                                                                                  Packaging requirements: Pack of 6 units                                                                                                              Estimated usage: 1","Yes, representative sample for items 139.1 to 139.3              ",null,"Per packet"]
["ITEM 140","Shield bunion, silicone"]
["ITEM-140.1",178468,"Shield bunion, silicone, small                                                                                                                                  Shield bunion toes layer of silicone gel placed to protect prominent big toe joint, covered with elastic material to keep silicone gel in place, reduce pain in bone protuberance to relief pressure                                                                                                                                                                            Size: Small                                                                                                                                                 Packaging requirements: Per pair                                                                                                                                                                                                              Estimated usage: 1                                                                                                                                                                                                            ","Yes, representative sample for items 140.1 to 140.3              ",null,"Per pair"]
["ITEM-140.2",178470,"Shield bunion, silicone, medium                                                                                                                                  Shield bunion toes layer of silicone gel placed to protect prominent big toe joint, covered with elastic material to keep silicone gel in place, reduce pain in bone protuberance to relief pressure                                                                                                                                                                            Size: Medium                                                                                                                                             Packaging requirements: Per pair                                                                                                                                                                                                             Estimated usage: 1                                                                                                                                                                                            ","Yes, representative sample for items 140.1 to 140.3              ",null,"Per pair"]
["ITEM-140.3",178472,"Shield bunion, silicone, large                                                                                                                                  Shield bunion toes layer of silicone gel placed to protect prominent big toe joint, covered with elastic material to keep silicone gel in place, reduce pain in bone protuberance to relief pressure                                                                                                                                                                            Size: Large                                                                                                                                               Packaging requirements: Per pair                                                                                                                                                                                                                Estimated usage: 1                                                                                                                                                                                                 ","Yes, representative sample for items 140.1 to 140.3              ",null,"Per pair"]
["ITEM 141","Splint, Bunion / Hallux Valgus"]
["ITEM-141.1",114145,"Splint, Bunion / Hallux Valgus                                                                                                                                  Splint, for correction of bunion / hallux valgus, keeps first radius of foot in correct position, thin enough to wear in shoes, non-slip, breathable foam, holds the correction even during weight-bearing.                                                                                                                                                                           Size:  One size fits all                                                                                                                                                     Packaging requirements: Each                                                                                                         Estimated usage: 1                                                                                                                                                                                   ","Yes",null,"Each"]
["ITEM 142","Arch lift plantar fasciitis"]
["ITEM-142.1",114146,"Arch lift plantar fasciitis                                                                                                                            Arch lift, for plantar fasciitis, foam lined material with velcro straps, alleviates symptoms of plantar fasciitis and heel spurs, provides upward compression to the arch, supporting and stabilising the planter fascia ligaments and includes a built-in pad for additional support to medial arch, helping to prevent excessive pronation.                                                                    Size:  One size fits all                                                                                                                                                     Packaging requirements: Each                                                                                                             Estimated usage: 1                 ","Yes",null,"Each"]
["ITEM 143","CAP digital, polymer gel, soft"]
["ITEM-143.1",137063,"CAP digital, polymer gel, soft, small                                                                                                                     CAP digital textile fabric inside coated with polymer gel, soft, stretchable, protects toes against rubbing and pressure, transparent, durable, washable, due to its softness, elasticity and moistening qualities (medical oil + vaseline). It works to cushion apical areas, as digital amputation cover, in-growing nail care, as keloid scar prevention.                                                                                                                                                               Size: Small                                                                                                                                                                        Packaging requirements: Packet of 12 units                                                                                                                                                Estimated usage: 1","Yes, representative sample for items 143.1 to 143.3              ",null,"Per packet"]
["ITEM-143.2",137064,"CAP digital, polymer gel, soft, medium                                                                                                                         CAP digital textile fabric inside coated with polymer gel, soft, stretchable, protects toes against rubbing and pressure, transparent, durable, washable, due to its softness, elasticity and moistening qualities (medical oil + vaseline). It works to cushion apical areas, as digital amputation cover, in-growing nail care, as keloid scar prevention.                                                                                                                                                               Size: Medium                                                                                                                                                                        Packaging requirements: Packet of 12 units                                                                                                                                              Estimated usage: 1","Yes, representative sample for items 143.1 to 143.3              ",null,"Per packet"]
["ITEM-143.3",137065,"CAP digital, polymer gel, soft, large                                                                                                                            CAP digital textile fabric inside coated with polymer gel, soft, stretchable, protects toes against rubbing and pressure, transparent, durable, washable, due to its softness, elasticity and moistening qualities (medical oil + vaseline). It works to cushion apical areas, as digital amputation cover, in-growing nail care, as keloid scar prevention.                                                                                                                                                               Size: Large                                                                                                                                                                        Packaging requirements: Packet of 12 units                                                                                                                                                                                                                           Estimated usage: 1","Yes, representative sample for items 143.1 to 143.3              ",null,"Per packet"]
["ITEM 144","Heel Spur, polymer gel, soft"]
["ITEM-144.1",170811,"Heel Spur, polymer gel, soft, small                                                                                                                         Heel spur, made of polymer gel, soft, good stretch, transparent, washable, consists of a pair of shock absorbing heel cushions with removable plugs to fit specific comfort needs. Cushioning plugs must be extra soft, provides relief for general or specific heel pain.                                                                                                           Size: Small                                                                                                                                                                 Packaging requirements: Per pair                                                                                                                                                                                 Estimated usage: 1","Yes, representative sample for items 144.1 to 144.4              ",null,"Per pair"]
["ITEM-144.2",137058,"Heel Spur, polymer gel, soft, medium                                                                                                                           Heel spur, made of polymer gel, soft, good stretch, transparent, washable, consists of a pair of shock absorbing heel cushions with removable plugs to fit specific comfort needs. Cushioning plugs must be extra soft, provides relief for general or specific heel pain.                                                                                                           Size: Medium                                                                                                                                                                 Packaging requirements: Per pair                                                                                                                           Estimated usage: 1","Yes, representative sample for items 144.1 to 144.4              ",null,"Per pair"]
["ITEM-144.3",137059,"Heel Spur, polymer gel, soft, large                                                                                                                           Heel spur, made of polymer gel, soft, good stretch, transparent, washable, consists of a pair of shock absorbing heel cushions with removable plugs to fit specific comfort needs. Cushioning plugs must be extra soft, provides relief for general or specific heel pain.                                                                                                           Size: Large                                                                                                                                                                 Packaging requirements: Per pair                                                                                                                                                                                      Estimated usage: 1","Yes, representative sample for items 144.1 to 144.4              ",null,"Per pair"]
["ITEM-144.4",174308,"Heel Spur, Polymer gel, soft, X-Large                                                                                                                           Heel spur, made of polymer gel, soft, good stretch, transparent, washable, consists of a pair of shock absorbing heel cushions with removable plugs to fit specific comfort needs. Cushioning plugs must be extra soft, provides relief for general or specific heel pain.                                                                                                           Size: X-Large                                                                                                                                                                 Packaging requirements: Per pair                                                                                                                              Estimated usage: 1","Yes, representative sample for items 144.1 to 144.4              ",null,"Per pair"]
["ITEM 145","Rings, digital, textile, polymer gel"]
["ITEM-145.1",170822,"Rings, digital, textile, polymer gel, small                                                                                                          Rings, digital textile made of polymer gel, good stretch, washable discs / tubes of soft polymer gel attached to flexible textile fabric, provides specific protection while adjusting to the toes for comfort and durable use.                                                                                                                                                               Length: ± 2.5cm                                                                                                                               Size: Small                                                                                                                                                                         Packaging requirements: Pack of 10 rings                                                                                                                                                         Estimated usage: 1","Yes, representative sample for items 145.1 to 145.4              ",null,"Per packet"]
["ITEM-145.2",170823,"Rings, digital, textile, polymer gel, medium                                                                                                           Rings, digital textile made of polymer gel, good stretch, washable discs / tubes of soft polymer gel attached to flexible textile fabric, provides specific protection while adjusting to the toes for comfort and durable use.                                                                                                                                                               Length: ± 2.5cm                                                                                                                      Size: Medium                                                                                                                                                                          Packaging requirements: Pack of 10 rings                                                                                                                                                         Estimated usage: 1","Yes, representative sample for items 145.1 to 145.4              ",null,"Per packet"]
["ITEM-145.3",170825,"Rings, digital, textile, polymer gel, large                                                                                                           Rings, digital textile made of polymer gel, good stretch, washable discs / tubes of soft polymer gel attached to flexible textile fabric, provides specific protection while adjusting to the toes for comfort and durable use.                                                                                                                                                               Length: ± 2.5cm                                                                                                                     Size: Large                                                                                                                                                                          Packaging requirements: Pack of 10 rings                                                                                                                                                             Estimated usage: 1","Yes, representative sample for items 145.1 to 145.4              ",null,"Per packet"]
["ITEM-145.4",170826,"Rings, digital, textile, polymer gel, X-Large                                                                                                         Rings, digital textile made of polymer gel, good stretch, washable discs / tubes of soft polymer gel attached to flexible textile fabric, provides specific protection while adjusting to the toes for comfort and durable use.                                                                                                                                                               Length: ± 2.5cm                                                                                                                     Size: X-Large                                                                                                                                                                          Packaging requirements: Pack of 10 rings                                                                                                                                                               Estimated usage: 1","Yes, representative sample for items 145.1 to 145.4              ",null,"Per packet"]
["ITEM 146","Silicone putty kit, soft mouldable for relief    "]
["ITEM-146.1",159806,"Silicone putty kit, soft, mouldable for relief                                                                                                                                                                                                        Silicone putty kit, mouldable for pressure-relief and correcting digital deformities, normal density, shore density of between 12-14 , 250g base with 250g catalyst, mixed 1:1;  it is soft, quick setting, self-mixing, pliable and washable.                                                                                                                                                                      Size: Base with catalyst = 500g product                                                                                                                                                                                                                     Packaging requirements: Per kit                                                                                                                 Estimated usage: 1                                                                                                                                                                                                                                                                                                  ","Yes",null,"Per kit"]
["ITEM 147","Silicone putty kit, hard, mouldable for relief    "]
["ITEM-147.1",114127,"Silicone putty kit, hard, mouldable for relief                                                                                                                                                                                                        Silicone putty kit, mouldable for pressure-relief and correcting digital deformities, normal density, shore density of 20-25, 250g base with 250g catalyst, mixed 1:1;  it is hard, quick setting, self-mixing, pliable and washable.                                                                                                                                                                      Size: Base with catalyst = 500g product                                                                                                                                                                                                                     Packaging requirements: Per kit                                                                                                                Estimated usage: 1                                                                                                                                                                                                                                                                                    ","Yes",null,"Per kit"]
["ITEM 148","Insole, shoe, thin moulded EVA     "]
["ITEM-148.1",159695,"Insole, shoe size 4, thin moulded EVA                                                                                                                                                                        Insole, shoe size 4, thin moulded EVA (Ethyl Vinyl Acetate) innersoles with a strengthened deep heel cup covered with quick dry moisture absorbing material.                                                                                                                                                                                               Size: Shoe size 4                                                                                                                                                                                                                              Packaging requirements: Per pair                                                                                                                                        Estimated usage: 1                                                                                                                                                                                                                                         ","Yes, representative sample for items 148.1 to 148.9              ",null,"Per pair"]
["ITEM-148.2",159697,"Insole, shoe size 5, thin moulded EVA                                                                                                                                                                        Insole, shoe size 5, thin moulded EVA (Ethyl Vinyl Acetate) innersoles with a strengthened deep heel cup covered with quick dry moisture absorbing material.                                                                                                                                                                                                 Size: Shoe size 5                                                                                                                                                                         Packaging requirements: Per pair                                                                                                                                 Estimated usage: 1                                                                                                                                                                                                                                 ","Yes, representative sample for items 148.1 to 148.9              ",null,"Per pair"]
["ITEM-148.3",136782,"Insole, shoe size 6, thin moulded EVA                                                                                                                                                                        Insole, shoe size 6, thin moulded EVA (Ethyl Vinyl Acetate) innersoles with a strengthened deep heel cup covered with quick dry moisture absorbing material.                                                                                                                                                                                                 Size: Shoe size 6                                                                                                                                                                         Packaging requirements: Per pair                                                                                                                                 Estimated usage: 1                                                                                                                                                                                                                                 ","Yes, representative sample for items 148.1 to 148.9              ",null,"Per pair"]
["ITEM-148.4",136783,"Insole, shoe size 7, thin moulded EVA                                                                                                                                                                        Insole, shoe size 7, thin moulded EVA (Ethyl Vinyl Acetate) innersoles with a strengthened deep heel cup covered with quick dry moisture absorbing material.                                                                                                                                                                                                 Size: Shoe size 7                                                                                                                                                                         Packaging requirements: Per pair                                                                                                                                 Estimated usage: 1                                                                                                                                                                                                                               ","Yes, representative sample for items 148.1 to 148.9              ",null,"Per pair"]
["ITEM-148.5",136784,"Insole, shoe size 8, thin moulded EVA                                                                                                                                                                        Insole, shoe size 8, thin moulded EVA (Ethyl Vinyl Acetate) innersoles with a strengthened deep heel cup covered with quick dry moisture absorbing material.                                                                                                                                                                                                 Size: Shoe size 8                                                                                                                                                                         Packaging requirements: Per pair                                                                                                                                 Estimated usage: 1                                                                                                                                                                                                                                ","Yes, representative sample for items 148.1 to 148.9              ",null,"Per pair"]
["ITEM-148.6",159700,"Insole, shoe size 9, thin moulded EVA                                                                                                                                                                        Insole, shoe size 9, thin moulded EVA (Ethyl Vinyl Acetate) innersoles with a strengthened deep heel cup covered with quick dry moisture absorbing material.                                                                                                                                                                                               Size: Shoe size 9                                                                                                                                                                                                                      Packaging requirements: Per pair                                                                                                                                                   Estimated usage: 1                                                                                                                                                                                                                             ","Yes, representative sample for items 148.1 to 148.9              ",null,"Per pair"]
["ITEM-148.7",136786,"Insole, shoe size 10, thin moulded EVA                                                                                                                                                                        Insole, shoe size 10, thin moulded EVA (Ethyl Vinyl Acetate) innersoles with a strengthened deep heel cup covered with quick dry moisture absorbing material.                                                                                                                                                                                               Size: Shoe size 10                                                                                                                                                                                                                      Packaging requirements: Per pair                                                                                                                                                   Estimated usage: 1                                                                                                                                                                                                                            ","Yes, representative sample for items 148.1 to 148.9              ",null,"Per pair"]
["ITEM-148.8",159702,"Insole, shoe size 11, thin moulded EVA                                                                                                                                                                        Insole, shoe size 11, thin moulded EVA (Ethyl Vinyl Acetate) innersoles with a strengthened deep heel cup covered with quick dry moisture absorbing material.                                                                                                                                                                                               Size: Shoe size 11                                                                                                                                                                                                                                          Packaging requirements: Per pair                                                                                                                                                          Estimated usage: 1                                                                                                                                                                                                                                ","Yes, representative sample for items 148.1 to 148.9              ",null,"Per pair"]
["ITEM-148.9",159703,"Insole, shoe size 12, thin moulded EVA                                                                                                                                                                        Insole, shoe size 12, thin moulded EVA (Ethyl Vinyl Acetate) innersoles with a strengthened deep heel cup covered with quick dry moisture absorbing material.                                                                                                                                                                                               Size: Shoe size 12                                                                                                                                                                                                                              Packaging requirements: Per pair                                                                                                                                            Estimated usage: 1                                                                                                                                                                                                                                   ","Yes, representative sample for items 148.1 to 148.9              ",null,"Per pair"]
["ITEM 149","Insole, shoe, thin cork        "]
["ITEM-149.1",136787,"Insole, shoe size 4, thin cork                                                                                                                                                                        Insole, shoe size 4, thin cork, pre-cut, 1-2mm thick.                                                                                                                                                                                               Size: Shoe size 4                                                                                                                                                                                                                             Packaging requirements: Per pair                                                                                                                                            Estimated usage: New item                                                                                                                                                                                                                                ","Yes, representative sample for items 149.1 to 149.9              ",null,"Per pair"]
["ITEM-149.2",136788,"Insole, shoe size 5, thin cork                                                                                                                                                                        Insole, shoe size 5, thin cork, pre-cut, 1-2mm thick.                                                                                                                                                                                               Size: Shoe size 5                                                                                                                                                                                                                             Packaging requirements: Per pair                                                                                                                                            Estimated usage: New item                                                                                                                                                                                                                                ","Yes, representative sample for items 149.1 to 149.9              ",null,"Per pair"]
["ITEM-149.3",136789,"Insole, shoe size 6, thin cork                                                                                                                                                                        Insole, shoe size 6, thin cork, pre-cut, 1-2mm thick.                                                                                                                                                                                               Size: Shoe size 6                                                                                                                                                                                                                             Packaging requirements: Per pair                                                                                                                                            Estimated usage: New item                                                                                                                                                                                                                                ","Yes, representative sample for items 149.1 to 149.9              ",null,"Per pair"]
["ITEM-149.4",136790,"Insole, shoe size 7, thin cork                                                                                                                                                                        Insole, shoe size 7, thin cork, pre-cut, 1-2mm thick.                                                                                                                                                                                               Size: Shoe size 7                                                                                                                                                                                                                             Packaging requirements: Per pair                                                                                                                                            Estimated usage: New item                                                                                                                                                                                                                                ","Yes, representative sample for items 149.1 to 149.9              ",null,"Per pair"]
["ITEM-149.5",136791,"Insole, shoe size 8, thin cork                                                                                                                                                                        Insole, shoe size 8, thin cork, pre-cut, 1-2mm thick.                                                                                                                                                                                               Size: Shoe size 8                                                                                                                                                                                                                             Packaging requirements: Per pair                                                                                                                                            Estimated usage: New item                                                                                                                                                                                                                                ","Yes, representative sample for items 149.1 to 149.9              ",null,"Per pair"]
["ITEM-149.6",136792,"Insole, shoe size 9, thin cork                                                                                                                                                                        Insole, shoe size 9, thin cork, pre-cut, 1-2mm thick.                                                                                                                                                                                               Size: Shoe size 9                                                                                                                                                                                                                             Packaging requirements: Per pair                                                                                                                                            Estimated usage: 1                                                                                                                                                                                                                           ","Yes, representative sample for items 149.1 to 149.9              ",null,"Per pair"]
["ITEM-149.7",136793,"Insole, shoe size 10, thin cork                                                                                                                                                                        Insole, shoe size 10, thin cork, pre-cut, 1-2mm thick.                                                                                                                                                                                               Size: Shoe size 10                                                                                                                                                                                                                             Packaging requirements: Per pair                                                                                                                                            Estimated usage: New item                                                                                                                                                                                                                                ","Yes, representative sample for items 149.1 to 149.9              ",null,"Per pair"]
["ITEM-149.8",136794,"Insole, shoe size 11, thin cork                                                                                                                                                                        Insole, shoe size 11, thin cork, pre-cut, 1-2mm thick.                                                                                                                                                                                               Size: Shoe size 11                                                                                                                                                                                                                             Packaging requirements: Per pair                                                                                                                                            Estimated usage: 1                                                                                                                                                                                                                              ","Yes, representative sample for items 149.1 to 149.9              ",null,"Per pair"]
["ITEM-149.9",136795,"Insole, shoe size 12, thin cork                                                                                                                                                                        Insole, shoe size 12, thin cork, pre-cut, 1-2mm thick.                                                                                                                                                                                               Size: Shoe size 12                                                                                                                                                                                                                             Packaging requirements: Per pair                                                                                                                                            Estimated usage: 1                                                                                                                                                                                                                             ","Yes, representative sample for items 149.1 to 149.9              ",null,"Per pair"]
["item 150","Innersole, polyurethane "]
["ITEM-150.1",114128,"Innersole, polyurethane, shoe size 4, full length                                                                                                                                                                        Innersole, polyurethane foam, shoe size 4, full length, with a density of 15-25˚ shore A, hardness of 0.27 grams/cm3, must be breathable and absorbs sweat, polyurethane foam is well known for comfort, its elasticity and flexibility, covering material is micro fibre material.                                                                                                                                                                                              Size: Shoe size 4 full length                                                                                                                                                                                                                           Packaging requirements: Per pair                                                                                                                                            Estimated usage: 1                                                                                                                                                                                                                                     ","Yes, representative sample for items 150.1 to 150.7               ",null,"Per pair"]
["ITEM-150.2",114130,"Innersole, polyurethane, shoe size 5, full length                                                                                                                                                                      Innersole, polyurethane foam, shoe size 5, full length, with a density of 15-25˚ shore A, hardness of 0.27 grams/cm3, must be breathable and absorbs sweat, polyurethane foam is well known for comfort, its elasticity and flexibility, covering material is micro fibre material.                                                                                                                                                                                                                                                                                     Size: Shoe size 5 full length                                                                                                                                                                                                                       Packaging requirements: Per pair                                                                                                                             Estimated usage: 1                                                                                                                                                                                     ","Yes, representative sample for items 150.1 to 150.7               ",null,"Per pair"]
["ITEM-150.3",159696,"Innersole, polyurethane, shoe size 6, full length                                                                                                                                                                      Innersole, polyurethane foam, shoe size 6, full length, with a density of 15-25˚ shore A, hardness of 0.27 grams/cm3, must be breathable and absorbs sweat, polyurethane foam is well known for comfort, its elasticity and flexibility, covering material is micro fibre material.                                                                                                                                                                                                                                                                           Size: Shoe size 6 full length                                                                                                                                                                                                                           Packaging requirements: Per pair                                                                                                                                            Estimated usage: 1                                                                                                                                                                                                                                     ","Yes, representative sample for items 150.1 to 150.7               ",null,"Per pair"]
["ITEM-150.4",159698,"Innersole, polyurethane, shoe size 7, full length                                                                                                                                                                    Innersole, polyurethane foam, shoe size 7, full length, with a density of 15-25˚ shore A, hardness of 0.27 grams/cm3, must be breathable and absorbs sweat, polyurethane foam is well known for comfort, its elasticity and flexibility, covering material is micro fibre material.                                                                                                                                                                                                                                        Size: Shoe size 7 full length                                                                                                                                                                                                                          Packaging requirements: Per pair                                                                                                                                            Estimated usage: 1                                                                                                                                                                                                                                    ","Yes, representative sample for items 150.1 to 150.7               ",null,"Per pair"]
["ITEM-150.5",159699,"Innersole, polyurethane, shoe size 8, full length                                                                                                                                                                      Innersole, polyurethane foam, shoe size 8, full length, with a density of 15-25˚ shore A, hardness of 0.27 grams/cm3, must be breathable and absorbs sweat, polyurethane foam is well known for comfort, its elasticity and flexibility, covering material is micro fibre material.                                                                                                                                                                                                                                       Size: Shoe size 8 full length                                                                                                                                                                                                                           Packaging requirements: Per pair                                                                                                                                            Estimated usage: 1                                                                                                                                                                                                                                   ","Yes, representative sample for items 150.1 to 150.7               ",null,"Per pair"]
["ITEM-150.6",114135,"Innersole, polyurethane, shoe size 9, full length                                                                                                                                                                      Innersole, polyurethane foam, shoe size 9, full length, with a density of 15-25˚ shore A, hardness of 0.27 grams/cm3, must be breathable and absorbs sweat, polyurethane foam is well known for comfort, its elasticity and flexibility, covering material is micro fibre material.                                                                                                                                                Size: Shoe size 9 full length                                                                                                                                                                                                                         Packaging requirements: Per pair                                                                                                                                            Estimated usage: 1                                                                                                                                                                                                                                     ","Yes, representative sample for items 150.1 to 150.7               ",null,"Per pair"]
["ITEM-150.7",159701,"Innersole, polyurethane, shoe size 10, full length                                                                                                                                                         Innersole, polyurethane foam, shoe size 10, full length, with a density of 15-25˚ shore A, hardness of 0.27 grams/cm3, must be breathable and absorbs sweat, polyurethane foam is well known for comfort, its elasticity and flexibility, covering material is black micro fibre material.                                                                                                                                                                                                                                                          Size: Shoe size 10  full length                                                                                                                                                                                                                       Packaging requirements: Per pair                                                                                                                                            Estimated usage: 1                                                                                                                                                                                                                                   ","Yes, representative sample for items 150.1 to 150.7               ",null,"Per pair"]
["ITEM-150.8",114129,"Innersole, polyurethane, shoe size 4, ¾ length                                                                                                                                                                           Innersole, polyurethane foam, shoe size 4, ¾ length, with a density of 15-25˚ shore A, hardness of 0.27 grams/cm3, must be breathable and absorbs sweat, polyurethane foam is well known for comfort, its elasticity and flexibility, covering material is micro fibre material.                                                                                                                                                                                                                                                     Size:  Shoe size 4 ¾ length                                                                                                                                                                                                                           Packaging requirements: Per pair                                                                                                                                            Estimated usage: 1                                                                                                                                                                                                                                  ","Yes, representative sample for items 150.8 to 150.12              ",null,"Per pair"]
["ITEM-150.9",114131,"Innersole, polyurethane, shoe size 5, ¾ length                                                                                                                                                                                 Innersole, polyurethane foam, shoe size 5, ¾ length, with a density of 15-25˚ shore A, hardness of 0.27 grams/cm3, must be breathable and absorbs sweat, polyurethane foam is well known for comfort, its elasticity and flexibility, covering material is micro fibre material.                                                                                                                                                                                                                                                                                   Size: Shoe size 5 ¾  length                                                                                                                                                                                                                          Packaging requirements: Per pair                                                                                                                                            Estimated usage: 1                                                                                                                                                                                                                                     ","Yes, representative sample for items 150.8 to 150.12              ",null,"Per pair"]
["ITEM-150.10",114132,"Innersole, polyurethane, shoe size 6, ¾ length                                                                                                                                                                              Innersole, polyurethane foam, shoe size 6, ¾ length, with a density of 15-25˚ shore A, hardness of 0.27 grams/cm3, must be breathable and absorbs sweat, polyurethane foam is well known for comfort, its elasticity and flexibility, covering material is micro fibre material.                                                                                                                                                                                                                                                                        Size: Shoe size 6 ¾ length                                                                                                                                                                                                                               Packaging requirements: Per pair                                                                                                                                            Estimated usage: 1                                                                                                                                                                                                                                     ","Yes, representative sample for items 150.8 to 150.12              ",null,"Per pair"]
["ITEM-150.11",114133,"Innersole, polyurethane, shoe size 7, ¾ length                                                                                                                                                                                 Innersole, polyurethane foam, shoe size 7, ¾ length, with a density of 15-25˚ shore A, hardness of 0.27 grams/cm3, must be breathable and absorbs sweat, polyurethane foam is well known for comfort, its elasticity and flexibility, covering material is micro fibre material.                                                                                                                                                                                                                                                Size: Shoe size 7 ¾ length                                                                                                                                                                                                                              Packaging requirements: Per pair                                                                                                                                            Estimated usage: 1                                                                                                                                                                                                                                    ","Yes, representative sample for items 150.8 to 150.12              ",null,"Per pair"]
["ITEM-150.12",114134,"Innersole, polyurethane, shoe size 8, ¾ length                                                                                                                                                                  Innersole, polyurethane foam, shoe size 8, ¾ length, with a density of 15-25˚ shore A, hardness of 0.27 grams/cm3, must be breathable and absorbs sweat, polyurethane foam is well known for comfort, its elasticity and flexibility, covering material is micro fibre material.                                                                                                                                                                                                                                    Size: Shoe size 8 ¾ length                                                                                                                                                                                                                          Packaging requirements: Per pair                                                                                                                                            Estimated usage: 1                                                                                                                                                                                                                                     ","Yes, representative sample for items 150.8 to 150.12              ",null,"Per pair"]
["ITEM 151","Orthotic kit, medium, adhesive"]
["ITEM-151.1","New","Orthotic kit, medium, adhesive, shoe size 5, full length                                                                                                                                                          Kit must contain the following components: moulded resin neutral orthotic base with breathable, conformable cover for left and right foot (pair); latex adhesive metatarsal pad with the same lift for all 5 metatarsal heads for left and right foot (pair); latex adhesive wedge for left and right foot (pair); latex adhesive cobra/horse shoe pad with retractable core for left and right foot (pair). Degree of latex hardness: medium.                                                                                             Size: Shoe size 5 full length                                                                                                                                                                                                                       Packaging requirements: Per kit                                                                                                                                            Estimated usage: New                 ","Yes, representative sample for items 151.1 to 151.7              ",null,"Per kit"]
["ITEM-151.2","New","Orthotic kit, medium, adhesive, shoe size 6, full length                                                                                                                                                       Kit must contain the following components: moulded resin neutral orthotic base with breathable, conformable cover for left and right foot (pair); latex adhesive metatarsal pad with the same lift for all 5 metatarsal heads for left and right foot (pair); latex adhesive wedge for left and right foot (pair); latex adhesive cobra/horse shoe pad with retractable core for left and right foot (pair). Degree of latex hardness: medium.                                                                                             Size: Shoe size 6 full length                                                                                                                                                                                                                       Packaging requirements: Per kit                                                                                                                                            Estimated usage: New                 ","Yes, representative sample for items 151.1 to 151.7              ",null,"Per kit"]
["ITEM-151.3","New","Orthotic kit, medium, adhesive, shoe size 7, full length                                                                                                                                                               Kit must contain the following components: moulded resin neutral orthotic base with breathable, conformable cover for left and right foot (pair); latex adhesive metatarsal pad with the same lift for all 5 metatarsal heads for left and right foot (pair); latex adhesive wedge for left and right foot (pair); latex adhesive cobra/horse shoe pad with retractable core for left and right foot (pair). Degree of latex hardness: medium.                                                                                               Size: Shoe size 7 full length                                                                                                                                                                                                                       Packaging requirements: Per kit                                                                                                                                            Estimated usage: New                 ","Yes, representative sample for items 151.1 to 151.7              ",null,"Per kit"]
["ITEM-151.4","New","Orthotic kit, medium, adhesive, shoe size 8, full length                                                                                                                                                       Kit must contain the following components: moulded resin neutral orthotic base with breathable, conformable cover for left and right foot (pair); latex adhesive metatarsal pad with the same lift for all 5 metatarsal heads for left and right foot (pair); latex adhesive wedge for left and right foot (pair); latex adhesive cobra/horse shoe pad with retractable core for left and right foot (pair). Degree of latex hardness: medium.                                                                                                 Size: Shoe size 8 full length                                                                                                                                                                                                                       Packaging requirements: Per kit                                                                                                                                            Estimated usage: New                 ","Yes, representative sample for items 151.1 to 151.7              ",null,"Per kit"]
["ITEM-151.5","New","Orthotic kit, medium, adhesive, shoe size 9, full length                                                                                                                                                                  Kit must contain the following components: moulded resin neutral orthotic base with breathable, conformable cover for left and right foot (pair); latex adhesive metatarsal pad with the same lift for all 5 metatarsal heads for left and right foot (pair); latex adhesive wedge for left and right foot (pair); latex adhesive cobra/horse shoe pad with retractable core for left and right foot (pair). Degree of latex hardness: medium.                                                                                               Size: Shoe size 9 full length                                                                                                                                                                                                                       Packaging requirements: Per kit                                                                                                                                            Estimated usage: New                 ","Yes, representative sample for items 151.1 to 151.7              ",null,"Per kit"]
["ITEM-151.6","New","Orthotic kit, medium, adhesive, shoe size 10, full length                                                                                                                                                              Kit must contain the following components: moulded resin neutral orthotic base with breathable, conformable cover for left and right foot (pair); latex adhesive metatarsal pad with the same lift for all 5 metatarsal heads for left and right foot (pair); latex adhesive wedge for left and right foot (pair); latex adhesive cobra/horse shoe pad with retractable core for left and right foot (pair). Degree of latex hardness: medium.                                                                                              Size: Shoe size 10 full length                                                                                                                                                                                                                       Packaging requirements: Per kit                                                                                                                                            Estimated usage: New                 ","Yes, representative sample for items 151.1 to 151.7              ",null,"Per kit"]
["ITEM-151.7","New","Orthotic kit, medium, adhesive, shoe size 11, full length                                                                                                                                                               Kit must contain the following components: moulded resin neutral orthotic base with breathable, conformable cover for left and right foot (pair); latex adhesive metatarsal pad with the same lift for all 5 metatarsal heads for left and right foot (pair); latex adhesive wedge for left and right foot (pair); latex adhesive cobra/horse shoe pad with retractable core for left and right foot (pair). Degree of latex hardness: medium.                                                                                             Size: Shoe size 11 full length                                                                                                                                                                                                                       Packaging requirements: Per kit                                                                                                                                            Estimated usage: New                 ","Yes, representative sample for items 151.1 to 151.7              ",null,"Per kit"]
["ITEM 152","Orthotic kit, hard, adhesive"]
["ITEM-152.1","New","Orthotic kit, hard, adhesive, shoe size 5, full length                                                                                                                                                        Kit must contain the following components: moulded resin neutral orthotic base with breathable, conformable cover for left and right foot (pair); latex adhesive metatarsal pad with the same lift for all 5 metatarsal heads for left and right foot (pair); latex adhesive wedge for left and right foot (pair); latex adhesive cobra/horse shoe pad with retractable core for left and right foot (pair). Degree of latex hardness: hard.                                                                                                  Size: Shoe size 5 full length                                                                                                                                                                                                                       Packaging requirements: Per kit                                                                                                                                            Estimated usage: New                 ","Yes, representative sample for items 152.1 to 152.7              ",null,"Per kit"]
["ITEM-152.2","New","Orthotic kit, hard, adhesive, shoe size 6, full length                                                                                                                                                     Kit must contain the following components: moulded resin neutral orthotic base with breathable, conformable cover for left and right foot (pair); latex adhesive metatarsal pad with the same lift for all 5 metatarsal heads for left and right foot (pair); latex adhesive wedge for left and right foot (pair); latex adhesive cobra/horse shoe pad with retractable core for left and right foot (pair). Degree of latex hardness: hard.                                                                                             Size: Shoe size 6 full length                                                                                                                                                                                                                       Packaging requirements: Per kit                                                                                                                                            Estimated usage: New                 ","Yes, representative sample for items 152.1 to 152.7              ",null,"Per kit"]
["ITEM-152.3","New","Orthotic kit, hard, adhesive, shoe size 7, full length                                                                                                                                                           Kit must contain the following components: moulded resin neutral orthotic base with breathable, conformable cover for left and right foot (pair); latex adhesive metatarsal pad with the same lift for all 5 metatarsal heads for left and right foot (pair); latex adhesive wedge for left and right foot (pair); latex adhesive cobra/horse shoe pad with retractable core for left and right foot (pair). Degree of latex hardness: hard.                                                                                                       Size: Shoe size 7 full length                                                                                                                                                                                                                       Packaging requirements: Per kit                                                                                                                                            Estimated usage: New                 ","Yes, representative sample for items 152.1 to 152.7              ",null,"Per kit"]
["ITEM-152.4","New","Orthotic kit, hard, adhesive, shoe size 8, full length                                                                                                                                                          Kit must contain the following components: moulded resin neutral orthotic base with breathable, conformable cover for left and right foot (pair); latex adhesive metatarsal pad with the same lift for all 5 metatarsal heads for left and right foot (pair); latex adhesive wedge for left and right foot (pair); latex adhesive cobra/horse shoe pad with retractable core for left and right foot (pair). Degree of latex hardness: hard.                                                                                                   Size: Shoe size 8 full length                                                                                                                                                                                                                       Packaging requirements: Per kit                                                                                                                                            Estimated usage: New                 ","Yes, representative sample for items 152.1 to 152.7              ",null,"Per kit"]
["ITEM-152.5","New","Orthotic kit, hard, adhesive, shoe size 9, full length                                                                                                                                                      Kit must contain the following components: moulded resin neutral orthotic base with breathable, conformable cover for left and right foot (pair); latex adhesive metatarsal pad with the same lift for all 5 metatarsal heads for left and right foot (pair); latex adhesive wedge for left and right foot (pair); latex adhesive cobra/horse shoe pad with retractable core for left and right foot (pair). Degree of latex hardness: hard.                                                                                                     Size: Shoe size 9 full length                                                                                                                                                                                                                       Packaging requirements: Per kit                                                                                                                                            Estimated usage: New                 ","Yes, representative sample for items 152.1 to 152.7              ",null,"Per kit"]
["ITEM-152.6","New","Orthotic kit, hard, adhesive, shoe size 10, full length                                                                                                                                                         Kit must contain the following components: moulded resin neutral orthotic base with breathable, conformable cover for left and right foot (pair); latex adhesive metatarsal pad with the same lift for all 5 metatarsal heads for left and right foot (pair); latex adhesive wedge for left and right foot (pair); latex adhesive cobra/horse shoe pad with retractable core for left and right foot (pair). Degree of latex hardness: hard.                                                                                                    Size: Shoe size 10 full length                                                                                                                                                                                                                       Packaging requirements: Per kit                                                                                                                                            Estimated usage: New                 ","Yes, representative sample for items 152.1 to 152.7              ",null,"Per kit"]
["ITEM-152.7","New","Orthotic kit, hard, adhesive, shoe size 11, full length                                                                                                                                                         Kit must contain the following components: moulded resin neutral orthotic base with breathable, conformable cover for left and right foot (pair); latex adhesive metatarsal pad with the same lift for all 5 metatarsal heads for left and right foot (pair); latex adhesive wedge for left and right foot (pair); latex adhesive cobra/horse shoe pad with retractable core for left and right foot (pair). Degree of latex hardness: hard.                                                                                               Size: Shoe size 11 full length                                                                                                                                                                                                                       Packaging requirements: Per kit                                                                                                                                            Estimated usage: New                 ","Yes, representative sample for items 152.1 to 152.7              ",null,"Per kit"]
["ITEM 153","Orthotic kit, medium, non-adhesive "]
["ITEM-153.1","New","Orthotic kit, medium, non-adhesive, shoe size 5, full length                                                                                                                                                     Kit must contain the following components: moulded resin neutral orthotic base with breathable, conformable cover for left and right foot (pair); latex non-adhesive metatarsal pad with the same lift for all 5 metatarsal heads for left and right foot (pair); latex non-adhesive wedge for left and right foot (pair); latex non-adhesive cobra/horse shoe pad with retractable core for left and right foot (pair). Degree of latex hardness: medium.                                                                               Size: Shoe size 5 full length                                                                                                                                                                                                                       Packaging requirements: Per kit                                                                                                                                            Estimated usage: New                 ","Yes, representative sample for items 153.1 to 153.7              ",null,"Per kit"]
["ITEM-153.2","New","Orthotic kit, medium, non-adhesive, shoe size 6, full length                                                                                                                                                             Kit must contain the following components: moulded resin neutral orthotic base with breathable, conformable cover for left and right foot (pair); latex non-adhesive metatarsal pad with the same lift for all 5 metatarsal heads for left and right foot (pair); latex non-adhesive wedge for left and right foot (pair); latex non-adhesive cobra/horse shoe pad with retractable core for left and right foot (pair). Degree of latex hardness: medium.                                                                               Size: Shoe size 6 full length                                                                                                                                                                                                                       Packaging requirements: Per kit                                                                                                                                            Estimated usage: New                 ","Yes, representative sample for items 153.1 to 153.7              ",null,"Per kit"]
["ITEM-153.3","New","Orthotic kit, medium, non-adhesive, shoe size 7, full length                                                                                                                                                          Kit must contain the following components: moulded resin neutral orthotic base with breathable, conformable cover for left and right foot (pair); latex non-adhesive metatarsal pad with the same lift for all 5 metatarsal heads for left and right foot (pair); latex non-adhesive wedge for left and right foot (pair); latex non-adhesive cobra/horse shoe pad with retractable core for left and right foot (pair). Degree of latex hardness: medium.                                                                             Size: Shoe size 7 full length                                                                                                                                                                                                                       Packaging requirements: Per kit                                                                                                                                            Estimated usage: New                 ","Yes, representative sample for items 153.1 to 153.7              ",null,"Per kit"]
["ITEM-153.4","New","Orthotic kit, medium, non-adhesive, shoe size 8, full length                                                                                                                                                               Kit must contain the following components: moulded resin neutral orthotic base with breathable, conformable cover for left and right foot (pair); latex non-adhesive metatarsal pad with the same lift for all 5 metatarsal heads for left and right foot (pair); latex non-adhesive wedge for left and right foot (pair); latex non-adhesive cobra/horse shoe pad with retractable core for left and right foot (pair). Degree of latex hardness: medium.                                                                             Size: Shoe size 8 full length                                                                                                                                                                                                                       Packaging requirements: Per kit                                                                                                                                            Estimated usage: New                 ","Yes, representative sample for items 153.1 to 153.7              ",null,"Per kit"]
["ITEM-153.5","New","Orthotic kit, medium, non-adhesive, shoe size 9, full length                                                                                                                                                        Kit must contain the following components: moulded resin neutral orthotic base with breathable, conformable cover for left and right foot (pair); latex non-adhesive metatarsal pad with the same lift for all 5 metatarsal heads for left and right foot (pair); latex non-adhesive wedge for left and right foot (pair); latex non-adhesive cobra/horse shoe pad with retractable core for left and right foot (pair). Degree of latex hardness: medium.                                                                             Size: Shoe size 9 full length                                                                                                                                                                                                                       Packaging requirements: Per kit                                                                                                                                            Estimated usage: New                 ","Yes, representative sample for items 153.1 to 153.7              ",null,"Per kit"]
["ITEM-153.6","New","Orthotic kit, medium, non-adhesive, shoe size, 10 full length                                                                                                                                                             Kit must contain the following components: moulded resin neutral orthotic base with breathable, conformable cover for left and right foot (pair); latex non-adhesive metatarsal pad with the same lift for all 5 metatarsal heads for left and right foot (pair); latex non-adhesive wedge for left and right foot (pair); latex non-adhesive cobra/horse shoe pad with retractable core for left and right foot (pair). Degree of latex hardness: medium.                                                                       Size: Shoe size 10 full length                                                                                                                                                                                                                       Packaging requirements: Per kit                                                                                                                                            Estimated usage: New                 ","Yes, representative sample for items 153.1 to 153.7              ",null,"Per kit"]
["ITEM-153.7","New","Orthotic kit, medium, non-adhesive, shoe size 11, full length                                                                                                                                                          Kit must contain the following components: moulded resin neutral orthotic base with breathable, conformable cover for left and right foot (pair); latex non-adhesive metatarsal pad with the same lift for all 5 metatarsal heads for left and right foot (pair); latex non-adhesive wedge for left and right foot (pair); latex non-adhesive cobra/horse shoe pad with retractable core for left and right foot (pair). Degree of latex hardness: medium.                                                                          Size: Shoe size 11 full length                                                                                                                                                                                                                       Packaging requirements: Per kit                                                                                                                                            Estimated usage: New                 ","Yes, representative sample for items 153.1 to 153.7              ",null,"Per kit"]
["ITEM-154","Orthotic kit, hard. non-adhesive"]
["ITEM-154.1","New","Orthotic kit, hard, non-adhesive, shoe size, 5 full length                                                                                                                                                                 Kit must contain the following components: moulded resin neutral orthotic base with breathable, conformable cover for left and right foot (pair); latex non-adhesive metatarsal pad with the same lift for all 5 metatarsal heads for left and right foot (pair); latex non-adhesive wedge for left and right foot (pair); latex non-adhesive cobra/horse shoe pad with retractable core for left and right foot (pair). Degree of latex hardness: hard.                                                                                  Size: Shoe size 5 full length                                                                                                                                                                                                                       Packaging requirements: Per kit                                                                                                                                            Estimated usage: New                 ","Yes, representative sample for items 154.1 to 154.7              ",null,"Per kit"]
["ITEM-154.2","New","Orthotic kit, hard, non-adhesive, shoe size, 6 full length                                                                                                                                                            Kit must contain the following components: moulded resin neutral orthotic base with breathable, conformable cover for left and right foot (pair); latex non-adhesive metatarsal pad with the same lift for all 5 metatarsal heads for left and right foot (pair); latex non-adhesive wedge for left and right foot (pair); latex non-adhesive cobra/horse shoe pad with retractable core for left and right foot (pair). Degree of latex hardness: hard.                                                                                  Size: Shoe size 6 full length                                                                                                                                                                                                                       Packaging requirements: Per kit                                                                                                                                            Estimated usage: New                 ","Yes, representative sample for items 154.1 to 154.7              ",null,"Per kit"]
["ITEM-154.3","New","Orthotic kit, hard, non-adhesive, shoe size 7, full length                                                                                                                                                         Kit must contain the following components: moulded resin neutral orthotic base with breathable, conformable cover for left and right foot (pair); latex non-adhesive metatarsal pad with the same lift for all 5 metatarsal heads for left and right foot (pair); latex non-adhesive wedge for left and right foot (pair); latex non-adhesive cobra/horse shoe pad with retractable core for left and right foot (pair). Degree of latex hardness: hard.                                                                                    Size: Shoe size 7 full length                                                                                                                                                                                                                       Packaging requirements: Per kit                                                                                                                                            Estimated usage: New                 ","Yes, representative sample for items 154.1 to 154.7              ",null,"Per kit"]
["ITEM-154.4","New","Orthotic kit, hard, non-adhesive, shoe size 8, full length                                                                                                                                                              Kit must contain the following components: moulded resin neutral orthotic base with breathable, conformable cover for left and right foot (pair); latex non-adhesive metatarsal pad with the same lift for all 5 metatarsal heads for left and right foot (pair); latex non-adhesive wedge for left and right foot (pair); latex non-adhesive cobra/horse shoe pad with retractable core for left and right foot (pair). Degree of latex hardness: hard.                                                                                      Size: Shoe size 8 full length                                                                                                                                                                                                                       Packaging requirements: Per kit                                                                                                                                            Estimated usage: New                 ","Yes, representative sample for items 154.1 to 154.7              ",null,"Per kit"]
["ITEM-154.5","New","Orthotic kit, hard, non-adhesive, shoe size 9, full length                                                                                                                                                              Kit must contain the following components: moulded resin neutral orthotic base with breathable, conformable cover for left and right foot (pair); latex non-adhesive metatarsal pad with the same lift for all 5 metatarsal heads for left and right foot (pair); latex non-adhesive wedge for left and right foot (pair); latex non-adhesive cobra/horse shoe pad with retractable core for left and right foot (pair). Degree of latex hardness: hard.                                                                                   Size: Shoe size 9 full length                                                                                                                                                                                                                       Packaging requirements: Per kit                                                                                                                                            Estimated usage: New                 ","Yes, representative sample for items 154.1 to 154.7              ",null,"Per kit"]
["ITEM-154.6","New","Orthotic kit, hard, non-adhesive, shoe size 10, full length                                                                                                                                                      Kit must contain the following components: moulded resin neutral orthotic base with breathable, conformable cover for left and right foot (pair); latex non-adhesive metatarsal pad with the same lift for all 5 metatarsal heads for left and right foot (pair); latex non-adhesive wedge for left and right foot (pair); latex non-adhesive cobra/horse shoe pad with retractable core for left and right foot (pair). Degree of latex hardness: hard.                                                                                    Size: Shoe size 10 full length                                                                                                                                                                                                                       Packaging requirements: Per kit                                                                                                                                            Estimated usage: New                 ","Yes, representative sample for items 154.1 to 154.7              ",null,"Per kit"]
["ITEM-154.7","New","Orthotic kit, hard, non-adhesive, shoe size 11, full length                                                                                                                                                          Kit must contain the following components: moulded resin neutral orthotic base with breathable, conformable cover for left and right foot (pair); latex non-adhesive metatarsal pad with the same lift for all 5 metatarsal heads for left and right foot (pair); latex non-adhesive wedge for left and right foot (pair); latex non-adhesive cobra/horse shoe pad with retractable core for left and right foot (pair). Degree of latex hardness: hard.                                                                             Size: Shoe size 11 full length                                                                                                                                                                                                                       Packaging requirements: Per kit                                                                                                                                            Estimated usage: New                 ","Yes, representative sample for items 154.1 to 154.7              ",null,"Per kit"]
["ITEM 155","Burr diamond crystals "]
["ITEM-155.1",159098,"Burr diamond crystals barrel head shape                                                                                                                                                               Burr, diamond crystals bonded directly to one piece, barrel head shape, hardened stainless steel shank                                                                                                                                                Packaging requirements: Each                                                                                                                                                 Estimated usage: 1                                                                                                               ","Yes",null,"Each"]
["ITEM-155.2",159095,"Burr diamond crystals bud head shape                                                                                                                                                                Burr, diamond crystals bonded directly to one piece, bud head shape, hardened stainless steel shank                                                                                                                                                Packaging requirements: Each                                                                                                                                                                  Estimated usage: 1                                                                                                                    ","Yes",null,"Each"]
["ITEM-155.3",159099,"Burr diamond crystals cylinder-ball head                                                                                                                                                                          Burr, diamond crystals bonded directly to one piece, cylinder-ball head shape, hardened stainless steel shank                                                                                                                            Packaging requirements: Each                                                                                                                                          Estimated usage: 1                                                                                                                                           ","Yes",null,"Each"]
["ITEM-155.4",159096,"Burr diamond crystals enucleator head                                                                                                                                                                     Burr, diamond crystals bonded directly to one piece, enucleator head shape, hardened stainless steel shank                                                                                                                                                  Packaging requirements: Each                                                                                                                                                            Estimated usage: 1                                                                                                                                                                  ","Yes",null,"Each"]
["ITEM-155.5",159093,"Burr diamond crystals olive head shape                                                                                                                                                                    Burr, diamond crystals bonded directly to one piece, olive head shape, hardened stainless steel shank                                                                                                                                                     Packaging requirements: Each                                                                                                                                                                               Estimated usage: 1                                                                                                                       ","Yes",null,"Each"]
["ITEM-155.6",159094,"Burr diamond crystals pear head shape                                                                                                                                                                                                        Burr, diamond crystals bonded directly to one piece, pear head shape, hardened stainless steel shank                                                                                                                                                    Packaging requirements: Each                                                                                                                                                                        Estimated usage: 1                                                                                                           ","Yes",null,"Each"]
["ITEM-155.7",136797,"Burr tungsten carbide cone shape                                                                                                                                                                                                        Burr, tungsten carbide, cone shape with extremely fine grain size, calibrated to high isostatic pressing process, blades are accurately sharpened ensuring optimal cutting, carbide is very hard with high longevity, better sterility, hardened stainless steel shank                                                                                                                                                    Packaging requirements: Each                                                                                                                                                                       Estimated usage: New item                                                                                                           ","Yes",null,"Each"]
["ITEM 156","Disc garnet"]
["ITEM-156.1",159136,"Disc garnet 2.25cm diameter course grid                                                                                                  Disc garnet, disposable emery disc for finishing skin and calluses with square brass centre that fits onto a mandrill stem, course grid, 2.25cm diameter, 50 units per pack                                                                                                Dimensions: 2.25cm diameter,                                                                                                                                                                              Packaging requirements: 50 units per pack                                                                                                 Estimated usage: 1\n","Yes",null,"Per packet"]
["ITEM-156.2",159135,"Disc garnet 2.25cm diameter medium grid                                                                                                                                                                  Disc garnet, disposable emery disc for finishing skin and calluses with square brass centre that fits onto a mandrill stem, medium grid, 2.25cm diameter, 50 units per pack                                                                                                                                                                            Dimensions: 2.25cm diameter,                                                                                                                                                                              Packaging requirements: 50 units per pack                                                                                                         Estimated usage: 1\n","Yes",null,"Per packet"]
["ITEM 157","Mandrill stem"]
["ITEM-157.1",159133,"Mandrill stem standard dental size                                                                                                                                                                                                     Mandrill stem, standard dental size, stainless steel shank to hold the garnet disc                                                                                                                     Packaging requirements: Each                                                                                                                                       Estimated usage: 1                                                                                                                   ","Yes",null,"Each"]
["ITEM 158","Silver Nitrate"]
["ITEM-158.1",162969,"Silver Nitrate stick                                                                                                                                      Silver nitrate sticks, 40% strength                                                                                                                          Size: per stick                                                                                                                                               Packaging requirements: Pack of 10 sticks                                                                                                                                                                                                                                                               Estimated usage: 1","Yes",null,"Per packet"]
["ITEM-158.2",137022,"Silver Nitrate liquid                                                                                                                            40% strength                                                                                                                                       Size: 10ml (dropper bottle)                                                                                                                          Packaging requirements: Per bottle                                                                                                                                                                                                                                                          Estimated usage: 1","Yes",null,"Per bottle"]
["ITEM-158.3",136790,"Silver Nitrate granules                                                                                                                     Silver nitrate granules, clear and odourless crystals, very soluble in water, 40% strength                                                                                                                          Size: 5g granules in 50ml bottle                                                                                             Packaging requirements: Each                                                                                                                                                                                                                      Estimated usage: 1","Yes",null,"Each"]
["ITEM 159","Oil spray"]
["ITEM-159.1",178163,"Oil spray, anti rust                                                                                                                                       Anti rust oil spray for stainless steel instruments (pre-sterilization) t increase life span of instruments                                                                                                                                                                                      Size: 300ml container                                                                                                                                    Packaging requirements: Each                                                                                                                                                                                                     Estimated usage:1","Yes",null,"Each"]
["ITEM 160","Blade, scalpel, surgical"]
["ITEM-160.1","New","Blade, scalpel, surgical, no. 10                                                                                              Blade, scalpel, surgical, to fit handle no’s 3, 5 and 7, with small fitting features, no. 10, must be compatible with scalpel handles for items (short no. 3, long no. 5 and long no.7), composition test for carbon steel and stainless steel, ISO900101 and ISO13485.                                                                      Must be sterile, peel apart pack must peel evenly without tearing paper lining, blade size must be printed on the peel apart pack.                                                                                                                                                        Size: No. 10 blade                                                                                                                                                                      Packaging requirements: Packet of 100                                                                                                                        Estimated usage: 100 packets","Yes",null,"Per packet"]
["ITEM-160.2","New","Blade, scalpel, surgical, no. 15                                                                                                                                             Blade, scalpel, surgical, to fit handle no’s 3, 5 and 7, with small fitting features, no. 15, must be compatible with scalpel handles for items (short no. 3, long no. 5 and long no.7), composition test for carbon steel and stainless steel, ISO900101 and ISO13485.                                                                      Must be sterile, peel apart pack must peel evenly without tearing paper lining, blade size must be printed on the peel apart pack.                                                                                                                                                        Size: No. 15 blade                                                                                                                                                                      Packaging requirements: Packet of 100                                                                                                                        Estimated usage: 100 packets","Yes",null,"Per packet"]
["ITEM 161","Monofilament"]
["ITEM-161.1",124117,"Monofilament, retractable, 10g                                                                                                                             Monofilament, nylon, retractable, 10g.                                                                                                                                                                                                                                                                                                Size: 10g                                                                                                                                                                       Packaging requirements: Each                                                                                                                         Estimated usage: 100 ","Yes",null,"Each"]
["ITEM 162","Tourniquet"]
["ITEM-162.1","New","Tourniquet, digital, small                                                                                                                                                                        Tourniquet, digital, latex free, circular incorporating a sever gap for ease of removal.                                              For podiatry use to achieve safe and even pressure to stop blood flow in digits.                                              One per sterile peel pouch for single use. Colour: orange                                                                                                                          Size: Small, 0.6 - 0.9cm diameter                                                                                          Packaging requirements: Box of 20                                                                                                                         Estimated usage: 0","Yes, representative sample for items 162.1 to 162.4               ",null,"Per box"]
["ITEM-162.2","New","Tourniquet, digital, medium                                                                                                                                                                     Tourniquet, digital, latex free, circular incorporating a sever gap for ease of removal.                                                 For podiatry use to achieve safe and even pressure to stop blood flow in digits.                                              One per sterile peel pouch for single use. Colour: red                                                                                                                                                   Size: Medium, ±1cm diameter                                                                                          Packaging requirements: Box of 20                                                                                                                         Estimated usage: 1","Yes, representative sample for items 162.1 to 162.4               ",null,"Per box"]
["ITEM-162.3","New","Tourniquet, digital, large                                                                                                                                                                      Tourniquet, digital, latex free, circular incorporating a sever gap for ease of removal.                                               For podiatry use to achieve safe and even pressure to stop blood flow in digits.                                              One per sterile peel pouch for single use. Colour: green                                                                                                                                           Size: Large, ±1.25cm diameter                                                                                          Packaging requirements: Box of 20                                                                                                                         Estimated usage: 1","Yes, representative sample for items 162.1 to 162.4               ",null,"Per box"]
["ITEM-162.4","New","Tourniquet, digital, X-Large                                                                                                                                                                      Tourniquet, digital, latex free, circular incorporating a sever gap for ease of removal.                                                      For podiatry use to achieve safe and even pressure to stop blood flow in digits.                                              One per sterile peel pouch for single use. Colour: blue                                                                                                                                          Size: X-Large, ±1.5cm diameter                                                                                          Packaging requirements: Box of 20                                                                                                                         Estimated usage: 1","Yes, representative sample for items 162.1 to 162.4               ",null,"Per box"]