{"text_format":"3","workbook":"xlsx","n_sheets":1,"sheets":["Item specifications"],"not_rendered":{"defined_names":1},"read":"whole","date_system":"1900"}

{"sheet":"Item specifications","index":0,"n_rows":395,"n_cols":24,"rows_kept":395,"merged":[[0,1,0,2]]}
[null,"RT275-2-2024 Annexure B: Pricing Schedule"]
["ITEM NUMBER","SUB-CATEGORY DESCRIPTION","ITEM DESCRIPTION","OFFER","UOM AS PER BID","BIDDER NAME","BIDDER NAME","BRAND NAME","NAME OF MANUFACTURE","MODEL NUMBER","WARRANTY PERIOD IN MONTHS","COUNTRY OF ORIGIN","BSC COMMENTS","HDI SHARE-HOLDING %","LOCAL COMPONENT %","IMPORT COMPONENT %","FOREIGN CURRENCY NAME","DELIVERY LEAD TIME","WARRANTY PERIOD","D1 -Imported Raw Material / Finished product (if applicable)","D2 - Local Raw Material / Finished product (if applicable)","D3 – Labour","D4 – Transport","D5 – Overheads"]
["NEW","Low-Tech Communication and Literacy","Waist communication apron\nContains pockets to store unused pictures until needed. Minimum of 2 pockets. Fabric must allow male (hook-side) Velcroto stick onto it.\nDimensions: Approximately 45cm x 35cm (  45cm- 50cm X 35cm-40cm tolerance for each dimension)\nPackaging: single unit","Offer 1",{"$nulls":8},"Dimensions amended"]
["NEW","Low-Tech Communication and Literacy","\nSelf-adhesive male hook fastener strips, 20mm width, 25m roll ( Length)\nCompatible with Velcrofastener Strip Female 20mm (RT275-01-013)","Offer 1",{"$nulls":8},"Length amended"]
["NEW","Communication Devices","Voice output device, single message, audio input\nVoice output communication aid activated by touch.\nSupports recording and re-recording of single messages. Removable clear cover for inserting symbols or photographs. Includes audio-in port to record audio directly from a CD player or computer. Rechargeable. Available in sets.","Offer 1",{"$nulls":8},"Battery operated using AAA/AA/ or 9 volt batteries."]
["NEW","Communication Devices","Voice output device, single message, audio input\nVoice output communication aid activated by touch.\nSupports recording and re-recording of single messages. Removable clear cover for inserting symbols or photographs. Includes audio-in port to record audio directly from a CD player or computer. Battery operated using AAA/AA/ or 9 volt batteries  (Which wil be compatabile with item  RT275-03-065, RT275-03-067 or RT275-03-069 )Available in sets.","Offer 1",{"$nulls":8},"Battery operated using AAA/AA/ or 9 volt batteries  (Which wil be compatabile with item  RT275-03-065, RT275-03-067 or RT275-03-069 )"]
["NEW","Communication Devices","Voice output device, 163 messages\nVoice output communication aid activated by touch. 35 activation surfaces. Pre-recording of up to 35 messages (3 of which remain constant) across at least 5 levels. Up to 163 messages can be stored. Built-in overlay storage. Record and level lock, volume control. Battery-operated.","Offer 1",{"$nulls":8},"New, omitted item"]
["NEW","Communication Devices","Voice output device, 160 messages, scanning\nVoice output communication aid activated both via touch and switch if required. 32 activation surfaces and recording across 5 levels. Choice to scan 2, 4, 8, 16 or 32 messages with scan level feature. Option for visual or auditory cueing or direct access. Scanning pattern options include step, linear or group, row/column and speed. Can play multiple messages in sequence. Headphone access available. Built-in overlays storage. Step-ahead jack for single switch sequential message access. Record and level lock, volume control. Battery-operated.","Offer 1",{"$nulls":8},"New, omitted item"]
["NEW","Communication Devices","Portable Voice Amplifier - Waist worn\nWorn by the user to amplify their voice. Suitable for one-to-one speech or group use. Worn around the waist with included secure waist band. Includes headset with boom microphone. Rechargeable battery.","Offer 1",{"$nulls":8},"Re advertise"]
["NEW","Communication Devices","Wearable Warning System\nCustomisable system of transmitters and receivers to alert user about various events in their environment, such as a bell or smoke alarm; Choice of transmitters and alert types based on required function (e.g. shaker, flashing light, extra loud noise)","Offer 1",{"$nulls":8},"Re advertise"]
["NEW","Communication Devices","Inclusive Interactive Music System\nA mountable Music system that can be accessed by a touch to promote inclusion; Make music and sounds via touch.","Offer 1",{"$nulls":8},"Re- advert"]
["NEW","Communication Devices","Inclusive Interactive Music System\nA mountable Music system that can be accessed by movement to promote inclusion;to make music and sounds via movement.","Offer 1",{"$nulls":8},"New Item"]
["NEW","Communication Devices","Inclusive Interactive Music System\nA mountable Music system that can be accessed by a touch to promote inclusion; Make music and sounds via switch\n","Offer 1",{"$nulls":8},"New Item"]
["NEW","Communication Devices","Inclusive Interactive Music System\nA mountable Music system that can be accessed by a touch to promote inclusion; Make music and sounds via eye gaze\n","Offer 1",{"$nulls":8},"New Item"]
["NEW","Communication Devices","Inclusive Interactive Music System\nMusic system that can be accessed in a variety of ways to promote inclusion; Make music and sounds via methods such as touch, movement, switch or eye gaze. Can be mounted.","Offer 1",{"$nulls":8},"Re- advert"]
["NEW","Assistive Accessories","Small assistive switch, wireless\nSmall (<75mm), durable, quality single switch compatible with assistive communication device via wireless connection. Activation by pressure anywhere on top surface. Must provide audible and tactile feedback. Must have mechanisms to prevent slipping and allow for secure mounting. Available in several bright colours.","Offer 1",{"$nulls":8},"Re- advert"]
["NEW","Assistive Accessories","Joystick assistive switch, 4-way\nDurable joystick compatible with assistive access device to control Android and iOS devices. Supports 4 switches to be activated by moving the joystick in 4 directions.\nMust have at least two tips: flexible rubber and hard plastic.","Offer 1",{"$nulls":8},"Verify if the item must be advertised"]
["NEW","Assistive Accessories","Joystick assistive switch, 4-way\nDurable joystick compatible with assistive access device to control Android and iOS devices. Supports 4 switches to be activated by moving the joystick in 4 directions.\nMust have at least two tips: flexible rubber and hard plastic.","Offer 1",{"$nulls":8},"Re advert, omitted items"]
["NEW","Assistive Accessories","Joystick assistive switch, 5-way\nDurable joystick compatible with optional mounting plate, allows 4 switches to be activated via 4 joystick directions. 5th switch is activated by pressing down the joystick. Must have at least two tips: flexible rubber and hard plastic. Must provide audible and tactile feedback; Mounting via compatible mounting plate; requires optional 9-pin serial interface","Offer 1",{"$nulls":8},"Re advert, omitted items"]
["NEW","Assistive Accessories","Squeeze/pinch assistive switch\nDurable switch compatible with optional mounting plate. Tube shaped switch activated by squeeze and/or pinch. Allows user approximately 2 seconds to release grip in order to prevent switch latching. Soft to touch. Tactile feedback. Mounting via compatible mounting plate","Offer 1",{"$nulls":8},"Re advert, omitted items"]
["NEW","Assistive Accessories","Bend assistive switch\nDurable switch compatible with optional mounting plate. A switch activated by bending in either direction. Soft to touch. Moisture resistant. Tactile feedback. Mounting via compatible mounting plate","Offer 1",{"$nulls":8},"Re advert, omitted items"]
["NEW","Assistive Accessories","Infra-Red assistive switch\nDurable infra-red switch compatible with assistive communication device. Momentary contact optical switch that can be controlled with eye blink, eyebrow movement, finger movement, head movement and facial muscle movement. Sound feedback that works by detecting a beam of pulsed infrared light. Good for users who have difficulty activating push button switches","Offer 1",{"$nulls":8},"Re advert, omitted items"]
["NEW","Assistive Accessories","Dual wireless assistive switch interface\nBluetooth switch interface supporting at least 2 switches. Can synchronise with Android smartphone or tablet to activate switch scanning mode","Offer 1",{"$nulls":8},"Re- advert"]
["NEW","Assistive Accessories","Dual wireless assistive switch interface\nBluetooth switch interface supporting at least 2 switches. Can synchronise with IOS smartphone or tablet to activate switch scanning mode","Offer 1",{"$nulls":8},"Re- advert"]
["NEW","Assistive Accessories","Dual wireless assistive switch interface\nBluetooth switch interface supporting at least 2 switches. Can synchronise with Windows smartphone or tablet to activate switch scanning mode","Offer 1",{"$nulls":8},"Re- advert"]
["RT275-01-005","Assistive Accessories","Dual wireless assistive switch interface\nBluetooth switch interface supporting at least 2 switches. Can synchronise with smartphone or tablet to activate switch scanning mode","Offer 1",{"$nulls":8},"Re- advert"]
["RT275-01-014","Assistive Accessories","2-way adapter for Assistive switch, wireless\nSwitch accessory that allows two separate switch-adapted devices to be activated simultaneously. Wireless capabilities with wireless switches","Offer 1",{"$nulls":8},"Re- advert"]
["RT275-02-002","Assistive Accessories","2-way wireless adapter with proximity switch\nProximity switch transmitter with external additional switch jack; and receiver with switch latch and timer functions, and 9m range.","Offer 1",{"$nulls":8},"Re advert, omitted items"]
["RT275-02-016","Assistive Accessories","Mounting plate for light-touch switch\nMounting plate compatible with a switch that supports activation with very minimal light touch. Must be compatible with relevant switch","Offer 1",{"$nulls":8},"Re-advert"]
["RT275-02-017","Assistive Accessories","Mounting plate for light-touch switch\nMounting plate compatible with a switch that supports activation with very minimal light touch. Must be compatible with relevant switch","Offer 1",{"$nulls":8},"Verify if the item must be advertised"]
["RT275-02-024","Assistive Accessories","Mounting arm with clamp for large devices\nMounting arm for tablets, larger communication devices, monitors, laptops;\nVertical reach Up to 75cm, Horizontal up to 67cm; Weight capacity 5kg; Aluminium; 3 Pivot Points, Quick Shift levers Tilt, Pan, Rotate, Diagonal; Super Clamp for poles or surfaces 1-5.5cm thick. Requires mounting plate.","Offer 1",{"$nulls":8},"Re-advert"]
["RT275-02-028","Assistive Accessories","Mounting arm with clamp for large devices\nMounting arm for tablets, larger communication devices, monitors, laptops;\nVertical reach Up to 75cm, Horizontal up to 67cm; Weight capacity 5kg; Aluminium; 3 Pivot Points, Quick Shift levers Tilt, Pan, Rotate, Diagonal; Super Clamp for poles or surfaces 1-5.5cm thick. Requires mounting plate.","Offer 1",{"$nulls":8},"Verify if the item must be advertised"]
["RT275-02-030","Assistive Accessories","Rechargeable AAA battery\nNiMH, 1000mAh, 500 charge cycles, single unit","Offer 1",{"$nulls":8},"Re-advert\nVerify why the item is not on the Contract Pricing"]
["RT275-02-030","Assistive Accessories","Rechargeable AAA battery\nNiMH, 1000mAh, 500 charge cycles, single unit","Offer 1",{"$nulls":8},"Re-advert\nVerify why the item is not on the Contract Pricing"]
["RT275-03-002","ICT Base Devices and Solutions","Tablet communication Device with AAC software\nMidrange AAC tablet, preloaded with software to support literacy and symbol-based communication, and is a primary writing tool for emerging readers and writers.","Offer 1",{"$nulls":8},"Re advert\nOffice to verify why the item does not appear on Contract Pricing ( CP)"]
["RT275-03-009","ICT Base Devices and Solutions","Single-handed Keyboard\nErgonomic keyboard to enable one-hand typing. Special shape and letter layout; Match natural hand movement; Minimise finger movement; Increase typing speed; Available for right-handed typist; USB connection","Offer 1",{"$nulls":8},"Re-advert"]
["RT275-03-009","ICT Base Devices and Solutions","Single-handed Keyboard\nErgonomic keyboard to enable one-hand typing. Special shape and letter layout; Match natural hand movement; Minimise finger movement; Increase typing speed; Available for  left-handed typist; USB connection","Offer 1",{"$nulls":8},"Re-advert"]
["RT275-03-010","ICT Base Devices and Solutions","Optical Character Recognition (OCR) + Camera Bundle\nSoftware/hardware bundle that captures hard-copy or electronic documents and converts them into electronic text; Up to 20 pages per minute; Automatic mode with motion sensor; Text-to-speech output; Low-vision features allow customising on-screen display: font, size, spacing and colours.","Offer 1",{"$nulls":8},"Re- advert"]
["RT275-03-011","ICT Base Devices and Solutions","Advanced eye tracker with Gaze Point and Viewing Software\nPeripheral eye-tracking device with eyechip with fully embedded processing with USB, 4 microphone array, 3.5mm jack integrated switch port, 40cm per second head movement compensation, connects to windows-based tablets, supports 12-27\" screen size. Includes infrared dongle for environmental control, provides point and click only, for use with learning software and communication software, and analysis software","Offer 1",{"$nulls":8},"Re-advert"]
["RT275-03-012","ICT Base Devices and Solutions","Advanced eye tracker for Inclusive Eyegaze\nPeripheral eye-tracking device with eyechip with fully embedded processing with USB, 4 microphone array, 3.5mm jack integrated switch port, 40cm per second head movement compensation, connects to windows-based tablets, supports 12-27\" screen size. Includes infrared dongle for environemntal control, provides point and click, includes inclusive eyegaze learning software, all three titles","Offer 1",{"$nulls":8},"Re-advert"]
["RT275-03-013","ICT Base Devices and Solutions","Digital Braille Writer\nMechanical braille typewriter with digital features; Six-key braille keyboard; Paper size up to A4; text to speech output","Offer 1",{"$nulls":8},"Re-advert"]
["RT275-03-019","ICT Base Devices and Solutions","Digital Braille Writer, Advanced\nMechanical braille typewriter with digital features; Six-key braille keyboard; Paper size up to A4; Built-in display for braille and large-print output; text to speech output","Offer 1",{"$nulls":8},"Re-advert"]
["RT275-03-019","ICT Base Devices and Solutions","Digital Braille Writer, Advanced\nMechanical braille typewriter with digital features; Six-key braille keyboard; Paper size up to A4; Built-in display for braille and large-print output; text to speech output","Offer 1",{"$nulls":8},"Re-advert"]
["RT275-03-025","ICT Base Devices and Solutions","Digital Braille Writer, Advanced\nMechanical braille typewriter with digital features; Six-key braille keyboard; Paper size up to A4; Built-in display for braille and large-print output; text to speech output","Offer 1",{"$nulls":8},"Re-advert"]
["RT275-03-034","ICT Base Devices and Solutions","Portable Refreshable Braille Display\nEnables blind computer user to read text output; 12 refreshable braille cells; Cursor router buttons; Braille keyboard; Navigation keys; USB and Bluetooth; Compatible with screen reading software; Multi-platform: Windows, MacOS, iOS, Android; Rechargeable battery","Offer 1",{"$nulls":8},"Re-advert"]
["RT275-03-039","ICT Base Devices and Solutions","Portable Refreshable Braille Display\nEnables blind computer user to read text output; 12 refreshable braille cells; Cursor router buttons; Braille keyboard; Navigation keys; USB and Bluetooth; Compatible with screen reading software; Multi-platform: Windows, MacOS, iOS, Android; Rechargeable battery","Offer 1",{"$nulls":8},"Re-advert"]
["RT275-03-039","ICT Base Devices and Solutions","Portable Refreshable Braille Display with Note-Taking\nEnables blind computer user to read text output; 14 refreshable braille cells; Cursor router buttons; Braille keyboard; Navigation keys; Standalone note-taking and book reading capability; USB and Bluetooth; Compatible with screen reading software; Multi-platform: Windows, MacOS, iOS, Android; Rechargeable battery","Offer 1",{"$nulls":8},"Re-advert"]
["RT275-03-049","ICT Base Devices and Solutions","Desktop Refreshable Braille Display\nEnables blind computer user to read text output; 40 refreshable braille cells; Cursor router buttons; Braille keyboard; Navigation keys; USB and Bluetooth; Compatible with screen reading software; Multi-platform: Windows, MacOS, iOS, Android; Rechargeable battery","Offer 1",{"$nulls":8},"Re-advert"]
["RT275-03-049","ICT Base Devices and Solutions","Advanced Refreshable Braille Display\nEnables blind computer user to read text output; 80 refreshable braille cells; Cursor router buttons; Braille keyboard; Navigation keys; Standalone note-taking and book reading capability; USB and Bluetooth; Compatible with screen reading software; Multi-platform: Windows, MacOS, iOS, Android; Rechargeable battery","Offer 1",{"$nulls":8},"Re-advert"]
["RT275-03-066","ICT Base Devices and Solutions","Braille Reader and Notetaker\nPortable refreshable braille device with display and braille keyboard; 20 eight-dot braille cells; Book reader, note-taker and braille display; Language independent; SD card support; USB and Bluetooth connectivity; Rechargeable and user-replaceable battery","Offer 1",{"$nulls":8},"Awarded on RT275-1-2024"]
["RT275-03-066","ICT Base Devices and Solutions","Braille Reader and Notetaker\nPortable refreshable braille device with display and braille keyboard; 20 eight-dot braille cells; Book reader, note-taker and braille display; Language independent; SD card support; USB and Bluetooth connectivity; Rechargeable and user-replaceable battery","Offer 1",{"$nulls":8},"Awarded on RT275-1-2024"]
["RT275-04-010","ICT Base Devices and Solutions","Braille Reader and Notetaker\nPortable refreshable braille device with display and braille keyboard; 20 eight-dot braille cells; Book reader, note-taker and braille display; Language independent; SD card support; USB and Bluetooth connectivity; Rechargeable and user-replaceable battery","Offer 1",{"$nulls":8},"Awarded on RT275-1-2024"]
["RT275-04-030","ICT Base Devices and Solutions","Braille Reader and Notetaker\nPortable refreshable braille device with display and braille keyboard; 20 eight-dot braille cells; Book reader, note-taker and braille display; Language independent; SD card support; USB and Bluetooth connectivity; Rechargeable and user-replaceable battery","Offer 1",{"$nulls":8},"Awarded on RT275-1-2024"]
["RT275-04-045","ICT Base Devices and Solutions","Braille Reader and Notetaker\nPortable refreshable braille device with display and braille keyboard; 20 eight-dot braille cells; Book reader, note-taker and braille display; Language independent; SD card support; USB and Bluetooth connectivity; Rechargeable and user-replaceable battery","Offer 1",{"$nulls":8},"Awarded on RT275-1-2024"]
["RT275-04-049","ICT Base Devices and Solutions","Braille Reader and Notetaker\nPortable refreshable braille device with display and braille keyboard; 20 eight-dot braille cells; Book reader, note-taker and braille display; Language independent; SD card support; USB and Bluetooth connectivity; Rechargeable and user-replaceable battery","Offer 1",{"$nulls":8},"Awarded on RT275-1-2024"]
["RT275-04-050","ICT Base Devices and Solutions","Braille Reader and Notetaker\nPortable refreshable braille device with display and braille keyboard; 20 eight-dot braille cells; Book reader, note-taker and braille display; Language independent; SD card support; USB and Bluetooth connectivity; Rechargeable and user-replaceable battery","Offer 1",{"$nulls":8},"Awarded on RT275-1-2024"]
["RT275-04-054","ICT Base Devices and Solutions","Braille Personal Digital Assistant\nPortable device with braille keyboard for integrated computing experience; Speech synthesiser and 18-cell braille display; Cursor routing keys; Read any content in speech, braille or both; Support for multiple languages; Stereo speakers and microphone; Built-in productivity applications; Internal storage and USB/SD card support for expansion; USB, Wi-Fi, Bluetooth and GPS; Rechargeable and user-replaceable battery","Offer 1",{"$nulls":8},"Awarded on RT275-1-2024"]
["RT275-04-055","ICT Base Devices and Solutions","Braille Personal Digital Assistant\nPortable device with braille keyboard for integrated computing experience; Speech synthesiser and 18-cell braille display; Cursor routing keys; Read any content in speech, braille or both; Support for multiple languages; Stereo speakers and microphone; Built-in productivity applications; Internal storage and USB/SD card support for expansion; USB, Wi-Fi, Bluetooth and GPS; Rechargeable and user-replaceable battery","Offer 1",{"$nulls":8},"Awarded on RT275-1-2024"]
["RT275-04-055","ICT Base Devices and Solutions","Braille Personal Digital Assistant\nPortable device with braille keyboard for integrated computing experience; Speech synthesiser and 18-cell braille display; Cursor routing keys; Read any content in speech, braille or both; Support for multiple languages; Stereo speakers and microphone; Built-in productivity applications; Internal storage and USB/SD card support for expansion; USB, Wi-Fi, Bluetooth and GPS; Rechargeable and user-replaceable battery","Offer 1",{"$nulls":8},"Awarded on RT275-1-2024"]
["RT275-04-055","ICT Base Devices and Solutions","Braille Personal Digital Assistant, 32-cell\nPortable device with braille keyboard for integrated computing experience; Speech synthesiser and 32-cell braille display; Cursor routing keys; Read any content in speech, braille or both; Support for multiple languages; Stereo speakers and microphone; Built-in productivity applications; Internal storage and USB/SD card support for expansion; USB, Wi-Fi, Bluetooth and GPS; Rechargeable and user-replaceable battery","Offer 1",{"$nulls":8},"Re-advert"]
["RT275-04-056","ICT Base Devices and Solutions","Braille Personal Digital Assistant, 32-cell\nPortable device with braille keyboard for integrated computing experience; Speech synthesiser and 32-cell braille display; Cursor routing keys; Read any content in speech, braille or both; Support for multiple languages; Stereo speakers and microphone; Built-in productivity applications; Internal storage and USB/SD card support for expansion; USB, Wi-Fi, Bluetooth and GPS; Rechargeable and user-replaceable battery","Offer 1",{"$nulls":8},"Verify if the item must be advertised"]
["RT275-04-056","ICT Base Devices and Solutions","Braille Personal Digital Assistant - Android, 32-cell\nPortable device with braille keyboard for integrated computing experience; Speech synthesiser and 20-cell braille display; Android platform; Cursor routing keys; Read any content in speech, braille or both; Support for multiple languages; Stereo speakers and microphone; Built-in productivity applications; Access to mainstream apps; Internal storage and USB/SD card support for expansion; HDMI, USB, Wi-Fi, Bluetooth and GPS; Camera for OCR capture; Rechargeable and user-replaceable battery","Offer 1",{"$nulls":8},"Re-advert"]
["RT275-04-057","ICT Base Devices and Solutions","Braille Personal Digital Assistant - Android\nPortable device with braille keyboard for integrated computing experience; Speech synthesiser and 20-cell braille display; Android platform; Cursor routing keys; Read any content in speech, braille or both; Support for multiple languages; Stereo speakers and microphone; Built-in productivity applications; Access to mainstream apps; Internal storage and USB/SD card support for expansion; HDMI, USB, Wi-Fi, Bluetooth and GPS; Camera for OCR capture; Rechargeable and user-replaceable battery","Offer 1",{"$nulls":8},"Re-advert"]
["RT275-04-058","ICT Base Devices and Solutions","Braille Personal Digital Assistant - Windows\nPortable device with braille keyboard for integrated computing experience; Screen reader (JAWS) and 40-cell braille display; Windows 10 operating system; Cursor routing keys; Read any content in speech and braille and support for multiple languages; Stereo speakers and microphone; Internal storage and USB/SD card support for expansion; HDMI, USB, Wi-Fi, Bluetooth and GPS; Rechargeable battery","Offer 1",{"$nulls":8},"Re-advert, "]
["RT275-04-059","ICT Base Devices and Solutions","Low-Volume Braille Printer\nEmbosses text as braille using braille translation software; 60 cps print speed; Tractor-fed fan-folded paper 11.5\" x 11\"; Single-sided printing; Includes tactile graphics software; USB connection","Offer 1",{"$nulls":8},"Re-advert"]
["RT275-04-060","ICT Base Devices and Solutions","Low-Volume Braille Printer with Ink Printing\nEmbosses text as braille using braille translation software and prints text with 300 dpi colour and black ink; 60 cps print speed; Cut-sheet paper up to A4; Single-sided printing; Includes tactile graphics software; USB connection","Offer 1",{"$nulls":8},"Re-advert"]
["RT275-04-060","ICT Base Devices and Solutions","Medium-Volume Braille Printer\nEmbosses text as braille using braille translation software; 120 cps print speed; Tractor-fed fan-folded paper 11.5\" x 11\"; Single and double-sided printing; Able to produce tactile graphics with optional software; USB, Ethernet or Wi-Fi connection; Print from portable devices; Optional acoustic hood","Offer 1",{"$nulls":8},"Re-advert"]
["RT275-04-060","ICT Base Devices and Solutions","Medium-Volume Braille Printer, Cut Sheet\nEmbosses text as braille using braille translation software; 120 cps print speed; Cut-sheet paper up to A3; Single and double-sided printing; Optional tactile graphics software; USB and Ethernet connection","Offer 1",{"$nulls":8},"Re-advert"]
["RT275-04-060","ICT Base Devices and Solutions","Medium-Volume Braille Printer with Tactile Graphics\nEmbosses text as braille using braille translation software; 120 cps print speed; Tractor-fed fan-folded paper 11.5\" x 11\"; Single and double-sided printing; Includes tactile graphics software; USB and Ethernet connection","Offer 1",{"$nulls":8},"Re-advert"]
["RT275-04-060","ICT Base Devices and Solutions","Medium-Volume Braille Printer with Tactile Graphics, Cut Sheet\nEmbosses text as braille using braille translation software; 120 cps print speed; Cut-sheet paper up to A3; Single and double-sided printing; Includes tactile graphics software; USB and Ethernet connection","Offer 1",{"$nulls":8},"Re-advert"]
["RT275-04-060","ICT Base Devices and Solutions","High-Volume Braille Printer\nEmbosses text as braille using braille translation software; 100 cps print speed; Tractor-fed fan-folded paper 11.5\" x 11\"; Single and double-sided printing; Includes tactile graphics software; USB and Ethernet connection; Optional ink attachment","Offer 1",{"$nulls":8},"Re-advert"]
["RT275-04-060","ICT Base Devices and Solutions","High-Volume Braille Printer, 200 cps\nEmbosses text as braille using braille translation software; 200 cps print speed; Tractor-fed fan-folded paper 11.5\" x 11\"; Single and double-sided printing; Includes tactile graphics software; USB and Ethernet connection; Optional ink attachment","Offer 1",{"$nulls":8},"Re-advert"]
["RT275-04-061","ICT Base Devices and Solutions","High-Volume Braille Printer, Cut Sheet, Noise Cancelling\nEmbosses text as braille using braille translation software; 300 cps print speed; Noise-cancelling design; Tractor-fed fan-folded paper 11.5\" x 11\"; Single and double-sided printing; Able to produce tactile graphics with optional software; USB, Ethernet and Wi-Fi connection; Print from portable devices; Includes braille stapler","Offer 1",{"$nulls":8},"Re-advert"]
["RT275-04-061","ICT Base Devices and Solutions","High-Volume Braille Printer, Cut Sheet, Noise Cancelling\nEmbosses text as braille using braille translation software; 300 cps print speed; Noise-cancelling design; Cut-sheet paper up to A3; Single and double-sided printing; Automatic booklet format printing; Able to produce tactile graphics with optional software; USB, Ethernet and Wi-Fi connection; Print from portable devices; Includes braille stapler","Offer 1",{"$nulls":8},"Re-advert"]
["RT275-04-061","ICT Base Devices and Solutions","High-Volume Braille Printer Heavy Duty\nProduces braille books at high speed; Heavy-duty construction; Speed of 300 cps; Noise-cancelling design; Tractor-fed fan-folded paper 11.5\" x 11\"; Single and double-sided printing; USB and Ethernet connection; Includes braille translation software","Offer 1",{"$nulls":8},"Re-advert"]
["RT275-04-062","ICT Base Devices and Solutions","High-Volume Braille Printer Heavy Duty, 600 cps\nProduces braille books at high speed; Heavy-duty construction; Speed of 600 cps; Noise-cancelling design; Uses paper rolls; Single and double-sided printing; Built-in paper cutter and stacker; USB and Ethernet connection; Includes braille translation software","Offer 1",{"$nulls":8},"Re-advert"]
["RT275-04-062","ICT Base Devices and Solutions","Braille Paper, tractor\nContinuous tractor feed 11.5\" x 11\" 135g; 1000 sheets per box","Offer 1",{"$nulls":8},"Re-advert"]
["RT275-04-063","ICT Base Devices and Solutions","Braille Paper, A4\nSingle sheet 135g A4 (210 x 297 mm); 500 sheets per pack","Offer 1",{"$nulls":8},"Re-advert"]
["RT275-04-064","ICT Base Devices and Solutions","Tactile Duplicator - Swell\nProduces graphics using raised surfaces to convey non-textual information e.g. tactile diagrams, maps and graphs. Reproduce tactile graphics using swell paper","Offer 1",{"$nulls":8},"Re-advert"]
["RT275-04-065","ICT Base Devices and Solutions","Tactile Duplicator Consumables - Thermoform\nThermoform paper: 11\" x 11.5\" or 8.5\" x 11\" (500 per pack)","Offer 1",{"$nulls":8},"Re-advert"]
["RT275-04-066","ICT Base Devices and Solutions","Specialised e-Reader\nAccessible mobile device for reading digital publications such as e-books and periodicals. Adjustable font size; Text-to-speech; Adjustable background colour scheme; Accessible menus (voice-over); Optional adjustable font colour scheme","Offer 1",{"$nulls":8},"Re-advert"]
["RT275-04-067","ICT Base Devices and Solutions","Multimedia Player\nPortable multimedia player and e-book reader (including audio and PDF formats); Male/female text-to-speech voices; Automatic bookmarking; Voice recorder; Rechargeable battery. The bidder to specify the life-span of battery.","Offer 1",{"$nulls":8},"Re advert"]
["RT275-04-068","ICT Base Devices and Solutions","Multimedia Player - Wi-Fi\nPortable multimedia player and e-book reader (including audio and PDF formats); Male/female text-to-speech voices; Automatic bookmarking; Voice recorder; Rechargeable battery; Wi-Fi connectivity for internet radio and podcast feeds","Offer 1",{"$nulls":8},"Re advert"]
["RT275-04-069","ICT Base Devices and Solutions","Multimedia Player - Wi-Fi, OCR\nPortable multimedia player and e-book reader (including audio and PDF formats); Male/female text-to-speech voices; Automatic bookmarking; Voice recorder; Rechargeable battery; Wi-Fi connectivity for internet radio and podcast feeds; OCR feature to capture and read aloud printed documents","Offer 1",{"$nulls":8},"Re advert"]
["RT275-04-070","ICT Base Devices and Solutions","Text-to-Speech Handheld Scanner\nReads English text aloud when scanned over print to promote independent reading. Hear words and lines of text read aloud; Dictionary feature; Scan directly to a document on a computer; Access previously scanned documents on the device","Offer 1",{"$nulls":8},"Re advert"]
["RT275-04-071","ICT Base Devices and Solutions","Advanced Visualiser for e-Learning and Signing\nHigh resolution (up to 4K) and refresh rate of 30 frames per second, making it suitable for capturing live signing. For e-learning, lecture capturing, distance learning. Built-in microphone with noise reduction, HDMI output.","Offer 1",{"$nulls":8},"Re advert"]
["RT275-04-072","Assistive Software","Screen Magnification and Screen Reading Software Bundle\nMagnifies computer screen content; Enhances colour contrast and focus; Magnification up to 60x; Various magnification levels, colour schemes and reading views; Pointer and cursor enhancements; Converts computer screen content into synthesised speech and/or braille output (with optional braille display); Human-sounding text-to-speech synthesiser; Access to Windows, MS Office applications and web browsers; Quick navigation keys to navigate documents; Built-in OCR","Offer 1",{"$nulls":8},"Re advert"]
["RT275-04-073","Assistive Software","DAISY Reading Software\nReads documents in Digital Accessible Information System (DAISY) format. Full navigational features; Output in synchronised speech and text.\n","Offer 1",{"$nulls":8},"No longer required ( It was identified that the App is free)\nVerify with the relevant official"]
["RT275-04-074","Assistive Software","Speech Recognition Software\nRecognises speech and converts it to text. Create, modify and format documents using speech. Insert frequently used phrases with voice commands. Control the computer and search the internet with voice commands.Bundled with wireless headset.","Offer 1",{"$nulls":8},"Re advert\nVerify with the specialist"]
["RT275-04-075","Assistive Software","Sign Language Development Software\nSoftware to teach South African Sign Language to learners and their communication partners such as teachers, parents and friends.","Offer 1",{"$nulls":8},"Re advert"]
["RT275-04-076","Assistive Software","Sign Language Literacy Software\nSoftware to develop reading and writing skills in learners who use South African Sign Language. To accommodate for all grades and include adapted storybooks.","Offer 1",{"$nulls":8},"Re advert"]
["RT275-04-077","Assistive Software","Keyboard Skills Software for Learners with learning and literacy difficulties. Develops keyboard skills for learners who battle with reading and who require high repetition and reduced visual clutter. Program teaches keyboard layout, develops touch typing and can be customised to user's needs.","Offer 1",{"$nulls":8},"Specialist to verify"]
["RT275-04-078","Low Vision Items","Talking Watch\nTalking watch for low-vision users. Bold high-contrast hands and numbers; Speak time and date; Alarm setting; Medium size required","Offer 1",{"$nulls":8},"Re advert"]
["RT275-04-079","Low Vision Items","Talking Watch\nTalking watch for low-vision users. Bold high-contrast hands and numbers; Speak time and date; Alarm setting; Large size required","Offer 1",{"$nulls":8},"Re advert"]
["RT275-04-082","Low Vision Items","Optical Character Recognition (OCR) Device - battery-powered\nStandalone device that captures hard-copy documents and converts them into electronic text; Reads printed text aloud using text-to-speech; Several male/female voices available; Displays magnified text in high-contrast colours on built-in screen; Portable and lightweight; Rechargeable battery","Offer 1",{"$nulls":8},"Re advert"]
["RT275-04-085","Feeding and Oral Motor","Teat for premature infants: 0-6 months\nFor infants weighing less than 2000 g\n Latex  teat shaped to fit oral cavity and to simulate form and function of the mother’s breast when feeding\nDesigned to stimulate and train the sucking reflex.\nSize is smaller than standard teat for 0-6 months.                                                                                          \nItem to be compatible with item RT275-07-001, RT275-07-002 and RTRT275-07-003","Offer 1",{"$nulls":8},"Re advert"]
["RT275-04-087","Feeding and Oral Motor","Teat for premature infants: 0-6 months\nFor infants weighing less than 2000 g\nSilicone teat shaped to fit oral cavity and to simulate form and function of the mother’s breast when feeding\nDesigned to stimulate and train the sucking reflex.\nSize is smaller than standard teat for 0-6 months.                                                                                         \n Item to be compatible with item RT275-07-001, RT275-07-002 and RTRT275-07-003","Offer 1",{"$nulls":8},"Re advert"]
["RT275-04-088","Feeding and Oral Motor","Teat for Premature Babies: Silicone orthodontic teat for use with wide-necked bottle.   \nItem to be compatible with item RT275-07-001, RT275-07-002 and RTRT275-07-003","Offer 1",{"$nulls":8},"Re advert"]
["RT275-04-089","Feeding and Oral Motor","Teat for Premature Babies: Silicone non-orthodontic teat for use with wide-necked bottle. \nItem to be compatible with item RT275-07-001, RT275-07-002 and RTRT275-07-003","Offer 1",{"$nulls":8},"Re advert"]
["RT275-04-090","Feeding and Oral Motor","Teat for Premature Babies: Silicone non-orthodontic teat with slower flow rate, for use with wide-necked bottle.\nItem to be compatible with item RT275-07-001, RT275-07-002 and RTRT275-07-003                                                                                                                                        ","Offer 1",{"$nulls":8},"Re advert"]
["RT275-04-092","Feeding and Oral Motor","Teat for Premature Babies: Silicone orthodontic teat for use with regular-necked bottle. \nItem to be compatible with item RT275-07-010, RT275-07-011 , RT275-07-012 and RT275-07-013","Offer 1",{"$nulls":8},"Re advert"]
["RT275-04-093","Feeding and Oral Motor","Teat for Premature Babies: Silicone non-orthodontic teat for use with regular-necked bottle. \n Item to be compatible with item RT275-07-010, RT275-07-011 , RT275-07-012 and RTRT275-07-013","Offer 1",{"$nulls":8},"Re advert, omitted"]
["RT275-05-022","Feeding and Oral Motor","Teat for Premature Babies:Silicone non-orthodontic teat with slower flow rate, for use with regular-necked bottle.                                                                                                                                       Item to be compatible with item RT275-07-010, RT275-07-011 , RT275-07-012 and RTRT275-07-013","Offer 1",{"$nulls":8},"Re advert, omitted"]
["RT275-05-029","Feeding and Oral Motor","Teat for Premature Babies: Latex orthodontic teat for use with regular-necked bottle. Item to be compatible with item RT275-07-010, RT275-07-011 , RT275-07-012 and RT275-07-013","Offer 1",{"$nulls":8},"Re advert, omitted"]
["RT275-05-030","Feeding and Oral Motor","Teat for Premature Babies: Latex non-orthodontic teat for use with regular-necked bottle.  \nItem to be compatible with item RT275-07-010, RT275-07-011 , RT275-07-012 and RT275-07-013","Offer 1",{"$nulls":8},"Re advert, omitted"]
["RT275-05-031","Feeding and Oral Motor","Teat for Premature Babies: Latex non-orthodontic teat with slow flow rate, for use with regular-necked bottle.                                                                                                                                       Item to be compatible with item RT275-07-010, RT275-07-011 , RT275-07-012 and RT275-07-013","Offer 1",{"$nulls":8},"Re advert, omitted"]
["RT275-05-032","Feeding and Oral Motor","Teat: Silicone orthodontic teat for use with regular-necked bottle. \nFlow categories must correlate with infant age/developmental stage\nExtra slow/Preemie flow    \nPackaging to include flow category\nFlow category embossed or laser-marked on teat collar                                                                                                                \nItem to be compatible with item RT275-07-010, RT275-07-011 , RT275-07-012 and RTRT275-07-013","Offer 1",{"$nulls":8},"Re advert, omitted\nSpec revised\nTC suggest to open separate line item"]
["RT275-05-040","Feeding and Oral Motor","Teat: Silicone orthodontic teat for use with regular-necked bottle. \nFlow categories must correlate with infant age/developmental stage,Slow (0+)\nPackaging to include flow category\nFlow category embossed or laser-marked on teat collar\n                                                                                                                                        \nItem to be compatible with item RT275-07-010, RT275-07-011 , RT275-07-012 and RTRT275-07-013","Offer 1",{"$nulls":8},"Re advert\nBSC members to confirm"]
["RT275-05-049","Feeding and Oral Motor","Teat: Silicone orthodontic teat for use with regular-necked bottle. \nFlow categories must correlate with infant age/developmental stage ,Medium (3+) \nPackaging to include flow category\nFlow category embossed or laser-marked on teat collar                                                                                                                          \nItem to be compatible with item RT275-07-010, RT275-07-011 , RT275-07-012 and RTRT275-07-013","Offer 1",{"$nulls":8},"Re advert\nBSC members to confirm"]
["RT275-06-035","Feeding and Oral Motor","Teat: Silicone orthodontic teat for use with regular-necked bottle. \nFlow categories must correlate with infant age/developmental stage ,Fast (6+)   \nPackaging to include flow category\nFlow category embossed or laser-marked on teat collar                                                                                                                            \nItem to be compatible with item RT275-07-010, RT275-07-011 , RT275-07-012 and RTRT275-07-013","Offer 1",{"$nulls":8},"Re advert\nBSC members to confirm"]
["RT275-06-036","Feeding and Oral Motor","Teat: Silicone cross-cut orthodontic teat for use with wide-necked bottle. Size: Bidder to quote for all sizes up to 12 months. (e.g. 0-3 month; 3-6 months; 6-12 months/ sizing range offered). \nItem to be compatible with item RT275-07-010, RT275-07-011 , RT275-07-012 and RTRT275-07-013\n","Offer 1",{"$nulls":8},"REVERT"]
["RT275-07-004","Feeding and Oral Motor","Teat: Silicone non-orthodontic teat for use with regular-necked bottle.   Size: Bidder to quote for all sizes up to 12 months. (e.g. 0-3 month; 3-6 months; 6-12 months/ sizing range offered).\nItem to be compatible with item RT275-07-003, RT275-07-010 , RT275-07-011 ,RT275-07-012 and RT275-07-013\n","Offer 1",{"$nulls":8},"REVERT"]
["RT275-07-005","Feeding and Oral Motor","Teat: Silicone non-orthodontic teat for use with regular-necked bottle.   Size: Bidder to quote for all sizes up to 12 months. (e.g. 0-3 month; 3-6 months; 6-12 months/ sizing range offered).\nItem to be compatible with item RT275-07-003, RT275-07-010 , RT275-07-011 ,RT275-07-012 and RT275-07-013\n","Offer 1",{"$nulls":8},"REVERT"]
["RT275-07-006","Feeding and Oral Motor","Teat: Silicone non-orthodontic teat for use with regular-necked bottle.   Size: Bidder to quote for all sizes up to 12 months. (e.g. 0-3 month; 3-6 months; 6-12 months/ sizing range offered).\nItem to be compatible with item RT275-07-003, RT275-07-010 , RT275-07-011 ,RT275-07-012 and RT275-07-013\n","Offer 1",{"$nulls":8},"REVERT"]
["RT275-07-007","Feeding and Oral Motor","Teat: Silicone non-orthodontic teat for use with regular-necked bottle.   Size: Bidder to quote for all sizes up to 12 months. (e.g. 0-3 month; 3-6 months; 6-12 months/ sizing range offered).\nItem to be compatible with item RT275-07-003, RT275-07-010 , RT275-07-011 ,RT275-07-012 and RT275-07-013\n","Offer 1",{"$nulls":8},"REVERT"]
["RT275-07-014","Feeding and Oral Motor","Teat: Silicone cross-cut non-orthodontic teat for use with regular-necked bottle.\nSize: Bidder to quote for all sizes up to 12 months. (e.g. 0-3 month; 3-6 months; 6-12 months/ sizing range offered).\nItem to be compatible with item RT275-07-010 , RT275-07-011 ,RT275-07-12 and RT275-07-013","Offer 1",{"$nulls":8},"REVERT"]
["RT275-07-015","Feeding and Oral Motor","Teat: Silicone cross-cut non-orthodontic teat for use with regular-necked bottle.\nSize: Bidder to quote for all sizes up to 12 months. (e.g. 0-3 month; 3-6 months; 6-12 months/ sizing range offered).\nItem to be compatible with item RT275-07-010 , RT275-07-011 ,RT275-07-12 and RT275-07-013","Offer 1",{"$nulls":8},"REVERT"]
["RT275-07-016","Feeding and Oral Motor","Teat: Silicone cross-cut non-orthodontic teat for use with regular-necked bottle.\nSize: Bidder to quote for all sizes up to 12 months. (e.g. 0-3 month; 3-6 months; 6-12 months/ sizing range offered).\nItem to be compatible with item RT275-07-010 , RT275-07-011 ,RT275-07-12 and RT275-07-013","Offer 1",{"$nulls":8},"REVERT"]
["RT275-07-017","Feeding and Oral Motor","Teat: Silicone cross-cut non-orthodontic teat for use with regular-necked bottle.\nSize: Bidder to quote for all sizes up to 12 months. (e.g. 0-3 month; 3-6 months; 6-12 months/ sizing range offered).\nItem to be compatible with item RT275-07-010 , RT275-07-011 ,RT275-07-12 and RT275-07-013","Offer 1",{"$nulls":8},"REVERT"]
["RT275-07-018","Feeding and Oral Motor","Teat: Latex non-orthodontic teat with variable flow rate, for use with regular-necked bottle.\nSize: Bidder to quote for all sizes up to 12 months. (e.g. 0-3 month; 3-6 months; 6-12 months/ sizing range offered).\nRT275-07-010 , RT275-07-011 ,RT275-07-012 and RT275-07-013\n","Offer 1",{"$nulls":8},"REVERT"]
["RT275-07-019","Feeding and Oral Motor","Teat: Latex non-orthodontic teat with variable flow rate, for use with regular-necked bottle.\nSize: Bidder to quote for all sizes up to 12 months. (e.g. 0-3 month; 3-6 months; 6-12 months/ sizing range offered).\nRT275-07-010 , RT275-07-011 ,RT275-07-012 and RT275-07-013\n","Offer 1",{"$nulls":8},"REVERT"]
["RT275-07-020","Feeding and Oral Motor","Teat: Latex non-orthodontic teat with variable flow rate, for use with regular-necked bottle.\nSize: Bidder to quote for all sizes up to 12 months. (e.g. 0-3 month; 3-6 months; 6-12 months/ sizing range offered).\nRT275-07-010 , RT275-07-011 ,RT275-07-012 and RT275-07-013\n","Offer 1",{"$nulls":8},"REVERT"]
["RT275-07-021","Feeding and Oral Motor","Teat: teat with milk reservior \nReplacement squeezable variable-flow teat with milk reservoir and  teat for premature baby for special-needs bottle.\nIt must be compatible with item RT275-07-032. \n","Offer 1",{"$nulls":8},"Re advert"]
["RT275-07-023","Feeding and Oral Motor","Teat: teat with milk reservoir\nReplacement squeezable variable-flow teat with milk reservoir and teat for full-term baby for special-needs bottle.\nIt must be compatible with item RT275-07-034","Offer 1",{"$nulls":8},"Re advert"]
["RT275-07-023","Feeding and Oral Motor","Teat for cleft lip.\n The base of the teat is modified to compensate for the cleft of the lip during feeding. Latex teat shaped to fit oral cavity and to simulate form and function of the mother’s breast when feeding. Teat must come with the specialized ring to fit on standard bottle if appropriate. ","Offer 1",{"$nulls":8},"Re advert"]
["RT275-07-023","Feeding and Oral Motor","Special feeder for babies with feeding difficulties\nSilicone teat\nSqueezable Bottle with one way valve\nTeat separated from bottle by 1 way valve\nWashable, re-usable, can be sterilised\nConsists of bottle; mini teat; collar; valve membrane and disc\nDimensions: minimum 80ml bottle ","Offer 1",{"$nulls":8},"Re advert"]
["RT275-07-023","Feeding and Oral Motor","System for Supplemental Nursing\nSystem used for feeding babies with supplement or expressed breast milk at the breast. \nSimulates experience of breastfeeding\nUsed for premature babies, weak and slow weight gaining infants, building milk supply, relactation and adopted children. \nConsists of the following parts: Neck Cord; Bottle; Three appropriately sized tubing; Valve holder; Attachment ring; Cover for the bottle to prevent spillage and for storage\nTwo rolls of hypoallergenic paper tape\nDimensions: minimum 125 ml bottle","Offer 1",{"$nulls":8},"Re advert, "]
["RT275-07-024","Feeding and Oral Motor","Orthodontic Pacifiers for infants: 0-6 months: Made of Latex\nDesigned to stimulate and train the sucking reflex\nMade of latex\nSize: 0-6 months","Offer 1",{"$nulls":8},"Re advert, no reasons"]
["RT275-07-024","Feeding and Oral Motor","Orthodontic Pacifiers for infants: 0-6 months - Made of Silicone\nDesigned to stimulate and train the sucking reflex\nMade of silicone\nSize: 0-6 months","Offer 1",{"$nulls":8},"Re advert, no reasons"]
["RT275-07-024","Feeding and Oral Motor","Orthodontic Pacifiers for infants: 6-12 months - Made of Latex\nDesigned to stimulate and train the sucking reflex\nMade of latex\nSize: 6-12 months","Offer 1",{"$nulls":8},"Re advert, no reasons"]
["RT275-07-024","Feeding and Oral Motor","Orthodontic Pacifiers for infants: 6-12 months - Made of Silicone\nDesigned to stimulate and train the sucking reflex\nMade of silicone\nSize: 6-12 months","Offer 1",{"$nulls":8},"Re advert, no reasons"]
["RT275-07-031","Feeding and Oral Motor","Pacifiers for infants cherry shaped teat: Made of latex.  Size: 0-6 months","Offer 1",{"$nulls":8},"Re advert, no reasons"]
["RT275-07-031","Feeding and Oral Motor","Pacifiers for infants cherry shaped teat: Made of silicone.  Size: 0-6 months","Offer 1",{"$nulls":8},"Re advert, no reasons"]
["RT275-07-031","Feeding and Oral Motor","Pacifiers for infants cherry shaped teat: Made of latex. Size: 6-12 months","Offer 1",{"$nulls":8},"Re advert, no reasons"]
["RT275-07-033","Feeding and Oral Motor","Pacifiers for infants cherry shaped teat : Made of silicone.     Size: 6-12 months","Offer 1",{"$nulls":8},"Re advert, no reasons"]
["RT275-07-035","Feeding and Oral Motor","Peristaltic teat for 0+ months with round hole","Offer 1",{"$nulls":8},"Re advert"]
["RT275-07-037","Feeding and Oral Motor","Peristaltic teat for 1+ months with round hole","Offer 1",{"$nulls":8},"Re advert"]
["RT275-07-039","Feeding and Oral Motor","Peristaltic teat for 3+ months with Y cut hole","Offer 1",{"$nulls":8},"Re advert"]
["RT275-07-040","Feeding and Oral Motor","Peristaltic teat for 6+ months with Y cut hole","Offer 1",{"$nulls":8},"Re advert"]
["RT275-07-042","Feeding and Oral Motor","Peristaltic teat for 9+ months with Y cut hole","Offer 1",{"$nulls":8},"Re advert"]
["RT275-07-043","Feeding and Oral Motor","Nipple shield:Extra-large dome: 27mm dome length or longer\nNipple shield with extra-large dome: thin silicone sheet with perforated dome to fit over nipple, to protect the nipple and assist with latching: 27mm dome length or longer","Offer 1",{"$nulls":8},"Re advert"]
["RT275-07-044","Feeding and Oral Motor","Nipple sizer for determining nipple shield size.                                                                                       \nMeasures size (in mm) of the nipple to determine size of the dome and size of the flange.  ","Offer 1",{"$nulls":8},"Re advert"]
["RT275-07-045","Feeding and Oral Motor","Nipple Correctors - Electric","Offer 1",{"$nulls":8},"Re advert"]
["RT275-07-046","Feeding and Oral Motor","Nipple Correctors - Manual","Offer 1",{"$nulls":8},"Re advert"]
["RT275-07-047","Feeding and Oral Motor","Tip attachment for oral vibratory tool\nSpecifically for babies' mouths\nTo provide tactile input to the gums, palate, lips, cheeks, and tongue\nrectangular shape with three different surfaces: bumpy, striated, and smooth, softer sensory friendly material.\nPackaging: 3 per set.\nThis item must be compatible with item RT275-07-68","Offer 1",{"$nulls":8},"Re advert"]
["RT275-07-048","Feeding and Oral Motor","Tip attachment for oral vibratory tool\nAllows for a \"rolling\" action to increase awareness to the cheeks, lips etc\ncylindrical with long ridges along its circumference, softer sensory material.\nPackaging: each. This item must be compatible with item RT275-07-68\n","Offer 1",{"$nulls":8},"Re advert"]
["RT275-07-049","Feeding and Oral Motor","Tip attachment for oral vibratory tool\nAllows for targeting of biting and chewing skills including a sustained bite, rhythmic chewing, and jaw strength and stability Able to reach to back molar area\nAllows for more textured input\nTip ends are textured, round and chewable, extra length\nPackaging: each.This item must be compatible with item RT275-07-68","Offer 1",{"$nulls":8},"Re advert"]
["RT275-07-050","Feeding and Oral Motor","Tip attachment for oral vibratory tool\nAllows for targeting of biting and chewing skills including a sustained bite, rhythmic chewing, and jaw strength and stability Able to fill tube with soft, pureed foods for targeted functional chewing practice, to establish the concept of biting/chewing to get food, and to work on motor planning Tip ends are smooth, round and chewable, extra length with a hollow tube, soft material\nPackaging: each. This item must be compatible with item RT275-07-68","Offer 1",{"$nulls":8},"Re advert"]
["RT275-07-056","Feeding and Oral Motor","Tip attachment for oral vibratory tool\nAllows for targeting of biting and chewing skills including a sustained bite, rhythmic chewing, and jaw strength and stability Able to fill tube with soft, pureed foods for targeted functional chewing practice, to establish the concept of biting/chewing to get food, and to work on motor planning Tip ends are smooth, round and chewable, extra length with a hollow tube, soft textured material\nPackaging: each. This item must be compatible with item RT275-07-68","Offer 1",{"$nulls":8},"Re advert"]
["RT275-07-057","Feeding and Oral Motor","Tip attachment for oral vibratory tool\nAllows for targeting of biting and chewing skills including a sustained bite, rhythmic chewing, and jaw strength and stability Able to fill tube with soft, pureed foods for targeted functional chewing practice, to establish the concept of biting/chewing to get food, and to work on motor planning Tip ends are smooth, round and chewable, extra length with a hollow tube, hard textured material\nPackaging: each. This item must be compatible with item RT275-07-68","Offer 1",{"$nulls":8},"Re advert"]
["RT275-07-058","Feeding and Oral Motor","Tip attachment for oral vibratory tool\nAllows for sensory toothbrushing\nAllows for tactile and proprioceptive input to the tongue, cheeks, gums, palate and lips\nFirmer bristles\nPackaging: each.\nThis item must be compatible with item RT275-07-68","Offer 1",{"$nulls":8},"Re advert"]
["RT275-07-059","Feeding and Oral Motor","Tip attachment for oral vibratory tool\nAllows for sensory toothbrushing\nAllows for tactile and proprioceptive input to the tongue, cheeks, gums, palate and lips\nPliable bristles\nPackaging: each. This item must be compatible with item RT275-07-68","Offer 1",{"$nulls":8},"Re advert"]
["RT275-07-072","Feeding and Oral Motor","Tip attachment for oral vibratory tool\nAllows for targeting of biting and chewing skills, oral awareness, jaw grading and stability\nHard resilient material, including 'dog', 'mouse' and 'cat' shapes\nPackaging: 3 per set including dog, mouse and cat shapes.This item must be compatible with item RT275-07-68","Offer 1",{"$nulls":8},"Re advert"]
["RT275-07-074","Feeding and Oral Motor","Tip attachment for oral vibratory tool\nAllows for targeting of biting and chewing skills, oral awareness, jaw grading and stability\nSofter material, including 'dog', 'mouse' and 'cat' shapes\nPackaging: 3 per set including dog, mouse and cat shapes.                                                                                    \nThis item must be compatible with item RT275-07-68","Offer 1",{"$nulls":8},"Re advert"]
["RT275-07-082","Feeding and Oral Motor","Tip attachment for oral vibratory tool\nAllows for isolation of specific spots within the oral cavity\nFine narrow tip\nPackaging: each.T\nhis item must be compatible with item RT275-07-68","Offer 1",{"$nulls":8},"Re advert"]
["RT275-07-083","Feeding and Oral Motor","Tip attachment for oral vibratory tool\nAllows for isolation of specific spots within the oral cavity\nFine narrow tip\nPackaging: each.T\nhis item must be compatible with item RT275-07-68","Offer 1",{"$nulls":8},"Re advert"]
["RT275-07-084","Feeding and Oral Motor","Adapter tip attachment for oral vibratory tool\nAllows for the insertion of lollipops, foam tips to be used with vibration\nTo target oral hygiene, lip strength, oral motor strength\nPackaging: each.This item must be compatible with item RT275-07-68","Offer 1",{"$nulls":8},"Re advert"]
["RT275-07-085","Feeding and Oral Motor","Tip attachment for oral vibratory tool\nAllows for soothing and stress/pain-relieving input to muscles, tendons and nerves, joints and trigger points around the oral cavity Allows for proprioceptive input and sensory stimulation outside of the mouth (not for intra-oral exercises)\nCylindrical with a built-in stainless steel ball\nPackaging: each.This item must be compatible with item RT275-07-68","Offer 1",{"$nulls":8},"Re advert"]
["RT275-07-086","Feeding and Oral Motor","Oral Vibration Tool and attachment tips - kit\nKit consisting of a slow vibrating hand-held tool used to generate different sensations and proprioceptive feedback within the oral cavity. Included 3 tips, including 1) rectangular shape with different surfaces, 2) mini rectangular shape with different surfaces and 3) cylindrical with long ridges along its circumference. To come in a sturdy travel case.\nPackaging: Each","Offer 1",{"$nulls":8},"Re advert"]
["RT275-07-087","Feeding and Oral Motor","Oral Vibration Tool and attachment tips - kit\nKit consisting of a slow vibrating hand-held tool used to generate different sensations and proprioceptive feedback within the oral cavity. Included 3 tips, including 1) rectangular shape with different surfaces, 2) mini rectangular shape with different surfaces and 3) cylindrical with long ridges along its circumference. To come in a sturdy travel case.\nPackaging: Each","Offer 1",{"$nulls":8},"Re advert"]
["RT275-07-088","Feeding and Oral Motor","Oral Vibration Tool and attachment tips - kit\nKit consisting of a slow vibrating hand-held tool used to generate different sensations and proprioceptive feedback within the oral cavity. Included 3 tips made of softer sensory friendly material, including 1) rectangular shape with different surfaces, 2) mini rectangular shape with different surfaces and 3) cylindrical with long ridges along its circumference. To come in a sturdy travel case.\nPackaging: Each","Offer 1",{"$nulls":8},"Re advert"]
["RT275-07-089","Feeding and Oral Motor","Oral Vibration Tool and attachment tips - kit\nKit consisting of a slow vibrating hand-held tool used to generate different sensations and proprioceptive feedback within the oral cavity. Included 3 tips made of softer sensory friendly material, including 1) rectangular shape with different surfaces, 2) mini rectangular shape with different surfaces and 3) cylindrical with long ridges along its circumference. To come in a sturdy travel case.\nPackaging: Each","Offer 1",{"$nulls":8},"Re advert"]
["RT275-07-090","Feeding and Oral Motor","Oral Vibration Tool and attachment tips - kit\nKit consisting of a slow vibrating hand-held tool used to generate different sensations and proprioceptive feedback within the oral cavity. Included 5 tips made of softer sensory friendly material, including 1) rectangular shape with different surfaces, 2) mini rectangular shape with different surfaces, 3) cylindrical with long ridges along its circumference 4) shallow bowl of spoon, harder material and 5) shallow bowl of spoon, softer material. To come in a sturdy travel case.\nPackaging: Each","Offer 1",{"$nulls":8},"Re advert"]
["RT275-07-090","Feeding and Oral Motor","Oral Vibration Tool and attachment tips - kit\nKit consisting of a slow vibrating hand-held tool used to generate different sensations and proprioceptive feedback within the oral cavity. Included 5 tips made of softer sensory friendly material, including 1) rectangular shape with different surfaces, 2) mini rectangular shape with different surfaces, 3) cylindrical with long ridges along its circumference 4) shallow bowl of spoon, harder material and 5) shallow bowl of spoon, softer material. To come in a sturdy travel case.\nPackaging: Each","Offer 1",{"$nulls":8},"Re advert"]
["RT275-07-092","Feeding and Oral Motor","Oral Vibration Tool and attachment tips - kit\nKit consisting of a slow vibrating hand-held tool used to generate different sensations and proprioceptive feedback within the oral cavity. Included 5 tips made of softer sensory friendly material, including 1) rectangular shape with different surfaces, 2) mini rectangular shape with different surfaces, 3) cylindrical with long ridges along its circumference 4) shallow bowl of spoon, harder textured material and 5) shallow bowl of spoon, softer textured material. To come in a sturdy travel case.\nPackaging: Each","Offer 1",{"$nulls":8},"Re advert"]
["RT275-07-093","Feeding and Oral Motor","Oral Vibration Tool and attachment tips - kit\nKit consisting of a slow vibrating hand-held tool used to generate different sensations and proprioceptive feedback within the oral cavity. Included 5 tips made of softer sensory friendly material, including 1) rectangular shape with different surfaces, 2) mini rectangular shape with different surfaces, 3) cylindrical with long ridges along its circumference 4) shallow bowl of spoon, harder textured material and 5) shallow bowl of spoon, softer textured material. To come in a sturdy travel case.\nPackaging: Each","Offer 1",{"$nulls":8},"Re advert"]
["RT275-07-094","Feeding and Oral Motor","Oral Vibration Tool and attachment tips - kit\nKit consisting of a slow vibrating hand-held tool used to generate different sensations and proprioceptive feedback within the oral cavity. Included 5 tips made of softer sensory friendly material, including 1) rectangular shape with different surfaces, 2) mini rectangular shape with different surfaces, 3) cylindrical with long ridges along its circumference, 4) fine narrow tip, 5) shallow bowl of spoon, softer textured material, 6) smooth, round and chewable, 7) smooth, round and chewable extra length, and 8) soft material mouse shape. To come in a sturdy travel case.\nPackaging: Each","Offer 1",{"$nulls":8},"Re advert"]
["RT275-07-094","Feeding and Oral Motor","Oral Vibration Tool and attachment tips - kit\nKit consisting of a slow vibrating hand-held tool used to generate different sensations and proprioceptive feedback within the oral cavity. Included 5 tips made of softer sensory friendly material, including 1) shallow bowl of spoon, harder material, 2) shallow bowl of spoon, softer material, 3) shallow bowl of spoon, harder textured material and 4) shallow bowl of spoon, softer textured material. To come in a sturdy travel case.\nPackaging: Each","Offer 1",{"$nulls":8},"Re advert"]
["RT275-07-095","Feeding and Oral Motor","Oral Motor kit\nKit consisting of 1) a horn that sounds off with both inhalation and exhalation, 2) set of 8 bean shaped bags of varying textures including silky, furry, bumpy and scratchy, 3) a drinking cup with two handles and two twist-off recessed lids, made of hard reusable plastic, 4) a hand-held vibrator with attached replaceabe toothettes, including batteries and 20 toothettes, 5) jaw grading bite tool constructed from latex-free, durable, hard resistant material. 6) jaw grading bite tool constructed from latex-free, durable sensory friendly material, 7) set of 4 different kinds of biting tubes of different shapes, hardness and softness, 8) Book - \"Oral Placement Therapy for Speech Clarity and Feeding, 9) Book - \"The Homework Book\", 10) tubes to blow on that can be extended or collapsed, 11) oral motor control and range kit, consisting of a combination of 11 specialised straws to be used in a hierarchial order, made of flexible and durable plastic, 12) Oral airflow device kit, consisting of 12 horns made of durable plastic with some metal parts to be used in a hierarchial order, 13) Bottle to cup feed transitioner made from pliable bottle that allows fluid to flow up the straw when squeezed gently, including spill proof lid, made of soft latex free flexible plastics, in a set supplied with one replaceable flexi plastic straw pre-cut to a length suitable for use in the specific bottle, 14) bubble kit. To come in durable case.\nPackaging: Each","Offer 1",{"$nulls":8},"Re advert"]
["RT275-07-095","Feeding and Oral Motor","Sensory Chewing Tool\nAn oral motor chew tool with three different extensions - one smooth, one ribbed and one bumpy\nUsed to assist in oral exploration to increase movement in cheeks, tongue, lips and jaw\nThe extensions reach the upper and lower back teeth for molar munching.\n","Offer 1",{"$nulls":8},"Re advert"]
["RT275-07-096","Feeding and Oral Motor","Sensory Chewing Tool\nAn oral motor chew tube for added sensory input that is scented: e. g chocolate, vanilla and fruity scents\nFor patients who exert more jaw pressure\nTo exercise the lips, tongue, cheeks and especially the jaw while building oral strength, mobility and control.\nMade out of soft, chewy, resillient material infused with four different scents.\n","Offer 1",{"$nulls":8},"Re advert"]
["RT275-07-096","Feeding and Oral Motor","Biomechanical tape for lip-taping:   5m x 5cm roll\n5m x 5cm roll of smooth four-way stretch biomechanical tape with long-lasting, hypoallergenic, latex-free skin adhesive. \nMust be available in beige or black. Adhesive must not leave a residue on the skin. To be used for pre-surgical taping of cleft lips.","Offer 1",{"$nulls":8},"Re advert"]
["RT275-07-097","Feeding and Oral Motor","Biomechanical tape for lip-taping:    31m x 5cm\n31m x 5cm roll of smooth four-way stretch biomechanical tape with long-lasting, hypoallergenic, latex-free skin adhesive. Must be available in beige or black. Adhesive must not leave a residue on the skin. To be used for pre-surgical taping of cleft lips.","Offer 1",{"$nulls":8},"Re advert"]
["RT275-07-097","Feeding and Oral Motor","Specialized feeding spoon for Paediatrics\nShallow bowl of spoon\nMade of soft, flexible silicone /plastic that is durable. Reusable and break-resistant. \nSize: about 2.5cm in width (bowl of spoon)\n","Offer 1",{"$nulls":8},"Re advert"]
["RT275-07-098","Feeding and Oral Motor","Specialized feeding spoon for Paediatric Clients: Made of hard plastic: Size 1.5cm  bowl width of spoon\nShallow bowl of spoon\nMade of hard plastic that is durable. Reusable and break-resistant.\nSize: 1.5cm bowl width of spoon\n","Offer 1",{"$nulls":8},"Re advert"]
["RT275-07-099","Feeding and Oral Motor","Specialized feeding spoon for Paediatric Clients: Made of hard plastic: Size 1.5cm  bowl width of spoon\nShallow bowl of spoon\nMade of hard plastic that is durable. Reusable and break-resistant.\nSize: 1.5cm bowl width of spoon\n","Offer 1",{"$nulls":8},"Verify if the item must be advertised"]
["RT275-07-101","Feeding and Oral Motor","Specialized feeding spoon for Paediatric Clients (Infants aged 4 months and older)\nShallow bowl of spoon that is coated with silicone.\nMade of metal.  \nSize: about 2.5cm in width (bowl of spoon)","Offer 1",{"$nulls":8},"Re advert"]
["RT275-07-106","Feeding and Oral Motor","Specialized feeding spoon for Paediatric Clients (Infants aged 4 months and older)\nShallow bowl of spoon that is coated with silicone.\nMade of metal.  \nSize: about 2.5cm in width (bowl of spoon)","Offer 1",{"$nulls":8},"Verify if the item must be advertised"]
["RT275-07-109","Feeding and Oral Motor","Specialized feeding spoon for Paediatric Clients: Angled easy grip spoon: Shallow bowl\nFor children with limited fine motor control\nAngled, easy grip spoon\nShallow bowl.  Reusable and break-resistant.\nMade of durable hard plastic.\n","Offer 1",{"$nulls":8},"Re advert"]
["RT275-07-112","Feeding and Oral Motor","Specialized feeding spoon for Paediatric Clients: Angles  easy grip spoon: Shallow bowl\nFor children with limited fine motor control\nAngled, easy grip spoon\nShallow bowl.  Reusable and break-resistant.\nMade of durable hard plastic.\n","Offer 1",{"$nulls":8},"Verify if the item must be advertised"]
["RT275-07-113","Feeding and Oral Motor","Specialized feeding fork for Paediatric Clients\nFor children with limited fine motor control\nAngled, easy grip fork\nMade of durable hard plastic.  Reusable and break-resistant.\n","Offer 1",{"$nulls":8},"Re advert"]
["RT275-07-115","Feeding and Oral Motor","Specialized feeding fork for Paediatric Clients\nFor children with limited fine motor control\nAngled, easy grip fork\nMade of durable hard plastic.  Reusable and break-resistant.\n","Offer 1",{"$nulls":8},"Verify if the item must be advertised"]
["RT275-07-118","Feeding and Oral Motor","Specialized feeding equipment for Paediatric Clients\nPerforated silicon holder into which solid food is placed and that can be attached to a hard plastic handle. To encourage safe oral feeding and chewing.\nMade of durable hard plastic & silicone","Offer 1",{"$nulls":8},"Re advert\namended\n"]
["RT275-07-118","Feeding and Oral Motor","Specialized feeding Cup: hard plastic:  Paediatric size\nTransition feeding cup with hard durable spouted lid without handles\nSpill proof.\nMade of durable hard plastic that is transparent.\nSize: Paediatric","Offer 1",{"$nulls":8},"Re advert"]
["RT275-07-119","Feeding and Oral Motor","Specialized feeding Cup: soft plastic without handles Paediatric size\nTransition feeding cup with soft plastic spouted lid without handles\nSpill proof.\nMade of durable hard plastic that is transparent\nSize: Paediatric","Offer 1",{"$nulls":8},"Re advert"]
["RT275-07-119","Feeding and Oral Motor","Specialized feeding Cup: soft plastic without handles Paediatric size\nTransition feeding cup with soft plastic spouted lid without handles\nSpill proof.\nMade of durable hard plastic that is transparent\nSize: Paediatric","Offer 1",{"$nulls":8},"Verify if the item must be advertised"]
["RT275-07-120","Feeding and Oral Motor","Specialized feeding Cup: hard durable with handles: Paediatric size\nTransition feeding cup with hard durable spouted lid with handles\nSpill proof.\nMade of durable hard plastic that is transparent.\nSize: Paediatric","Offer 1",{"$nulls":8},"Re advert"]
["RT275-07-120","Feeding and Oral Motor","Specialized feeding Cup: soft plastic with handles: paediatric size\nTransition feeding cup with soft plastic spouted lid with handles\nSpill proof.\nMade of durable hard plastic that is transparent.\nSize: Paediatric","Offer 1",{"$nulls":8},"Re advert"]
["RT275-07-121","Feeding and Oral Motor","Specialized feeding Cup: soft durable spouted lid with smooth handles : Paediatrics\nTransition feeding cup with soft durable spouted lid with smooth handles \nSpill proof.\nMade of durable hard plastic that is transparent\nSize: For Paediatrics ","Offer 1",{"$nulls":8},"Re advert"]
["RT275-07-121","Feeding and Oral Motor","Specialized feeding Cup: hard durable spouted lid with  smooth handles : size Paediatrics\nTransition feeding cup with hard durable spouted lid with  smooth handles\nSpill proof\nMade of durable hard plastic that is transparent\nSize: For Paediatrics ","Offer 1",{"$nulls":8},"Re advert"]
["RT275-07-122","Feeding and Oral Motor","Feeding Cup: Pliable: Transparent. Size small paediatric \nPliable Plastic cup that can be cut out if needed for paediatric patients that require assisted feeding. Transparent. Size: Small Paediatric","Offer 1",{"$nulls":8},"Re advert"]
["RT275-07-123","Feeding and Oral Motor","Feeding Cup: Pliable: Size medium Paediatric\nPliable Plastic cup that can be cut out if needed for paediatric patients that require assisted feeding Size: Medium Paediatric","Offer 1",{"$nulls":8},"Re advert"]
["RT275-07-124","Feeding and Oral Motor","Feeding Cup: Pliable: Size Large Paediatric\nPliable Plastic cup that can be cut out if needed for paediatric patients that require assisted feeding Size: Large Paediatric .                                                                                                                                       ","Offer 1",{"$nulls":8},"Re advert"]
["RT275-07-124","Feeding and Oral Motor","Laryngeal Mirror \nMirror for dysphagia intervention. Metal laryngeal mirror with metal handle. Autoclavable.\nSize 00 (10mm)","Offer 1",{"$nulls":8},"Re advert"]
["RT275-07-125","Feeding and Oral Motor","SWALLOW SEAT SPECIFICATIONS\nSeat Size 1 (range: +-1cm)\nSeat width: 17.5cm - 21.7cm.\nSeat length max: 27cm.\nSeat Tilt Angle range: 98˚ - 133˚\nBack height max: 31cm.\nTrunk width adjustment range: 16cm - 20cm.\nFootrest distance max from seat: 22cm.\nHeadrest height adjustment: 5.5cm (vertical from back support).\nHeadrest depth adjustment: 5.5cm (forward from back support).\nMust be compatible with item RT275-07-147","Offer 1",{"$nulls":8},"Re advert replaced specs"]
["RT275-07-126","Feeding and Oral Motor","SWALLOW SEAT\nSeat Size 2 (range: +-1cm)\nSeat width: 24cm - 30cm.\nSeat length max: 44cm.\nSeat Tilt Angle range: 100˚- 130˚\nBack height max: 47cm.\nTrunk width: 25cm.\nFootrest distance max from seat: 30cm.\nHeadrest height adjustment: 5.5cm (vertical from back support).\nHeadrest depth adjustment: 5.5cm (forward from back support).\nMust be compatible with item RT275-07-147","Offer 1",{"$nulls":8},"Advertise, New item"]
["RT275-07-127","Feeding and Oral Motor","Base Frame:\nFitted with 4x 65mm locking swivel castor wheels.\nFrame Height 75cm off floor to position seat at correct height.\nFrame width 57cm x length 65cm.\nFrame material mild steel and finished with epoxy powder coating.\nMust be compatible with item RT275-07-145 and RT275-07-146","Offer 1",{"$nulls":8},"Advertise, New item"]
["RT275-07-128","Laryngectomy","Non-indwelling voice prosthesis: 4mm, 16fr.                                                                             \nSilicone, patient-changeable prosthesis with one-way, low airflow resistance flap valve, designed for anterograde secondary placement within tracheoesophageal fistula, for voice restoration post laryngectomy","Offer 1",{"$nulls":8},"Re advert"]
["RT275-07-129","Laryngectomy","Non-indwelling voice prosthesis: 6mm, 16fr.                                                                              \n Silicone, patient-changeable prosthesis with one-way, low airflow resistance flap valve, designed for anterograde secondary placement within tracheoesophageal fistula, for voice restoration post laryngectomy","Offer 1",{"$nulls":8},"Re advert"]
["RT275-07-130","Laryngectomy","Non-indwelling voice prosthesis: 8mm, 16fr.                                                                              \nSilicone, patient-changeable prosthesis with one-way, low airflow resistance flap valve, designed for anterograde secondary placement within tracheoesophageal fistula, for voice restoration post laryngectomy","Offer 1",{"$nulls":8},"Re advert"]
["RT275-07-131","Laryngectomy","Non-indwelling voice prosthesis: 10mm, 16fr.                                                                           \nSilicone, patient-changeable prosthesis with one-way, low airflow resistance flap valve, designed for anterograde secondary placement within tracheoesophageal fistula, for voice restoration post laryngectomy","Offer 1",{"$nulls":8},"Re advert"]
["RT275-07-144","Laryngectomy","Non-indwelling voice prosthesis: 12mm, 16fr.                                                                            \nSilicone, patient-changeable prosthesis with one-way, low airflow resistance flap valve, designed for anterograde secondary placement within tracheoesophageal fistula, for voice restoration post laryngectomy","Offer 1",{"$nulls":8},"Re advert"]
["RT275-07-145","Laryngectomy","Non-indwelling voice prosthesis: 14mm, 16fr.                                                                            \nSilicone, patient-changeable prosthesis with one-way, low airflow resistance flap valve, designed for anterograde secondary placement within tracheoesophageal fistula, for voice restoration post laryngectomy","Offer 1",{"$nulls":8},"Re advert"]
["RT275-07-146","Laryngectomy","Non-indwelling voice prosthesis: 18mm, 16fr.                                                                           \nSilicone, patient-changeable prosthesis with one-way, low airflow resistance flap valve, designed for anterograde secondary placement within tracheoesophageal fistula, for voice restoration post laryngectomy","Offer 1",{"$nulls":8},"Re advert"]
["RT275-07-147","Laryngectomy","Non-indwelling voice prosthesis: 22mm, 16fr.                                                                           \nSilicone, patient-changeable prosthesis with one-way, low airflow resistance flap valve, designed for anterograde secondary placement within tracheoesophageal fistula, for voice restoration post laryngectomy","Offer 1",{"$nulls":8},"Re advert"]
["RT275-08-031","Laryngectomy","Non-indwelling voice prosthesis: 25mm, 16fr.                                                                               \nSilicone, patient-changeable prosthesis with one-way, low airflow resistance flap valve, designed for anterograde secondary placement within tracheoesophageal fistula, for voice restoration post laryngectomy","Offer 1",{"$nulls":8},"Re advert"]
["RT275-08-032","Laryngectomy","Non-indwelling voice prosthesis: 4mm, 17fr.                                                                             \nSilicone, patient-changeable prosthesis with one-way, low airflow resistance flap valve, designed for anterograde secondary placement within tracheoesophageal fistula, for voice restoration post laryngectomy","Offer 1",{"$nulls":8},"Re advert"]
["RT275-08-033","Laryngectomy","Non-indwelling voice prosthesis: 4mm, 20fr.                                                                             \nSilicone, patient-changeable prosthesis with one-way, low airflow resistance flap valve, designed for anterograde secondary placement within tracheoesophageal fistula, for voice restoration post laryngectomy","Offer 1",{"$nulls":8},"New"]
["RT275-08-034","Laryngectomy","Non-indwelling voice prosthesis: 6mm, 20fr.                                                                              \n Silicone, patient-changeable prosthesis with one-way, low airflow resistance flap valve, designed for anterograde secondary placement within tracheoesophageal fistula, for voice restoration post laryngectomy","Offer 1",{"$nulls":8},"New"]
["RT275-08-035","Laryngectomy","Non-indwelling voice prosthesis: 8mm, 20fr.                                                                              \nSilicone, patient-changeable prosthesis with one-way, low airflow resistance flap valve, designed for anterograde secondary placement within tracheoesophageal fistula, for voice restoration post laryngectomy","Offer 1",{"$nulls":8},"New"]
["RT275-08-036","Laryngectomy","Non-indwelling voice prosthesis: 10mm, 20fr.                                                                           \nSilicone, patient-changeable prosthesis with one-way, low airflow resistance flap valve, designed for anterograde secondary placement within tracheoesophageal fistula, for voice restoration post laryngectomy","Offer 1",{"$nulls":8},"New"]
["RT275-08-037","Laryngectomy","Non-indwelling voice prosthesis: 12mm, 20fr.                                                                           \nSilicone, patient-changeable prosthesis with one-way, low airflow resistance flap valve, designed for anterograde secondary placement within tracheoesophageal fistula, for voice restoration post laryngectomy","Offer 1",{"$nulls":8},"New"]
["RT275-08-038","Laryngectomy","Non-indwelling voice prosthesis: 14mm, 20fr.                                                                            \nSilicone, patient-changeable prosthesis with one-way, low airflow resistance flap valve, designed for anterograde secondary placement within tracheoesophageal fistula, for voice restoration post laryngectomy","Offer 1",{"$nulls":8},"New"]
["RT275-08-039","Laryngectomy","Non-indwelling voice prosthesis: 18mm, 20fr.                                                                           Silicone, patient-changeable prosthesis with one-way, low airflow resistance flap valve, designed for anterograde secondary placement within tracheoesophageal fistula, for voice restoration post laryngectomy","Offer 1",{"$nulls":8},"New"]
["RT275-08-040","Laryngectomy","Non-indwelling voice prosthesis: 22mm, 20fr.                                                                           \nSilicone, patient-changeable prosthesis with one-way, low airflow resistance flap valve, designed for anterograde secondary placement within tracheoesophageal fistula, for voice restoration post laryngectomy","Offer 1",{"$nulls":8},"New"]
["RT275-08-047","Laryngectomy","Non-indwelling voice prosthesis: 25mm, 20fr.                                                                               \nSilicone, patient-changeable prosthesis with one-way, low airflow resistance flap valve, designed for anterograde secondary placement within tracheoesophageal fistula, for voice restoration post laryngectomy","Offer 1",{"$nulls":8},"New"]
["RT275-08-048","Laryngectomy","Non-indwelling voice prosthesis:  22mm, 17fr.                                                                                   \nSilicone, patient-changeable prosthesis with one-way, low airflow resistance flap valve, designed for anterograde secondary placement within tracheoesophageal fistula, for voice restoration post laryngectomy","Offer 1",{"$nulls":8},"Re advert, Omitted item"]
["RT275-08-049","Laryngectomy","Non-indwelling voice prosthesis: 25mm, 17fr.                                                                                                                      \nSilicone, patient-changeable prosthesis with one-way, low airflow resistance flap valve, designed for anterograde secondary placement within tracheoesophageal fistula, for voice restoration post laryngectomy","Offer 1",{"$nulls":8},"Re advert, Omitted item"]
["RT275-08-050","Laryngectomy","Non-indwelling voice prosthesis:  4mm, 20fr.                                                                            \n Silicone, patient-changeable prosthesis with one-way, low airflow resistance flap valve, designed for anterograde secondary placement within tracheoesophageal fistula, for voice restoration post laryngectomy","Offer 1",{"$nulls":8},"Re advert, Omitted item"]
["RT275-08-051","Laryngectomy","Non-indwelling voice prosthesis: 6mm, 20fr.                                                                              \nSilicone, patient-changeable prosthesis with one-way, low airflow resistance flap valve, designed for anterograde secondary placement within tracheoesophageal fistula, for voice restoration post laryngectomy","Offer 1",{"$nulls":8},"Re advert, Omitted item"]
["RT275-08-052","Laryngectomy","Non-indwelling voice prosthesis: 8mm, 20fr.                                                                                      \n Silicone, patient-changeable prosthesis with one-way, low airflow resistance flap valve, designed for anterograde secondary placement within tracheoesophageal fistula, for voice restoration post laryngectomy","Offer 1",{"$nulls":8},"Re advert, Omitted item"]
["RT275-08-053","Laryngectomy","Non-indwelling voice prosthesis: 10mm, 20fr.                                                                                     \nSilicone, patient-changeable prosthesis with one-way, low airflow resistance flap valve, designed for anterograde secondary placement within tracheoesophageal fistula, for voice restoration post laryngectomy","Offer 1",{"$nulls":8},"Re advert, Omitted item"]
["RT275-08-054","Laryngectomy","Non-indwelling voice prosthesis: 12mm, 20fr.                                                                                     \n Silicone, patient-changeable prosthesis with one-way, low airflow resistance flap valve, designed for anterograde secondary placement within tracheoesophageal fistula, for voice restoration post laryngectomy","Offer 1",{"$nulls":8},"Re advert, Omitted item"]
["RT275-08-055","Laryngectomy","Non-indwelling voice prosthesis: 14mm, 20fr.                                                                                        \nSilicone, patient-changeable prosthesis with one-way, low airflow resistance flap valve, designed for anterograde secondary placement within tracheoesophageal fistula","Offer 1",{"$nulls":8},"Re advert, Omitted item"]
["RT275-08-056","Laryngectomy","Non-indwelling voice prosthesis: 18mm, 20fr.                                                                                       \nSilicone, patient-changeable prosthesis with one-way, low airflow resistance flap valve, designed for anterograde secondary placement within tracheoesophageal fistula, for voice restoration post laryngectomy","Offer 1",{"$nulls":8},"Re advert, Omitted item"]
["RT275-08-057","Laryngectomy","Non-indwelling voice prosthesis: 22mm, 20fr.                                                                            \nSilicone, patient-changeable prosthesis with one-way, low airflow resistance flap valve, designed for anterograde secondary placement within tracheoesophageal fistula, for voice restoration post laryngectomy","Offer 1",{"$nulls":8},"Re advert, Omitted item"]
["RT275-08-058","Laryngectomy","Non-indwelling voice prosthesis: 25mm, 20fr.                                                                                                                                                                         \nSilicone, patient-changeable prosthesis with one-way, low airflow resistance flap valve, designed for anterograde secondary placement within tracheoesophageal fistula, for voice restoration post laryngectomy","Offer 1",{"$nulls":8},"Re advert, Omitted item"]
["RT275-08-059","Laryngectomy","Non-indwelling voice prosthesis: 6mm, 16fr.                                                                             \nSilicone, patient-changeable prosthesis with one-way, slit valve, designed for anterograde secondary placement within tracheoesophageal fistula, for voice restoration post laryngectomy","Offer 1",{"$nulls":8},"Re advert, Omitted item"]
["RT275-08-060","Laryngectomy","Non-indwelling voice prosthesis: 8mm, 16fr.                                                                                        \nSilicone, patient-changeable prosthesis with one-way, slit valve, designed for anterograde secondary placement within tracheoesophageal fistula, for voice restoration post laryngectomy+D229","Offer 1",{"$nulls":8},"Re advert, Omitted item"]
["RT275-08-061","Laryngectomy","Non-indwelling voice prosthesis: 10mm, 16fr.                                                                                      \nSilicone, patient-changeable prosthesis with one-way, slit valve, designed for anterograde secondary placement within tracheoesophageal fistula, for voice restoration post laryngectomy","Offer 1",{"$nulls":8},"Re advert, Omitted item"]
["RT275-08-062","Laryngectomy","Non-indwelling voice prosthesis: 12mm, 16fr.                                                                                        \nSilicone, patient-changeable prosthesis with one-way, slit valve, designed for anterograde secondary placement within tracheoesophageal fistula, for voice restoration post laryngectomy","Offer 1",{"$nulls":8},"Re advert, Omitted item"]
["RT275-08-063","Laryngectomy","Non-indwelling voice prosthesis: 14mm, 16fr.                                                                                             \nSilicone, patient-changeable prosthesis with one-way, slit valve, designed for anterograde secondary placement within tracheoesophageal fistula, for voice restoration post laryngectomy","Offer 1",{"$nulls":8},"Re advert, Omitted item"]
["RT275-08-064","Laryngectomy","Non-indwelling voice prosthesis: 18mm, 16fr.                                                                                   \nSilicone, patient-changeable prosthesis with one-way, slit valve, designed for anterograde secondary placement within tracheoesophageal fistula, for voice restoration post laryngectomy","Offer 1",{"$nulls":8},"Re advert, Omitted item"]
["RT275-08-065","Laryngectomy","Indwelling voice prosthesis with enlarged esophageal flange: 4mm, 17fr.                                                                                       \n Silicone prosthesis with enlarged esophageal flange to manage leakage around voice prosthesis, with one-way, low airflow resistance flap valve, with insertion device, designed for anterograde secondary placement within a tracheo-esophageal fistula, for voice restoration post laryngectomy","Offer 1",{"$nulls":8},"Re advert, Omitted item"]
["RT275-08-066","Laryngectomy","Indwelling voice prosthesis with enlarged esophageal flange: 6mm, 17fr.                                                                            \n Silicone prosthesis with enlarged esophageal flange to manage leakage around voice prosthesis, with one-way, low airflow resistance flap valve, with insertion device, designed for anterograde secondary placement within a tracheo-esophageal fistula, for voice restoration post laryngectomy","Offer 1",{"$nulls":8},"Re advert, Omitted item"]
["RT275-08-067","Laryngectomy","Indwelling voice prosthesis with enlarged esophageal flange: 8mm, 17fr.                                     \nSilicone prosthesis with enlarged esophageal flange to manage leakage around voice prosthesis, with one-way, low airflow resistance flap valve, with insertion device, designed for anterograde secondary placement within a tracheo-esophageal fistula, for voice restoration post laryngectomy","Offer 1",{"$nulls":8},"Re advert, Omitted item"]
["RT275-08-068","Laryngectomy","Indwelling voice prosthesis with enlarged esophageal flange: 10mm, 17fr.                                    \nSilicone prosthesis with enlarged esophageal flange to manage leakage around voice prosthesis, with one-way, low airflow resistance flap valve, with insertion device, designed for anterograde secondary placement within a tracheo-esophageal fistula, for voice restoration post laryngectomy","Offer 1",{"$nulls":8},"Re advert, Omitted item"]
["RT275-08-069","Laryngectomy","Indwelling voice prosthesis with enlarged esophageal flange: 12.5mm, 17fr.                               \nSilicone prosthesis with enlarged esophageal flange to manage leakage around voice prosthesis, with one-way, low airflow resistance flap valve, with insertion device, designed for anterograde secondary placement within a tracheo-esophageal fistula, for voice restoration post laryngectomy","Offer 1",{"$nulls":8},"Re advert, Omitted item"]
["RT275-08-070","Laryngectomy","Indwelling voice prosthesis with enlarged esophageal flange: 15mm, 17fr. Silicone prosthesis with enlarged esophageal flange to manage leakage around voice prosthesis, with one-way, low airflow resistance flap valve, with insertion device, designed for anterograde secondary placement within a tracheo-esophageal fistula, for voice restoration post laryngectomy","Offer 1",{"$nulls":8},"Re advert, Omitted item"]
["RT275-08-071","Laryngectomy","Indwelling voice prosthesis with enlarged esophageal flange: 4mm, 20fr. Silicone prosthesis with enlarged esophageal flange to manage leakage around voice prosthesis, with one-way, low airflow resistance flap valve, with insertion device, designed for anterograde secondary placement within a tracheo-esophageal fistula, for voice restoration post laryngectomy","Offer 1",{"$nulls":8},"Re advert, Omitted item"]
["RT275-08-072","Laryngectomy","Indwelling voice prosthesis with enlarged esophageal flange: 6mm, 20fr.      -                              \nSilicone prosthesis with enlarged esophageal flange to manage leakage around voice prosthesis, with one-way, low airflow resistance flap valve, with insertion device, designed for anterograde secondary placement within a tracheo-esophageal fistula, for voice restoration post laryngectomy","Offer 1",{"$nulls":8},"Re advert, Omitted item"]
["RT275-08-073","Laryngectomy","Indwelling voice prosthesis with enlarged esophageal flange: 8mm, 20fr.     Silicone prosthesis with enlarged esophageal flange to manage leakage around voice prosthesis, with one-way, low airflow resistance flap valve, with insertion device, designed for anterograde secondary placement within a tracheo-esophageal fistula, for voice restoration post laryngectomy","Offer 1",{"$nulls":8},"Re advert, Omitted item"]
["RT275-08-074","Laryngectomy","Indwelling voice prosthesis with enlarged esophageal flange\n10mm, 20fr. Silicone prosthesis with enlarged esophageal flange to manage leakage around voice prosthesis, with one-way, low airflow resistance flap valve, with insertion device, designed for anterograde secondary placement within a tracheo-esophageal fistula, for voice restoration post laryngectomy","Offer 1",{"$nulls":8},"Re advert, Omitted item"]
["RT275-08-075","Laryngectomy","Indwelling voice prosthesis with enlarged esophageal flange\n12.5mm, 20fr. Silicone prosthesis with enlarged esophageal flange to manage leakage around voice prosthesis, with one-way, low airflow resistance flap valve, with insertion device, designed for anterograde secondary placement within a tracheo-esophageal fistula, for voice restoration post laryngectomy","Offer 1",{"$nulls":8},"Re advert, Omitted item"]
["RT275-08-076","Laryngectomy","Indwelling voice prosthesis with enlarged esophageal flange\n15mm, 20fr. Silicone prosthesis with enlarged esophageal flange to manage leakage around voice prosthesis, with one-way, low airflow resistance flap valve, with insertion device, designed for anterograde secondary placement within a tracheo-esophageal fistula, for voice restoration post laryngectomy","Offer 1",{"$nulls":8},"Re advert, Omitted item"]
["RT275-08-077","Laryngectomy","Indwelling voice prosthesis with enlarged esophageal flange\n4mm, 22.5fr. Silicone prosthesis with enlarged esophageal flange to manage leakage around voice prosthesis, with one-way, low airflow resistance flap valve, with insertion device, designed for anterograde secondary placement within a tracheo-esophageal fistula, for voice restoration post laryngectomy","Offer 1",{"$nulls":8},"Re advert, Omitted item"]
["RT275-08-078","Laryngectomy","Indwelling voice prosthesis with enlarged esophageal flange: 6mm, 22.5fr. Silicone prosthesis with enlarged esophageal flange to manage leakage around voice prosthesis, with one-way, low airflow resistance flap valve, with insertion device, designed for anterograde secondary placement within a tracheo-esophageal fistula, for voice restoration post laryngectomy","Offer 1",{"$nulls":8},"Re advert, Omitted item"]
["RT275-08-079","Laryngectomy","Indwelling voice prosthesis with enlarged esophageal flange: 8mm, 22.5fr.                                                                                                                                         \n Silicone prosthesis with enlarged esophageal flange to manage leakage around voice prosthesis, with one-way, low airflow resistance flap valve, with insertion device, designed for anterograde secondary placement within a tracheo-esophageal fistula, for voice restoration post laryngectomy","Offer 1",{"$nulls":8},"Re advert, Omitted item"]
["RT275-08-080","Laryngectomy","Indwelling voice prosthesis with enlarged esophageal flange: 10mm, 22.5fr.                                                                                                                                       \nSilicone prosthesis with enlarged esophageal flange to manage leakage around voice prosthesis, with one-way, low airflow resistance flap valve, with insertion device, designed for anterograde secondary placement within a tracheo-esophageal fistula, for voice restoration post laryngectomy","Offer 1",{"$nulls":8},"Re advert, Omitted item"]
["RT275-08-081","Laryngectomy","Indwelling voice prosthesis with enlarged esophageal flange: 12.5mm, 22.5fr\n12.5mm, 22.5fr. Silicone prosthesis with enlarged esophageal flange to manage leakage around voice prosthesis, with one-way, low airflow resistance flap valve, with insertion device, designed for anterograde secondary placement within a tracheo-esophageal fistula, for voice restoration post laryngectomy","Offer 1",{"$nulls":8},"Re advert, Omitted item"]
["RT275-08-082","Laryngectomy","Indwelling voice prosthesis with enlarged esophageal flange: 15mm, 22.5fr\n15mm, 22.5fr. Silicone prosthesis with enlarged esophageal flange to manage leakage around voice prosthesis, with one-way, low airflow resistance flap valve, with insertion device, designed for anterograde secondary placement within a tracheo-esophageal fistula, for voice restoration post laryngectomy","Offer 1",{"$nulls":8},"Re advert, Omitted item"]
["RT275-08-083","Laryngectomy","Indwelling voice prosthesis:  4mm, 16Fr.                                                                                       \n4mm, 16FrSilicone prosthesis with one-way, low airflow resistance flap valve, designed for anterograde secondary placement within a tracheo-esophageal fistula, for voice restoration post laryngectomy","Offer 1",{"$nulls":8},"Re advert, Omitted item"]
["RT275-08-084","Laryngectomy","Indwelling voice prosthesis:  6mm, 16Fr.                                                                                           \n6mm, 16Fr Silicone prosthesis with one-way, low airflow resistance flap valve, designed for anterograde secondary placement within a tracheo-esophageal fistula, for voice restoration post laryngectomy","Offer 1",{"$nulls":8},"Re advert, Omitted item"]
["RT275-08-085","Laryngectomy","Indwelling voice prosthesis:   8mm, 16Fr.                                                                                          Silicone prosthesis with one-way, low airflow resistance flap valve, designed for anterograde secondary placement within a tracheo-esophageal fistula, for voice restoration post laryngectomy","Offer 1",{"$nulls":8},"Re advert, Omitted item"]
["RT275-08-086","Laryngectomy","Indwelling voice prosthesis: 10mm, 16Fr.                                                                                              10mm, 16Fr Silicone prosthesis with one-way, low airflow resistance flap valve, designed for anterograde secondary placement within a tracheo-esophageal fistula, for voice restoration post laryngectomy","Offer 1",{"$nulls":8},"Re advert, Omitted item"]
["RT275-08-087","Laryngectomy","Indwelling voice prosthesis: 12mm, 16Fr.                                                                                      12mm, 16FrSilicone prosthesis with one-way, low airflow resistance flap valve, designed for anterograde secondary placement within a tracheo-esophageal fistula, for voice restoration post laryngectomy","Offer 1",{"$nulls":8},"Re advert, Omitted item"]
["RT275-08-088","Laryngectomy","Indwelling voice prosthesis: 14mm, 16Fr.                                                                                          14mm, 16Fr Silicone prosthesis with one-way, low airflow resistance flap valve, designed for anterograde secondary placement within a tracheo-esophageal fistula, for voice restoration post laryngectomy","Offer 1",{"$nulls":8},"Re advert, Omitted item"]
["RT275-08-089","Laryngectomy","Indwelling voice prosthesis: 16mm, 16Fr.                                                                                                16mm, 16Fr Silicone prosthesis with one-way, low airflow resistance flap valve, designed for anterograde secondary placement within a tracheo-esophageal fistula, for voice restoration post laryngectomy","Offer 1",{"$nulls":8},"Re advert, Omitted item"]
["RT275-08-090","Laryngectomy","Indwelling voice prosthesis: 18mm, 16Fr.                                                                                            18mm, 16Fr Silicone prosthesis with one-way, low airflow resistance flap valve, designed for anterograde secondary placement within a tracheo-esophageal fistula, for voice restoration post laryngectomy","Offer 1",{"$nulls":8},"Re advert, Omitted item"]
["RT275-08-091","Laryngectomy","Indwelling voice prosthesis:  20mm, 16Fr.                                                                                        20mm, 16Fr Silicone prosthesis with one-way, low airflow resistance flap valve, designed for anterograde secondary placement within a tracheo-esophageal fistula, for voice restoration post laryngectomy","Offer 1",{"$nulls":8},"Re advert, Omitted item"]
["RT275-08-092","Laryngectomy","Indwelling voice prosthesis: 12mm, 20Fr.                                                                                                   12mm, 20Fr Silicone prosthesis with one-way, low airflow resistance flap valve, designed for anterograde secondary placement within a tracheo-esophageal fistula, for voice restoration post laryngectomy","Offer 1",{"$nulls":8},"Re advert, Omitted item"]
["RT275-08-093","Laryngectomy","Indwelling voice prosthesis: 14mm, 20Fr.                                                                                           14mm, 20Fr Silicone prosthesis with one-way, low airflow resistance flap valve, designed for anterograde secondary placement within a tracheo-esophageal fistula, for voice restoration post laryngectomy      ","Offer 1",{"$nulls":8},"Re advert, Omitted item"]
["RT275-08-094","Laryngectomy","Indwelling voice prosthesis:  16mm, 20Fr.                                                                                         16mm, 20Fr Silicone prosthesis with one-way, low airflow resistance flap valve, designed for anterograde secondary placement within a tracheo-esophageal fistula, for voice restoration post laryngectomy      ","Offer 1",{"$nulls":8},"Re advert, Omitted item"]
["RT275-08-095","Laryngectomy","Indwelling voice prosthesis:  18mm, 20Fr.                                                                                          18mm, 20Fr Silicone prosthesis with one-way, low airflow resistance flap valve, designed for anterograde secondary placement within a tracheo-esophageal fistula, for voice restoration post laryngectomy      ","Offer 1",{"$nulls":8},"Re advert, Omitted item"]
["RT275-08-096","Laryngectomy","Indwelling voice prosthesis:  20mm, 20Fr.                                                                                          20mm, 20Fr Silicone prosthesis with one-way, low airflow resistance flap valve, designed for anterograde secondary placement within a tracheo-esophageal fistula, for voice restoration post laryngectomy      ","Offer 1",{"$nulls":8},"Re advert, Omitted item"]
["RT275-08-097","Laryngectomy","Indwelling voice prosthesis: 12mm, 20Fr.                                                                                               Silicone prosthesis with one-way, low airflow resistance flap valve, designed for anterograde secondary placement within a tracheo-esophageal fistula, for voice restoration post laryngectomy      ","Offer 1",{"$nulls":8},"Duplicate of RT275-08-091"]
["RT275-08-098","Laryngectomy","Indwelling voice prosthesis : 5mm, 16Fr.                                                                                              Silicone prosthesis with one-way, low airflow resistance flap valve, designed for anterograde secondary placement within a tracheo-esophageal fistula, for voice restoration post laryngectomy      ","Offer 1",{"$nulls":8},"Re advert, Omitted item"]
["RT275-08-099","Laryngectomy","Indwelling voice prosthesis:  7mm, 16Fr.                                                                                          Silicone prosthesis with one-way, low airflow resistance flap valve, designed for anterograde secondary placement within a tracheo-esophageal fistula, for voice restoration post laryngectomy      ","Offer 1",{"$nulls":8},"Re advert, Omitted item"]
["RT275-08-100","Laryngectomy","Indwelling voice prosthesis : 9mm, 16Fr.                                                                                          Silicone prosthesis with one-way, low airflow resistance flap valve, designed for anterograde secondary placement within a tracheo-esophageal fistula, for voice restoration post laryngectomy      ","Offer 1",{"$nulls":8},"Re advert, Omitted item"]
["RT275-08-101","Laryngectomy","Indwelling voice prosthesis:  5mm, 20Fr.                                                                                                          5mm, 20Fr Silicone prosthesis with one-way, low airflow resistance flap valve, designed for anterograde secondary placement within a tracheo-esophageal fistula, for voice restoration post laryngectomy      ","Offer 1",{"$nulls":8},"Re advert, Omitted item"]
["RT275-08-102","Laryngectomy","Indwelling voice prosthesis:  7mm, 20Fr.                                                                                                      7mm, 20Fr  Silicone prosthesis with one-way, low airflow resistance flap valve, designed for anterograde secondary placement within a tracheo-esophageal fistula, for voice restoration post laryngectomy      ","Offer 1",{"$nulls":8},"Re advert, Omitted item"]
["RT275-08-103","Laryngectomy","Indwelling voice prosthesis: 9mm, 20Fr                                                                                                      9mm, 20Fr. Silicone prosthesis with one-way, low airflow resistance flap valve, designed for anterograde secondary placement within a tracheo-esophageal fistula, for voice restoration post laryngectomy      ","Offer 1",{"$nulls":8},"Re advert, Omitted item"]
["RT275-08-104","Laryngectomy","Indwelling voice prosthesis with antimicrobial resistance (Silver Oxide): 4mm,20Fr                                                                                                        4mm, 20Fr. Silicone prosthesis with one-way, low airflow resistance flap valve, designed for anterograde secondary placement within a tracheo-esophageal fistula, for voice restoration post laryngectomy. The prosthesis silicone flap valve is embedded with silver oxide as a material preservative","Offer 1",{"$nulls":8},"Re advert, Omitted item"]
["RT275-08-105","Laryngectomy","Indwelling voice prosthesis with antimicrobial resistance (Silver Oxide): 6mm, 20Fr                                                                                                        6mm, 20Fr. Silicone prosthesis with one-way, low airflow resistance flap valve, designed for anterograde secondary placement within a tracheo-esophageal fistula, for voice restoration post laryngectomy. The prosthesis silicone flap valve is embedded with silver oxide as a material preservative","Offer 1",{"$nulls":8},"Re advert, Omitted item"]
["RT275-08-106","Laryngectomy","Indwelling voice prosthesis with antimicrobial resistance (Silver Oxide): 8mm, 20Fr                                                                                                        8mm, 20Fr. Silicone prosthesis with one-way, low airflow resistance flap valve, designed for anterograde secondary placement within a tracheo-esophageal fistula, for voice restoration post laryngectomy. The prosthesis silicone flap valve is embedded with silver oxide as a material preservative","Offer 1",{"$nulls":8},"Re advert, Omitted item"]
["RT275-08-107","Laryngectomy","Indwelling voice prosthesis with antimicrobial resistance (Silver Oxide): 10mm, 20Fr                                                                                                        10mm, 20Fr. Silicone prosthesis with one-way, low airflow resistance flap valve, designed for anterograde secondary placement within a tracheo-esophageal fistula, for voice restoration post laryngectomy. The prosthesis silicone flap valve is embedded with silver oxide as a material preservative","Offer 1",{"$nulls":8},"Re advert, Omitted item"]
["RT275-08-108","Laryngectomy","Indwelling voice prosthesis with antimicrobial resistance (Silver Oxide): 12mm, 20Fr                                                                                                       \n12mm, 20Fr. Silicone prosthesis with one-way, low airflow resistance flap valve, designed for anterograde secondary placement within a tracheo-esophageal fistula, for voice restoration post laryngectomy. The prosthesis silicone flap valve is embedded with silver oxide as a material preservative","Offer 1",{"$nulls":8},"Re advert, Omitted item"]
["RT275-08-109","Laryngectomy","Indwelling voice prosthesis with antimicrobial resistance (Silver Oxide): 14mm, 20Fr                                                                                                        14mm, 20Fr. Silicone prosthesis with one-way, low airflow resistance flap valve, designed for anterograde secondary placement within a tracheo-esophageal fistula, for voice restoration post laryngectomy. The prosthesis silicone flap valve is embedded with silver oxide as a material preservative","Offer 1",{"$nulls":8},"Re advert, Omitted item"]
["RT275-08-110","Laryngectomy","Indwelling voice prosthesis with antimicrobial resistance (Silver Oxide): 4mm, 16Fr                                                                                                     \n4mm, 16Fr. Silicone prosthesis with one-way, low airflow resistance flap valve, designed for anterograde secondary placement within a tracheo-esophageal fistula, for voice restoration post laryngectomy. The prosthesis silicone flap valve is embedded with silver oxide as a material preservative","Offer 1",{"$nulls":8},"Re advert, Omitted item"]
["RT275-08-111","Laryngectomy","Indwelling voice prosthesis with antimicrobial resistance (Silver Oxide): 6mm, 16Fr                                                                                                      6mm, 16Fr. Silicone prosthesis with one-way, low airflow resistance flap valve, designed for anterograde secondary placement within a tracheo-esophageal fistula, for voice restoration post laryngectomy. The prosthesis silicone flap valve is embedded with silver oxide as a material preservative","Offer 1",{"$nulls":8},"Re advert, Omitted item"]
["RT275-08-112","Laryngectomy","Indwelling voice prosthesis with antimicrobial resistance (Silver Oxide): 8mm, 16Fr                                                                                                        8mm, 16Fr. Silicone prosthesis with one-way, low airflow resistance flap valve, designed for anterograde secondary placement within a tracheo-esophageal fistula, for voice restoration post laryngectomy. The prosthesis silicone flap valve is embedded with silver oxide as a material preservative","Offer 1",{"$nulls":8},"Re advert, Omitted item"]
["RT275-08-113","Laryngectomy","Indwelling voice prosthesis with antimicrobial resistance (Silver Oxide): 10mm, 16Fr                                                                                                         10mm, 16Fr. Silicone prosthesis with one-way, low airflow resistance flap valve, designed for anterograde secondary placement within a tracheo-esophageal fistula, for voice restoration post laryngectomy. The prosthesis silicone flap valve is embedded with silver oxide as a material preservative","Offer 1",{"$nulls":8},"Re advert, Omitted item"]
["RT275-08-114","Laryngectomy","Indwelling voice prosthesis with antimicrobial resistance (Silver Oxide): 12mm,16Fr                                                                                                        12mm, 16Fr. Silicone prosthesis with one-way, low airflow resistance flap valve, designed for anterograde secondary placement within a tracheo-esophageal fistula, for voice restoration post laryngectomy. The prosthesis silicone flap valve is embedded with silver oxide as a material preservative","Offer 1",{"$nulls":8},"Re advert, Omitted item"]
["RT275-08-115","Laryngectomy","Indwelling voice prosthesis with antimicrobial resistance (Silver Oxide): 14mm, 16Fr                                                                                                        14mm, 16Fr. Silicone prosthesis with one-way, low airflow resistance flap valve, designed for anterograde secondary placement within a tracheo-esophageal fistula, for voice restoration post laryngectomy. The prosthesis silicone flap valve is embedded with silver oxide as a material preservative","Offer 1",{"$nulls":8},"Re advert, Omitted item"]
["RT275-08-116","Laryngectomy","Indwelling voice prosthesis with dual valve and antimicrobial resistance (Silver Oxide): 6mm, 20Fr                                                                                                                                                            6mm, 20Fr. Silicone prosthesis with two, one-way, low airflow resistance flap valves, designed for anterograde secondary placement within a tracheo-esophageal fistula, for voice restoration post laryngectomy. The prosthesis silicone flap valve is embedded with silver oxide as a material preservative. The second valve is intended to prevent leakage after the first valve fails. ","Offer 1",{"$nulls":8},"Re advert, Omitted item"]
["RT275-08-117","Laryngectomy","Indwelling voice prosthesis with dual valve and antimicrobial resistance (Silver Oxide): 8mm, 20Fr                                                                                                                                                       8mm, 20Fr. Silicone prosthesis with two, one-way, low airflow resistance flap valves, designed for anterograde secondary placement within a tracheo-esophageal fistula, for voice restoration post laryngectomy. The prosthesis silicone flap valve is embedded with silver oxide as a material preservative. The second valve is intended to prevent leakage after the first valve fails. ","Offer 1",{"$nulls":8},"Re advert, Omitted item"]
["RT275-08-118","Laryngectomy","Indwelling voice prosthesis with dual valve and antimicrobial resistance (Silver Oxide): 10mm, 20Fr                                                                                                                                                     10mm, 20Fr. Silicone prosthesis with two, one-way, low airflow resistance flap valves, designed for anterograde secondary placement within a tracheo-esophageal fistula, for voice restoration post laryngectomy. The prosthesis silicone flap valve is embedded with silver oxide as a material preservative. The second valve is intended to prevent leakage after the first valve fails. ","Offer 1",{"$nulls":8},"Re advert, Omitted item"]
["RT275-08-119","Laryngectomy","Indwelling voice prosthesis with dual valve and antimicrobial resistance (Silver Oxide): 12mm, 20Fr                                                                                                                                                    12mm, 20Fr. Silicone prosthesis with two, one-way, low airflow resistance flap valves, designed for anterograde secondary placement within a tracheo-esophageal fistula, for voice restoration post laryngectomy. The prosthesis silicone flap valve is embedded with silver oxide as a material preservative. The second valve is intended to prevent leakage after the first valve fails. ","Offer 1",{"$nulls":8},"Re advert, Omitted item"]
["RT275-08-120","Laryngectomy","Indwelling voice prosthesis with dual valve and antimicrobial resistance (Silver Oxide): 14mm, 20Fr                                                                                                                                                    14mm, 20Fr. Silicone prosthesis with two, one-way, low airflow resistance flap valves, designed for anterograde secondary placement within a tracheo-esophageal fistula, for voice restoration post laryngectomy. The prosthesis silicone flap valve is embedded with silver oxide as a material preservative. The second valve is intended to prevent leakage after the first valve fails. ","Offer 1",{"$nulls":8},"Re advert, Omitted item"]
["RT275-08-121","Laryngectomy","Indwelling voice prosthesis with dual valve, large flange and antimicrobial resistance (Silver Oxide): 6mm, 20Fr  Large Flange                                                                                                                            6mm, 20Fr Large Flange. Silicone prosthesis with two, one-way, low airflow resistance flap valves, designed for anterograde secondary placement within a tracheo-esophageal fistula, for voice restoration post laryngectomy. The prosthesis silicone flap valve is embedded with silver oxide as a material preservative. The second valve is intended to prevent leakage after the first valve fails. ","Offer 1",{"$nulls":8},"Re advert, Omitted item"]
["RT275-08-122","Laryngectomy","Indwelling voice prosthesis with dual valve, large flange and antimicrobial resistance (Silver Oxide): 8mm, 20Fr Large Flange                                                                                                                             8mm, 20Fr Large Flange. Silicone prosthesis with two, one-way, low airflow resistance flap valves, designed for anterograde secondary placement within a tracheo-esophageal fistula, for voice restoration post laryngectomy. The prosthesis silicone flap valve is embedded with silver oxide as a material preservative. The second valve is intended to prevent leakage after the first valve fails. ","Offer 1",{"$nulls":8},"Re advert, Omitted item"]
["RT275-08-123","Laryngectomy","Indwelling voice prosthesis with dual valve, large flange and antimicrobial resistance (Silver Oxide): 10mm, 20Fr Large Flange                                                                                                         10mm, 20Fr Large Flange. Silicone prosthesis with two, one-way, low airflow resistance flap valves, designed for anterograde secondary placement within a tracheo-esophageal fistula, for voice restoration post laryngectomy. The prosthesis silicone flap valve is embedded with silver oxide as a material preservative. The second valve is intended to prevent leakage after the first valve fails. ","Offer 1",{"$nulls":8},"Re advert, Omitted item"]
["RT275-08-124","Laryngectomy","Indwelling voice prosthesis with dual valve, large flange and antimicrobial resistance (Silver Oxide): 12mm, 20Fr Large Flange                                                                                                    12mm, 20Fr Large Flange. Silicone prosthesis with two, one-way, low airflow resistance flap valves, designed for anterograde secondary placement within a tracheo-esophageal fistula, for voice restoration post laryngectomy. The prosthesis silicone flap valve is embedded with silver oxide as a material preservative. The second valve is intended to prevent leakage after the first valve fails. ","Offer 1",{"$nulls":8},"Re advert, Omitted item"]
["RT275-08-125","Laryngectomy","Indwelling voice prosthesis with dual valve, large flange and antimicrobial resistance (Silver Oxide) : 14mm, 20Fr Lange Flange                                                                                                   14mm, 20Fr Large Flange. Silicone prosthesis with two, one-way, low airflow resistance flap valves, designed for anterograde secondary placement within a tracheo-esophageal fistula, for voice restoration post laryngectomy. The prosthesis silicone flap valve is embedded with silver oxide as a material preservative. The second valve is intended to prevent leakage after the first valve fails. ","Offer 1",{"$nulls":8},"Re advert, Omitted item"]
["RT275-08-126","Laryngectomy","Sterile Tracheoesophageal puncture set                                                                                             \nSet used for secondary placement of a tracheoesophageal prosthesis. The set includes a disposable 16 gauge curved introducer needle with a 14 gauge Teflon sheath, a 66cm silicone catheter, with a tapered reinforced tip attached to a 61cm Teflon coated stainless steel leader cable, and a fenestrated surgical draper with adhesive around the aperture.  ","Offer 1",{"$nulls":8},"Re advert, Omitted item"]
["RT275-08-127","Laryngectomy","Sterile Voice Prosthesis placement surgical kit                                                                             \nSterile, 16Fr voice prosthesis placement kit for primary or secondary puncture.\npuncture set, designed for retrograde primary placement within tracheoesophageal fistula, for voice restoration post laryngectomy.                                                                                                          It must be compatible with item: RT275-08-127,  RT275-08-128, RT275-08-129, RT275-08-130.  ","Offer 1",{"$nulls":8},"Re advert, Omitted item"]
["RT275-08-128","Laryngectomy","Sterile Indwelling Voice Prosthesis: 8mm, 16Fr                                                                                              \nClinician placed sterile, 8mm, 16Fr. Silicone prosthesis with one-way, airflow resistance flap valve, designed for primary tracheoesophageal puncture and placement within the tracheoesophageal fistula, for voice restoration post laryngectomy.  It must be compatible with item:  RT275-08-126,  RT275-08-128, RT275-08-129, RT275-08-130. ","Offer 1",{"$nulls":8},"Re advert, Omitted item"]
["RT275-08-129","Laryngectomy","Sterile Indwelling Voice Prosthesis: 10mm, 16Fr                                                                       \nClinician placed sterile, 10mm, 16Fr. Silicone prosthesis with one-way, airflow resistance flap valve, designed for primary tracheoesophageal puncture and placement within the tracheoesopha fistula, for voice restoration post laryngectomy.                                                                It must be compatible with item: RT275-08-126, RT275-08-127, RT275-08-129, RT275-08-130","Offer 1",{"$nulls":8},"Re advert, Omitted item"]
["RT275-08-130","Laryngectomy","Sterile Indwelling Voice Prosthesis: 12mm, 16Fr                                                                                     \nClinician placed sterile, 12mm, 16Fr. Silicone prosthesis with one-way, airflow resistance flap valve, designed for primary tracheoesophageal puncture and placement within the tracheoesophageal fistula, for voice restoration post laryngectomy.                                                     It must be compatible with item:RT275-08-126, RT275-08-127, RT275-08-128, RT275-08-130  ","Offer 1",{"$nulls":8},"Re advert, Omitted item"]
["RT275-08-131","Laryngectomy","Sterile Indwelling Voice Prosthesis                                                                                                       \nClinician placed sterile, 14mm, 16Fr. Silicone prosthesis with one-way, airflow resistance flap valve, designed for primary tracheoesophageal puncture and placement within the tracheoesophageal fistula, for voice restoration post laryngectomy.                                                           It must be compatible with item:RT275-08-126, RT275-08-127, RT275-08-128, RT275-08-129","Offer 1",{"$nulls":8},"Re advert, Omitted item"]
["RT275-08-132","Laryngectomy","Sterile Voice Prosthesis placement surgical kit                                                                                                                                      \nSterile, 20Fr voice prosthesis placement kit for primary or secondary puncture.\npuncture set, designed for retrograde primary placement within tracheoesophageal fistula, for voice restoration post laryngectomy.                                                                                                        It must be compatible with item: RT275-08-132, RT275-08-133, RT275-08-134, RT275-08-135","Offer 1",{"$nulls":8},"Re advert, Omitted item"]
["RT275-08-133","Laryngectomy","Sterile Indwelling Voice Prosthesis                                                                                                       \nClinician placed sterile, 8mm, 20Fr. Silicone prosthesis with one-way, airflow resistance flap valve, designed for primary tracheoesophageal puncture and placement within the tracheoesophageal fistula, for voice restoration post laryngectomy.                                                       \nIt must be compatible with item:RT275-08-131,","Offer 1",{"$nulls":8},"Re advert, Omitted item"]
["RT275-08-134","Laryngectomy","Sterile Indwelling Voice Prosthesis                                                                                                     Clinician placed sterile, 10mm, 20Fr. Silicone prosthesis with one-way, airflow resistance flap valve, designed for primary tracheoesophageal puncture and placement within the tracheoesophageal fistula, for voice restoration post laryngectomy.                                                    It must be compatible with item: RT275-08-88, RT275-08-89, RT275-08-91, RT275-08-92","Offer 1",{"$nulls":8},"Re advert, Omitted item"]
["RT275-08-135","Laryngectomy","Sterile Indwelling Voice Prosthesis. Clinician placed sterile, 12mm, 20Fr. Silicone prosthesis with one-way, airflow resistance flap valve, designed for primary tracheoesophageal puncture and placement within the tracheoesophageal fistula, for voice restoration post laryngectomy. It must be compatible with item: RT275-07-131, RT275-07-132, RT275-07-133, RT275-07-135","Offer 1",{"$nulls":8},"Re advert, Omitted item"]
["RT275-08-138","Laryngectomy","Sterile Indwelling Voice Prosthesis                                                                                                  \n Clinician placed sterile, 14mm, 20Fr. Silicone prosthesis with one-way, airflow resistance flap valve, designed for primary tracheoesophageal puncture and placement within the tracheoesophageal fistula, for voice restoration post laryngectomy. It must be compatible with item: RT275-08-131, ","Offer 1",{"$nulls":8},"Re advert, Omitted item"]
["RT275-08-143","Laryngectomy","Heat moisture exchanger (high moisture) for nightime use. For post-laryngectomy use, provides for sufficient moisture retention to humidify air breathed in by laryngectomy patients, compatible with adhesive lary button, and laryngectomy tube.\n","Offer 1",{"$nulls":8},"Re advert"]
["RT275-08-144","Laryngectomy","Hands free cassette (adjustable membrane strength)\nCompatible with HME, used for hands free speech for laryngectomised patients.","Offer 1",{"$nulls":8},"Re advert"]
["RT275-08-147","Laryngectomy","Heat moisture exchanger\nCompatible with hands free cassette.\nCompatible with item RT275-08-140, RT275-08-141, RT275-08-142 and RT275-08-143","Offer 1",{"$nulls":8},"Re advert"]
["RT275-08-154","Laryngectomy","Mechanical larynx device\nWith oral tubing, placed over tracheostomy, lung driven (pneumatic voicing), for laryngectomised patients.","Offer 1",{"$nulls":8},"Re advert"]
["RT275-08-176","Laryngectomy","Silicone washer Thin silicone washer that can be used for voice prosthesis fitting to allow for minimal periprosthetic leak. Dimensions: 0.5mm thick.","Offer 1",{"$nulls":8},"Re advert"]
["RT275-08-177","Laryngectomy","Laryngectomy tube. Dimension: 8/36                                                                                                   \nSoft, durable, lightweight, silicone tube used to keep the tracheostoma open after a laryngectomy. Does not hold an HME.                                                                                               \nSize: inner diameter 9.5mm, outer diameter 12mm, length 36mm dimension: 8/36 ","Offer 1",{"$nulls":8},"Re advert"]
["RT275-08-178","Laryngectomy","Laryngectomy tube. Dimension: 8/55                                                                                               \nSoft, durable, lightweight, silicone tube used to keep the tracheostoma open after a laryngectomy. Does not hold an HME. \nSize: inner diameter 9.5mm, outer diameter 12mm, length 55mm dimension: 8/55","Offer 1",{"$nulls":8},"Re advert"]
["RT275-08-179","Laryngectomy","Laryngectomy tube. Dimension: 9/36                                       \nSoft, durable, lightweight, silicone tube used to keep the tracheostoma open after a laryngectomy. Does not hold an HME. \nSize: inner diameter 10.5mm, outer diameter 13.5mm, length 36mm dimension: 9/36","Offer 1",{"$nulls":8},"Re advert"]
["RT275-08-180","Laryngectomy","Laryngectomy tube. Dimension: 9/55                                                                                               \nSoft, durable, lightweight, silicone tube used to keep the tracheostoma open after a laryngectomy. Does not hold an HME.                                                                                               Size: inner diameter 10.5mm, outer diameter 13.5mm, length 55mm dimension: 9/55","Offer 1",{"$nulls":8},"Re advert"]
["RT275-08-181","Laryngectomy","Laryngectomy tube.Dimension: 10/36                                                                                              \nSoft, durable, lightweight, silicone tube used to keep the tracheostoma open after a laryngectomy. Does not hold an HME.                                                                                                    Size: inner diameter 12mm, outer diameter 15mm, length 36mm dimension: 10/36","Offer 1",{"$nulls":8},"Re advert"]
["RT275-08-182","Laryngectomy","Laryngectomy tube.Dimension: 10/55                                                                                                                 \nSoft, durable, lightweight, silicone tube used to keep the tracheostoma open after a laryngectomy. Does not hold an HME.                                                                                                      \nSize: inner diameter 12mm, outer diameter 15mm, length 55mm dimension: 10/55","Offer 1",{"$nulls":8},"Re advert"]
["RT275-08-183","Laryngectomy","Laryngectomy tube.Dimension:12/36                                                                                                               \nSoft, durable, lightweight, silicone tube used to keep the tracheostoma open after a laryngectomy. Does not hold an HME.                                                                                                       \nSize: inner diameter 12mm, outer diameter 15mm, length 55mm dimension: 12/36","Offer 1",{"$nulls":8},"Re advert"]
["RT275-08-200","Laryngectomy","Laryngectomy tube.Dimension:12/55                                                                                                               \nSoft, durable, lightweight, silicone tube used to keep the tracheostoma open after a laryngectomy. Does not hold an HME.                                                                                               Size: inner diameter 12mm, outer diameter 15mm, length 55mm dimension: 12/55","Offer 1",{"$nulls":8},"Re advert"]
["RT275-08-201","Laryngectomy","Silicone washer, compatible with voice prosthesis.size 24fr\nThin silicone washer that is placed around voice prosthesis to reduce per prosthetic leakage around, in patients using indwelling voice prosthesis size 24 fr","Offer 1",{"$nulls":8},"Re advert"]
["RT275-08-205","Laryngectomy","Prosthesis plug, compatible with voice prosthesis.size 16fr                                             \nTool for temporarily stopping leakage through the voice prosthesis, size 16fr","Offer 1",{"$nulls":8},"Re advert"]
["RT275-09-001","Laryngectomy","Prosthesis plug, compatible with prosthesis. .size: 24fr\nTool that helps to temporarily stop leakage through voice prosthesis, size: 24fr","Offer 1",{"$nulls":8},"Re advert"]
["RT275-09-002","Tracheostomy","Tracheostoma dressing\nTracheostomy dressing to manage secretions, keep stoma site clean and dry, and protect the skin around the tracheostomy tube. Material : Absorbent gauze\n","Offer 1",{"$nulls":8},"Re advert"]
["RT275-09-003","Tracheostomy","Tracheostoma dressing\nTracheostomy dressing to manage secretions, keep stoma site clean and dry, and protect the skin around the tracheostomy tube. Material : Absorbent foam.\n","Offer 1",{"$nulls":8},"Re advert"]
["RT275-09-004","Tracheostomy","Tracheostoma spacer. Size: internal diameter: 8mm, 5mm thick\nSilicone gel spacer which is round, tacky and laminated. Tool for improving seal around tracheostoma device fittings, improve cushioning and reduce air leakage. Size: internal diameter: 8mm, 5mm thick\n","Offer 1",{"$nulls":8},"No longer required"]
["RT275-09-006","Tracheostomy","Tracheostoma spacer. Size: internal diameter: 12mm, 5mm thick\nSilicone gel spacer which is round, tacky and laminated. Tool for improving seal around tracheostoma device fittings, improve cushioning and reduce air leakage. Size: internal diameter: 12mm, 5mm thick\n","Offer 1",{"$nulls":8},"No longer required"]
["RT275-09-008","Tracheostomy","Protective tracheostomy / laryngectomy cloth protectors. Size: medium, with adjustable hook and loop or tie-up fastener\nProtective tracheostomy cover for filtration and warming up of the respiratory air, washable, made of polyester with filter. Thick, durable and includes a sponge layer which provides humidification and filtration of the incoming air. Size: medium, with adjustable hook and loop or tie-up fastener","Offer 1",{"$nulls":8},"Re advert"]
["RT275-09-009","Tracheostomy","Protective tracheostomy / laryngectomy cloth protectors. Size: small with adjustable Velcrofastener\nProtective tracheostomy cover for filtration and warming up of the respiratory air, washable, made of polyester with filter. Thick, durable and includes a sponge layer which provides humidification and filtration of the incoming air. Size: small with adjustable Velcrofastener","Offer 1",{"$nulls":8},"Re advert"]
["RT275-09-010","Tracheostomy","Protective tracheostomy / laryngectomy cloth protectors. Size: medium with adjustable Velcrofastener. Protective tracheostomy cover for filtration and warming up of the respiratory air, washable, made of polyester with filter. Thick, durable and includes a sponge layer which provides humidification and filtration of the incoming air. Size: medium with adjustable Velcrofastener","Offer 1",{"$nulls":8},"Re advert"]
["RT275-09-013","Tracheostomy","Protective tracheostomy / laryngectomy cloth protectors.  Size: large with adjustable Velcrofastener\nProtective tracheostomy cover for filtration and warming up of the respiratory air, washable, made of polyester with filter. Thick, durable and includes a sponge layer which provides humidification and filtration of the incoming air. Size: large with adjustable Velcrofastener","Offer 1",{"$nulls":8},"Re advert"]
["RT275-09-014","Tracheostomy","Stoma Button for surgically created tracheal stomas. For safe decannulation and weaning, designed to have the full lumen of trachea, the patient is immediately able to cough up the stimulus secretion, because of airtight sealing of the stoma the patient is immediately able to speak Made out of soft and flexible high quality silicone. Length of 45mm. Packaging: 1 unit supplied in sterile package","Offer 1",{"$nulls":8},"Re advert\nVerify with Nasree"]
["RT275-09-015","Tracheostomy","Stoma Button for percutaneously created tracheal stomas. For safe decannulation and weaning, designed to have the full lumen of trachea, the patient is immediately able to cough up the stimulus secretion, because of airtight sealing of the stoma the patient is immediately able to speak Made out of soft and flexible high quality silicone. Length of 70mm. Packaging: 1 unit supplied in sterile package ","Offer 1",{"$nulls":8},"Re advert\nVerify with Nasree"]
["RT275-09-021","Tracheostomy","Tracheostomy cap/plug\nLatex free disposable decannulation plug aimed to close the proximal end of fenestrated tracheostomy tube to enable breathing through the fenestration and upper airway. Compatible with single lumen tracheostomy tube","Offer 1",{"$nulls":8},"Re advert\nOmitted item"]
["RT275-09-027","Tracheostomy","Tracheostomy Tube Protector\nAllows for protection of the tracheostomy tube from accidental occlusion by having a distal grid and side apertures\nProtects the tracheostomy from blockage by large amount of secretion, debris from foreign material such as bedding, gauze and clothing. It should be able to stop respiratory devices from being mistakenly attached to the patient endotracheal tube\n\t\n","Offer 1",{"$nulls":8},"Re advert\nOmitted item\nSpec revised"]
["RT275-09-028","Tracheostomy","Tracheostoma spacer\nSilicone gel spacer which is round, tacky and laminated. Tool for improving seal around tracheostoma device fittings, improve cushioning and reduce air leakage. Size: internal diameter: 8mm, 3mm thick\n","Offer 1",{"$nulls":8},"Re advert"]
["RT275-09-029","Tracheostomy","Tracheostoma spacer\nSilicone gel spacer which is round, tacky and laminated. Tool for improving seal around tracheostoma device fittings, improve cushioning and reduce air leakage. Size: internal diameter: 12mm, 3mm thick\n","Offer 1",{"$nulls":8},"Re advert"]
["RT275-09-030","Tracheostomy","Tracheostoma spacer\nSilicone gel spacer which is round, tacky and laminated. Tool for improving seal around tracheostoma device fittings, improve cushioning and reduce air leakage. Size: internal diameter: 8mm, 5mm thick\n","Offer 1",{"$nulls":8},"Re advert"]
["RT275-09-046","Tracheostomy","Tracheostoma spacer\nSilicone gel spacer which is round, tacky and laminated. Tool for improving seal around tracheostoma device fittings, improve cushioning and reduce air leakage. Size: internal diameter: 12mm, 5mm thick\n","Offer 1",{"$nulls":8},"Re advert"]
["RT275-09-047","Tracheostomy","One way Air Flow Valve for Tracheostomised patients using a ventilator\nSpeech valve with additional fitting for placement in between tracheostomy tube and ventilator which allows the patient to voice and speak during ventilation therapy (with male fitting)","Offer 1",{"$nulls":8},"Re- advert\nRevised spec"]
["RT275-10-01","Tracheostomy","Tracheostomy Tube Protector\nAllows for protection of the tracheostomy tube from accidental occlusion by having a distal grid and side apertures\n","Offer 1",{"$nulls":8},"Duplicate of RT275-09-021\nNo longer required"]
["RT275-10-06"," Assessment Tools","Goldman Fristoe Test of Articulation\nStandardised test that provides information about a child's articulation by sampling both spontaneous and imitated sound. Measures articulation of constant sounds and determines types of misarticultation. Age range between 2 - 21 years.","Offer 1",{"$nulls":8},"Re- advert\n"]
["RT275-10-07"," Assessment Tools","Peabody Picture Vocabulary Test\nStandardised test that measures receptive single word vocabulary. Age range of 2.5 - 90+ years.","Offer 1",{"$nulls":8},"Re advert"]
["RT275-10-08"," Assessment Tools","Western Aphasia Battery\nStandardised test that is individually administered for adults with acquired neurological disorders. Assesses linguistic skills most often affected by aphasia. Also assesses non-linguistic skills. Provides differential diagnosis information. Age range of 18 - 89 years.","Offer 1",{"$nulls":8},"Re advert"]
["RT275-10-09"," Assessment Tools","Functional Assessment of Communication Skills for Adults (ASHA FACS). Standardised test that assists in measuring and recording the functional communication of adults with speech, language and cognitive communcation disorders. Assesses social communication, communication of basic needs, reading, writing and number concepts, and daily planning.  Adult.","Offer 1",{"$nulls":8},"Re advert\nspec Revised"]
["RT275-10-10"," Assessment Tools","Clinical Evaluation of Language Fundamentals (UK - version). Standardised test to determine language strengths and weaknesses. Provides information on receptive language, expressive language, language structure, content and memory. Age range of 5 - 21 years.","Offer 1",{"$nulls":8},"Re advert"]
["RT275-10-16"," Assessment Tools","Preschool Language Scale - UK version 5\nStandardised test of developmental language. The items range from preverbal, interaction-based skills to emerging language to early literacy. Interactive, play-based assessment addressing language skills for children. Age range of birth - 7 years.","Offer 1",{"$nulls":8},"Re advert"]
["RT275-10-19"," Assessment Tools","South African Language Assessment (SALA)\nStandardised language assessment tool for zulu speaking children. Age range of 3 years to 7 years.","Offer 1",{"$nulls":8},"Verify if the item will be required by which end user\nPres schools\nNo longer available"]
["RT275-11-017"," Assessment Tools","Assessment in Speech-Language Pathology: A Resource Manual. Seventh Edition (2023)\nEnglish with 660 pages, Weight 1.81 kg, Dimensions ‏ : ‎ 21.59 x 2.57 x 27.94 cm\nA new chapter showing assessment from start to finish,Expanded content on telepractice, play-based assessment, and psychometric principles,New forms, tables, and online resourcesIncludes PluralPlus Online Ancillaries for instructors and students","Offer 1",{"$nulls":8},"Re-advert\nSpec Revised"]
["RT275-11-018","Therapy Resources","Speech Therapy vocabulary picture cards - early actions\nSet of high-quality photograph cards that are pocket sized, illustrating early actions that are familiar in a child's surroundings. Allows for the development of vocabulary of verbs, and assists children putting two or three words together. Minimum of 20 cards per set.","Offer 1",{"$nulls":8},"Re-advert\n"]
["RT275-11-025","Therapy Resources","Speech Therapy vocabulary picture cards - early opposites. Set of high-quality photograph cards that are pocket sized, illustrating opposites essential to the teaching of basic language. Contains different adjectives and prepositions to help increase a child's vocabulary. Minimum of 20 cards per set.","Offer 1",{"$nulls":8},"Re-advert\n"]
["RT275-11-028","Therapy Resources","Speech Therapy Assessment Tool. Autism Spectrum Rating Scales By S Goldstein & Naglieri, JA","Offer 1",{"$nulls":8},"Re-advert\n"]
["RT275-11-033","Therapy Resources","Resource book, 1st Edition\nSpeech Language Therapist's Handbook for Inclusive School Practices: Julie Causton & Chelsea Tracy-Bronson (2014)","Offer 1",{"$nulls":8},"Re advert\nSpec revised\n"]
["RT275-11-034\nTo continue from here","Therapy Resources","Oral Placement Therapy Homework Book - S. Rosenfeld-Johnson,Fourth Edition","Offer 1",{"$nulls":8},"Re-advert\n"]
["RT275-11-041","Therapy Resources","Sensory Development: Mixed Senses Pack - Large\nSelection of developmental resources to stimulate vision, touch, auditory skills, sense of smell. Vision: examples include glowing and light-up products; Touch: examples include objects with a variety of textures; Auditory: examples include bells, musical instruments, etc.; Olfactory (smell): examples include essential oils and objects which have an aroma","Offer 1",{"$nulls":8},"To continue from here"]
["RT275-11-042","Therapy Resources","Sensory Development: Pencil Grips Pack - Small\nPencil Grips Selection Pack - set of 12","Offer 1",{"$nulls":8},"Re advert\n"]
["RT275-11-044","Therapy Resources","Sensory Development: Visual Stress Support Pack - Small\nVisual Stress Support - Reading Window","Offer 1",{"$nulls":8},"Re advert\n"]
["RT275-11-050","Therapy Resources","Sensory Development: Talking Therapy Pack - Small\nTalking Therapy Mirror - Record and See","Offer 1",{"$nulls":8},"Re advert"]
["RT275-11-051","Therapy Resources","Scales of Cognitive Ability for Traumatic Brain Injury (SCATBI)\nStandardised test that assesses cognitive abilties of head injured patients. Subtests include perception/discrimination, orientation, organisation, recall and reasoning. Results can be used to establish severity of injury and to chart progress during recovery. Items progress in difficulty level. Targeted for adolescents and adults. Must be bundled with carry case/bag.","Offer 1",{"$nulls":8},"TC to advise on the items"]
["RT275-11-059","Therapy Resources","Toddler Language Scale\nRossetti Infant - Standardised test that identifies preverbal and verbal language development problems. Uses observation, elicitation, and direct reports to determine if a behaviour is mastered. Age range between birth - 3 years.","Offer 1",{"$nulls":8},"TC to advise on the items"]
["RT275-11-060","Therapy Resources","Kindergarten Language Screening Test\nStandardised screening assessment that identifies children who need further diagnostic testing to determine if they have language deficits that will impede academic achievement. Assesses the child's ability to demonstrate common preschool knowledge, understand questions, follow commands, repeat sentences, compare and contrast objects and use spontaneous speech. Age range of 3 - 6 years.","Offer 1",{"$nulls":8},"TC to advise on the items"]
["RT275-11-061","Therapy Resources","Test of Auditory Processing Skills\nStandardised test for children that have diagnoses of auditory perceptual difficulties, imperceptions of auditory modality, language problems and/or learning problems. Age range of 4 - 18 years.","Offer 1",{"$nulls":8},"TC to advise on the items"]
["RT275-11-062","Therapy Resources","Test of Language Development - Primary\nStandardised test assessing picture vocabulary, oral vocabulary, grammatical understanding, sentence immitation, grammatical completion, word discrimination and word articulation. Age range of 4 - 8 years.","Offer 1",{"$nulls":8},"TC to advise on the items"]
["RT275-11-071","Therapy Resources","Oral Speech Mechanism Screening Examination\nStandardised test that evaluated the patient's lips, tongue, jaw, teeth, palate, pharynx, velopharyngeal mechanism, and diadochokinetic rates.\nAge range of 5 - 78 years.","Offer 1",{"$nulls":8},"TC to advise on the items"]
["RT275-11-072","Therapy Resources","Test of Integrated Language and Literacy Skills™ (TILLS™) Examiner's Kit                                        \nTest of Integrated Language & Literacy Skills™ (TILLS™) is the reliable, valid assessment professionals need to test oral and written language skills in students ages 6–18 years. TILLS is a comprehensive, norm-referenced test that has been standardized for three purposes: To identify language/literacy disorders, to document patterns of relative strengths and weaknesses, and to track changes in language and literacy skills over time. This Examiner’s Kit contains everything you need to administer, score, and interpret the TILLS test.","Offer 1",{"$nulls":8},"TC to advise on the items"]
["RT275-11-073","Therapy Resources","LiPS® - Fourth Edition - Complete Kit                                                                                                           \nThe LiPS: Lindamood Phoneme Sequencing® Program for Reading, Spelling, and Speech–Fourth Edition is a comprehensive multisensory program that uses explicit, systematic instruction to develop phonological awareness, decoding, spelling, and reading skills. The goal of LiPS is to develop fluent readers and competent spellers.","Offer 1",{"$nulls":8},"TC to advise on the items"]
["RT275-11-074","Therapy Resources","Autism Interventions: Exploring the Spectrum of Autism Second Edition                                            \nAutism Interventions provides the most current assessment and intervention techniques, based on best practice and up-to-date research, for children on the Autism Spectrum. This practical and valuable tool offers holistic, dynamic, and effective intervention strategies and treatment plans to improve the functioning of individuals with autism.","Offer 1",{"$nulls":8},"TC to advise on the items"]
["RT275-11-075","Therapy Resources","CAAP-2: Clinical Assessment of Articulation and Phonology-Second Edition                                    \nThe CAAP-2 is the most current assessment for articulation and phonology. It is time-efficient, accurate, and yields results that are easy to score and interpret. You may administer the Articulation Inventory in 15-20 minutes. ","Offer 1",{"$nulls":8},"TC to advise on the items"]
["RT275-11-076","Therapy Resources","Autism Interventions: Exploring the Spectrum of Autism Second Edition                                    \n Autism Interventions provides the most current assessment and intervention techniques, based on best practice and up-to-date research, for children on the Autism Spectrum. This practical and valuable tool offers holistic, dynamic, and effective intervention strategies and treatment plans to improve the functioning of individuals with autism.","Offer 1",{"$nulls":8},"TC to advise on the items"]
["RT275-11-077","Therapy Resources","CAAP-2: Clinical Assessment of Articulation and Phonology-Second EditionThe CAAP-2 is the most current assessment for articulation and phonology. It is time-efficient, accurate, and yields results that are easy to score and interpret. You may administer the Articulation Inventory in 15-20 minutes. ","Offer 1",{"$nulls":8},"TC to advise on the items"]
["RT275-11-078","Therapy Resources","Arizona-4: Arizona Articulation and Phonology Scale-Fourth Edition                                               \nThe Arizona Articulation and Phonology Scale- Fourth Edition measures speech intelligibility, articulatory impairment, and phonological impairment in one quick, easy to use assessment. The fourth edition of this widely used assessment retains the strengths of its predecessors and adds features that enhance its effectiveness in identifying individuals who have speech sound disorders.","Offer 1",{"$nulls":8},"TC to advise on the items"]
["RT275-11-080","Therapy Resources","Arizona-4: Arizona Articulation and Phonology Scale-Fourth Edition                                                    \n The Arizona Articulation and Phonology Scale- Fourth Edition measures speech intelligibility, articulatory impairment, and phonological impairment in one quick, easy to use assessment. The fourth edition of this widely used assessment retains the strengths of its predecessors and adds features that enhance its effectiveness in identifying individuals who have speech sound disorders.","Offer 1",{"$nulls":8},"TC to advise on the items"]
["RT275-11-081","Therapy Resources","HAPP-3: Hodson Assessment of Phonological Patterns-Third Edition                                                      \n1. coding and categorizing phonological deviations,\n2. determining severity intervals/ratings (mild, moderate, severe, profound) along a continuum,\n3. identifying major phonological patterns that need to be targeted (for goal statement), and\n4. obtaining scores for documenting treatment effects over time (for evidence-based practice).","Offer 1",{"$nulls":8},"TC to advise on the items"]
["RT275-11-082","Therapy Resources","PAT-3: Photo Articulation Test-Third Edition                                                                                               \nThe PAT-3 enables the clinician to rapidly and accurately assess and interpret articulation errors. The test consists of 72 color photographs (9 photos on each of eight sheets). The first 69 photos test consonants and all but one vowel and one diphthong. The remaining 3 pictures test connected speech and the remaining vowel and diphthong. A deck of the same 72 color photographs, each on a separate card, is provided for further diagnosis and may be used in speech-language remediation.","Offer 1",{"$nulls":8},"TC to advise on the items"]
["RT275-11-093","Therapy Resources","TOCS: Test of Childhood Stuttering                                                                                                                \nThe Test of Childhood Stuttering (TOCS) provides clinicians and researchers with a sound method for assessing speech fluency skills and stuttering-related behaviors in children 4 through 12 years of age. Its main purposes are to (1) identify children who stutter, (2) determine the severity of a child's stuttering, and (3) document changes in a child's fluency functioning over time.  It can also be used as a tool in research on childhood stuttering.","Offer 1",{"$nulls":8},"TC to advise on the items"]
["RT275-11-103","Therapy Resources","Speech Therapy vocabulary picture cards - familiar verbs\nSet of high-quality photograph cards to illustrate frequently used and easily recorgnised verbs. Associated objects have been added to the images to give an idea of place and to encourage expressive langugage for both adult and children patients. Minimum of 20 cards per set.","Offer 1",{"$nulls":8},"TC to advise on the items"]
["RT275-11-104","Therapy Resources","Resource for Pediatric Dysphagia\nResource manual with tools and goals to organise treatment and includes content on anatomy and physiology, clinical evaluation, instrumentation, treatment, managing dysphagia in the school setting and treatment of infants. Includes case history form, evaluation forms for 0-4 months, 4 months - 5 years and 5 - 18 years. In-service guide on dysphagia in school age children, education handouts, observation forms, questionaire for children with severe drooling, tips for developing good mealtime behaviours.","Offer 1",{"$nulls":8},"TC to advise on the items"]
["RT275-11-107","Therapy Resources","Resource for Dysphagia\nResource manual with information on preparing for patient assessment, screening and bedside clinical evaluation, education and advocacy, ethics, instrumental assessment of swallowing (e. g. VFFS and FEES), planning dysphagia treatment, documenting treatment, special considerations for intensive care, and using data to manage dysphagia. The resource manual comes with bedside evaluation form, FEES report form, MBS report form, patient interview form, case examples, patient/family education materials, suctioning competency evaluation tool, sample letters to physicians, efficacy references, referral forms, and handouts of swallowing guidelines. Consists of book and CD.","Offer 1",{"$nulls":8},"TC to advise on the items"]
["RT275-11-115","Therapy Resources","Speech Therapy Assessment Tool\nComprehensive Test Of Phonological Processing (CTOPP), Children Aged 6-14 Years, Testing Time 40 Min","Offer 1",{"$nulls":8},"TC to advise on the items"]
["RT275-11-116","Therapy Resources","Oral Placement Therapy for Speech Clarity and Feeding - S. Rosenfeld-Johnson","Offer 1",{"$nulls":8},"TC to advise on the items"]
["RT275-11-124","Therapy Resources","Oral Placement Therapy Homework Book - S. Rosenfeld-Johnson","Offer 1",{"$nulls":8},"TC to advise on the items"]
["RT275-11-129","Therapy Resources","Sensory Development: Pencil Grips Pack - Small\nPencil Grips Selection Pack - set of 12","Offer 1",{"$nulls":8},"TC to advise on the items"]
["RT275-11-132","Therapy Resources","Sensory Development: Sensory Input Pack - Small\nSilicon chew pendant for sensory input / anxiety","Offer 1",{"$nulls":8},"TC to advise on the items"]
["RT275-12-026","Therapy Resources","The Early Intervention Kit: for early intervention with children aged 0 - 3 years. Addresses assessment, intervention, and documentation of pre-linguistic skills, speech and language development and sound production. Includes therapy guide, activity book, printable pages, sign language cards and vinyl folder. Nancy B Swigert.  ","Offer 1",{"$nulls":8},"TC to advise on the items"]
["RT275-12-026","Assistive Services","A4 Portable Mirror\nUsed for providing immediate visual feedback\nA4 mirror with strong protective frame.\nSurface of the mirror must be made of durable material, easy to clean and sterilisable.                                                     \nMust have a stand to allow positioning in portrait or landscape orientation on a flat surface. \nMirror must be break-resistant and resistant to most chemicals.\nThe mirror must be non-magnifying. ","Offer 1",{"$nulls":8},"Re advert"]
["RT275-12-027","Assistive Services","Palm Mirror \nUsed  for providing immediate visual feedback. \nPalm mirro must be break-resistant and resistant to most chemicals. Surfae of the mirror must be made of durable material, easy to clean and steralisable.                                                                                                                       Must be approximately 5cm x 7cm.\nMust be non-magnifying.\nMust have rounded corners and smoth, non-sharp edges.\nMust come in a protective pouch.                                                                                                                                                                                                                                                                                     ","Offer 1",{"$nulls":8},"Re advert\nConfirm with the office"]
["RT275-12-028","Assistive Services","Consultation\nHourly rate for generic consultation service for assistive solutions, e.g. requirements assessment or advice","Offer 1",{"$nulls":8},"Re advert\nConfirm with the office"]
["RT275-12-029","Assistive Services","Consultation\nHourly rate for generic consultation service for assistive solutions, e.g. requirements assessment or advice","Offer 1",{"$nulls":8},"Re advert\nConfirm with the office"]
["RT275-12-030","Assistive Services","User needs assessment\nHourly rate for on-site assessment - identify challenges, recommend relevant solutions and provide report - must consider user's tasks, requirements and responsibilities. Excludes travel and accommodation.","Offer 1",{"$nulls":8},"Re advert\nConfirm with the office"]
["RT275-12-031","Assistive Services","Installation and configuration\nHourly rate for on-site installation, configuration and functionality testing. Excludes travel and accommodation.","Offer 1",{"$nulls":8},"Re advert\nConfirm with the office\nVerify the spec, the price should be all inclusive"]
["RT275-12-032","Assistive Services","Orientation and training\nHourly rate for on-site product specific orientation and training. Excludes travel and accommodation.","Offer 1",{"$nulls":8},"Re advert\nConfirm with the office\nVerify the spec, the price should be all inclusive"]
["RT275-12-033","Assistive Services","Product support and maintenance\nHourly rate for on-site product support, including service, maintenance and repairs. Excludes spare parts, travel and accommodation.","Offer 1",{"$nulls":8},"Re advert\nConfirm with the office\nVerify the spec, the price should be all inclusive"]
["RT275-12-04","Assistive Services","Travel costs to major hubs\nWithin Cape Town, Durban, Johannesburg, Pretoria","Offer 1",{"$nulls":8},"Re advert\nConfirm with the office\nVerify the spec, the price should be all inclusive"]
["RT275-12-06","Assistive Services","Travel costs outside major hubs\n50-200 km from Cape Town, Durban, Johannesburg, Pretoria","Offer 1",{"$nulls":8},"Re advert\nConfirm with the office\nVerify the spec, the price should be all inclusive"]
[null,"Assistive Services","Travel and accommodation - remote\n201+ km from Cape Town, Durban, Johannesburg, Pretoria (as per agreed rates)","Offer 1",{"$nulls":8},"Re advert\nConfirm with the office\nVerify the spec, the price should be all inclusive"]
["NEW","Assistive Software","Software to Treat Articulation\nSpeech Sounds on Cue for Windows: Used for treatment of articulation difficulty caused by apraxia of speech and other speech difficulties. Increases the intensity of treatment of people with apraxia and uses the Rosenbek's integral stimulation approach with Hill's carrier phrase facilitation drills","Offer 1",{"$nulls":8},"Re advert, Omitted item"]
["NEW","Feeding and Oral Motor","Supportive positioning chair/device for children 10kg-20kg to be for used for children in videoflouroscopy. To position and support babies, toddlers, children when conducting swallow studies in radiology. Adjustable height and head support, with safety straps. Must not be radio-opaque, must be washable.","Offer 1",{"$nulls":8},"Advert"]