{"text_format":"3","workbook":"xls","n_sheets":21,"sheets":["Summary","1200","1300 ","1400","1500","1700","1800","2100","2200","2300","3300","3400","3500","3600","4100","4200","5600","5700","5900","7300","8100"],"not_rendered":{"images":2,"external_links":3,"defined_names":66},"read":"whole","date_system":"1900","formulas":"cached_only"}

{"sheet":"Summary","index":0,"n_rows":37,"n_cols":11,"rows_kept":37,"merged":[[0,0,0,10],[2,0,2,10],[3,0,3,10],[4,0,4,10],[5,0,5,10],[7,7,8,7],[7,8,8,8],[7,9,8,9],[7,10,8,10],[9,1,9,6],[12,1,12,6],[13,1,13,6],[14,1,14,6],[15,1,15,6],[16,1,16,6],[17,1,17,6],[18,1,18,6],[19,1,19,6],[20,1,20,6],[21,1,21,6],[22,1,22,6],[23,1,23,6],[24,1,24,6],[25,1,25,6],[27,1,27,6],[28,1,28,6],[29,0,29,6],[30,0,30,6],[32,0,32,6],[34,0,34,6],[35,0,35,6],[36,0,36,6]],"flags":["formulas_cached_only"]}
["SUMMARY OF BILL OF QUANTITIES"]
[]
["RUSTENBURG LOCAL MUNICIPALITY"]
["CONTRACT NO:  RLM/OMM/0055/2021/22 "]
["APPOINTMENT OF A CONTRACTOR FOR THE CONTRUCTION OF MARIKANA ROADS & STORMWATER -PHASE A "]
[]
[]
[{"$nulls":7},"PREVIOUS AMOUNT","CURRENT AMOUNT","TOTAL AMOUNT CLAIMED","ESTIMATED Amount"]
["SCHEDULE A : ROADWORKS"]
[1200,"General requirements and provisions",{"$nulls":5},0,{"v":72000,"d":"R 72,000.00"},{"v":72000,"d":"R 72,000.00"},0]
[1300,"Contractor's establishment on site and general obligation",{"$nulls":5},0,0,0,0]
[1400,"Housing, Office and laboratory for the engineer's site personnel",{"$nulls":5},0,{"v":25000,"d":"R 25,000.00"},{"v":25000,"d":"R 25,000.00"},0]
[1500,"Accommodation of traffic",{"$nulls":5},0,0,0,0]
[1700,"Clearing and Grabbing",{"$nulls":5},0,0,0,0]
[1800,"Dayworks",{"$nulls":5},0,0,0,0]
[2100,"Drains",{"$nulls":5},0,0,0,0]
[2200,"Prefabricated Culverts",{"$nulls":5},0,0,0,0]
[2300,"Concrete Kerbing, Concrete Channeling, Chutes and Down Pipes, and Concrete Linings for Open Drains",{"$nulls":5},0,0,0,0]
[3300,"Mass Earthworks",{"$nulls":5},0,0,0,0]
[3400,"Pavement Layers of gravel material",{"$nulls":5},0,0,0,0]
[3500,"Stabilization",{"$nulls":5},0,0,0,0]
[3600,"Crushed stone base",{"$nulls":8},0]
[4100,"Prime coat",{"$nulls":8},0]
[4200,"Asphalt  surfacing and base",{"$nulls":8},0]
[5600,"Road signs",{"$nulls":5},0,0,0,0]
[5700,"Road Markings",{"$nulls":5},0,0,0,0]
[5900,"Finishing the road and road reserve and treating old roads",{"$nulls":5},0,0,0,0]
[7300,"Concrete block paving for roads",{"$nulls":5},0,0,0,0]
[8100,"Testing materials and workmanship",{"$nulls":5},0,0,0,0]
["TOTAL CONSTRUCTION",{"$nulls":6},0,{"v":97000,"d":"R 97,000.00"},{"v":97000,"d":"R 97,000.00"},0]
["5% CONTIGENCIES",{"$nulls":6},0,null,null,0]
[]
["SUB-TOTAL A",{"$nulls":9},0]
[]
["15% VAT ",{"$nulls":9},0]
[]
["TENDER AMOUNT(CARRIED TO FORM OF OFFER)",{"$nulls":9},0]

{"sheet":"1200","index":1,"n_rows":74,"n_cols":19,"rows_kept":74,"merged":[[5,1,5,3]],"flags":["formulas_cached_only"]}
[]
["RUSTENBURG LOCAL MUNICIPALITY"]
["CONTRACT NO:  RLM/OMM/0055/2021/22 "]
["APPOINTMENT OF A CONTRACTOR FOR THE CONTRUCTION OF MARIKANA ROADS & STORMWATER -PHASE A "]
[]
["ITEM","DESCRIPTION",null,null,"UNIT","QTY","PRV","CURR","RATE","AMOUNT","AMOUNT","AMOUNT","AMOUNT","% "]
["NO",{"$nulls":5},"QTY","QTY",{"$nulls":5},"CLAIMED"]
[]
[]
[1200,"GENERAL REQUIREMENTS AND PROVISION"]
[]
["12/C12.01","Project liaison"]
[]
[null,"(a)","Project Liaison officer",null,"Prov Sum",{"v":1,"d":"1.0"},{"v":0,"d":"0.0"},{"v":1,"d":"1.0"},{"v":48000,"d":"48,000.00"},{"v":0,"d":"R 0.00"},{"v":48000,"d":"R 48,000.00"},{"v":48000,"d":"R 48,000.00"},{"v":48000,"d":"48,000.00"},{"v":1,"d":"100.00%"},null,null,6,null,{"v":7,"d":"7.0"}]
[{"$nulls":9},{"v":0,"d":"R 0.00"},{"v":0,"d":"R 0.00"},{"v":0,"d":"R 0.00"},{"v":0,"d":"0.00"},{"$nulls":5},{"v":0,"d":"0.0"}]
[null,"(c)","Contractor's charges to allow for handling cost and profit",null,"%",{"v":48000,"d":"48,000.0"},{"v":0,"d":"0.0"},{"v":48000,"d":"48,000.0"},null,{"v":0,"d":"R 0.00"},{"v":0,"d":"R 0.00"},{"v":0,"d":"R 0.00"},{"v":0,"d":"0.00"},{"$nulls":3},30000,null,{"v":78000,"d":"78,000.0"}]
[null,null,"in respect of 12/C12.01(a) and (b)",{"$nulls":6},{"v":0,"d":"R 0.00"},{"v":0,"d":"R 0.00"},{"v":0,"d":"R 0.00"},{"$nulls":6},{"v":0,"d":"0.0"}]
[{"$nulls":9},{"v":0,"d":"R 0.00"},{"v":0,"d":"R 0.00"},{"v":0,"d":"R 0.00"},{"$nulls":6},{"v":0,"d":"0.0"}]
["12/D07.01","Training",{"$nulls":7},{"v":0,"d":"R 0.00"},{"v":0,"d":"R 0.00"},{"v":0,"d":"R 0.00"},{"$nulls":6},{"v":0,"d":"0.0"}]
[{"$nulls":9},{"v":0,"d":"R 0.00"},{"v":0,"d":"R 0.00"},{"v":0,"d":"R 0.00"},{"$nulls":6},{"v":0,"d":"0.0"}]
[null,"(a)","Civil engineering technician/engineer trainee",null,"Prov Sum",1,null,1,{"v":24000,"d":"24,000.00"},{"v":0,"d":"R 0.00"},{"v":24000,"d":"R 24,000.00"},{"v":24000,"d":"R 24,000.00"},{"v":24000,"d":"24,000.00"},{"v":1,"d":"100.00%"},null,null,6,null,{"v":7,"d":"7.0"}]
[{"$nulls":9},{"v":0,"d":"R 0.00"},{"v":0,"d":"R 0.00"},{"v":0,"d":"R 0.00"},{"$nulls":6},{"v":0,"d":"0.0"}]
[null,"(b)","Technical skills",null,"Prov Sum",{"v":1,"d":"1.0"},null,null,{"v":55000,"d":"55,000.00"},{"v":0,"d":"R 0.00"},{"v":0,"d":"R 0.00"},{"v":0,"d":"R 0.00"},{"v":55000,"d":"55,000.00"},{"v":0,"d":"0.00%"},null,null,1,null,{"v":2,"d":"2.0"}]
[{"$nulls":9},{"v":0,"d":"R 0.00"},{"v":0,"d":"R 0.00"},{"v":0,"d":"R 0.00"},{"$nulls":6},{"v":0,"d":"0.0"}]
[null,"(c)","Management of Local Contractors",null,"Month",{"v":8,"d":"8.0"},{"$nulls":3},{"v":0,"d":"R 0.00"},{"v":0,"d":"R 0.00"},{"v":0,"d":"R 0.00"},{"v":0,"d":"0.00"},{"$error":"#DIV/0!"},null,null,6,null,{"v":14,"d":"14.0"}]
[{"$nulls":9},{"v":0,"d":"R 0.00"},{"v":0,"d":"R 0.00"},{"v":0,"d":"R 0.00"},{"$nulls":6},{"v":0,"d":"0.0"}]
[null,"(d)","Training venue",null,"Prov Sum",{"v":1,"d":"1.0"},null,null,{"v":5000,"d":"5,000.00"},{"v":0,"d":"R 0.00"},{"v":0,"d":"R 0.00"},{"v":0,"d":"R 0.00"},{"v":5000,"d":"5,000.00"},{"$nulls":3},1,null,{"v":2,"d":"2.0"}]
[{"$nulls":9},{"v":0,"d":"R 0.00"},{"v":0,"d":"R 0.00"},{"v":0,"d":"R 0.00"},{"$nulls":6},{"v":0,"d":"0.0"}]
[null,"(e)","Remuneration of workers undergoing technical ",null,"Prov Sum",1,null,null,{"v":5000,"d":"5,000.00"},{"v":0,"d":"R 0.00"},{"v":0,"d":"R 0.00"},{"v":0,"d":"R 0.00"},{"v":5000,"d":"5,000.00"},{"v":0,"d":"0.00%"},null,null,1,null,{"v":2,"d":"2.0"}]
[null,null,"skills training ",{"$nulls":6},{"v":0,"d":"R 0.00"},{"v":0,"d":"R 0.00"},{"v":0,"d":"R 0.00"},{"$nulls":6},{"v":0,"d":"0.0"}]
[{"$nulls":9},{"v":0,"d":"R 0.00"},{"v":0,"d":"R 0.00"},{"v":0,"d":"R 0.00"},{"$nulls":6},{"v":0,"d":"0.0"}]
[null,"(f)","Contractor's handling costs, profit and all other charges",{"$nulls":6},{"v":0,"d":"R 0.00"},{"v":0,"d":"R 0.00"},{"v":0,"d":"R 0.00"},{"$nulls":6},{"v":0,"d":"0.0"}]
[null,null," in respect of Sub items D 07.01(a) and (b)",null,"%",{"v":79000,"d":"79,000.0"},{"v":0,"d":"0.0"},{"v":24000,"d":"24,000.0"},null,{"v":0,"d":"R 0.00"},{"v":0,"d":"R 0.00"},{"v":0,"d":"R 0.00"},{"v":0,"d":"0.00"},{"$error":"#DIV/0!"},null,null,91000,null,{"v":170000,"d":"170,000.0"}]
[{"$nulls":9},{"v":0,"d":"R 0.00"},{"v":0,"d":"R 0.00"},{"v":0,"d":"R 0.00"},{"$nulls":6},{"v":0,"d":"0.0"}]
["12/E9.01","Contractor’s initial obligations in respect of the Occupational ",null,null,"L Sum",{"v":1,"d":"1.0"},null,{"v":1,"d":"1.0"},null,{"v":0,"d":"R 0.00"},{"v":0,"d":"R 0.00"},{"v":0,"d":"R 0.00"},{"v":0,"d":"0.00"},{"$error":"#DIV/0!"},null,null,1,null,{"v":2,"d":"2.0"}]
[null,"Health and Safety Act and Construction Regulations and DMA act 2002",{"$nulls":7},{"v":0,"d":"R 0.00"},{"v":0,"d":"R 0.00"},{"v":0,"d":"R 0.00"},{"$nulls":6},{"v":0,"d":"0.0"}]
[{"$nulls":9},{"v":0,"d":"R 0.00"},{"v":0,"d":"R 0.00"},{"v":0,"d":"R 0.00"},{"$nulls":6},{"v":0,"d":"0.0"}]
["12/E9.02","Contractor’s time related obligations in respect of the ",null,null,"Month",{"v":8,"d":"8.0"},null,{"v":1,"d":"1.0"},null,{"v":0,"d":"R 0.00"},{"v":0,"d":"R 0.00"},{"v":0,"d":"R 0.00"},{"v":0,"d":"0.00"},{"$error":"#DIV/0!"},null,null,6,null,{"v":14,"d":"14.0"}]
[null,"Occupational Health and Safety Act and Construction ",{"$nulls":7},{"v":0,"d":"R 0.00"},{"v":0,"d":"R 0.00"},{"v":0,"d":"R 0.00"},{"$nulls":6},{"v":0,"d":"0.0"}]
[null,"Regulations",{"$nulls":7},{"v":0,"d":"R 0.00"},{"v":0,"d":"R 0.00"},{"v":0,"d":"R 0.00"},{"$nulls":6},{"v":0,"d":"0.0"}]
[{"$nulls":9},{"v":0,"d":"R 0.00"},{"v":0,"d":"R 0.00"},{"v":0,"d":"R 0.00"},{"$nulls":6},{"v":0,"d":"0.0"}]
["12/E9.03","Submission of the Health and Safety File  ",null,null,"L Sum",{"v":1,"d":"1.0"},null,{"v":1,"d":"1.0"},null,{"v":0,"d":"R 0.00"},{"v":0,"d":"R 0.00"},{"v":0,"d":"R 0.00"},{"v":0,"d":"0.00"},{"$error":"#DIV/0!"},null,null,1,null,{"v":2,"d":"2.0"}]
[{"$nulls":9},{"v":0,"d":"R 0.00"},{"v":0,"d":"R 0.00"},{"v":0,"d":"R 0.00"},{"$nulls":6},{"v":0,"d":"0.0"}]
["12/E9.04","Contractor’s time related obligations in respect of the Occupational Health            ",null,null,"Month",{"v":8,"d":"8.0"},null,{"v":1,"d":"1.0"},null,{"v":0,"d":"R 0.00"},{"v":0,"d":"R 0.00"},{"v":0,"d":"R 0.00"},{"v":0,"d":"0.00"}]
[null,"and Safety Act  Construction Regulations (2014) and Disaster Management ",{"$nulls":7},{"v":0,"d":"R 0.00"},{"v":0,"d":"R 0.00"},{"v":0,"d":"R 0.00"}]
[null,"Act of 2002 as amended for administrative Controls for SARS (COVID 19) Virus                              ",{"$nulls":7},{"v":0,"d":"R 0.00"},{"v":0,"d":"R 0.00"},{"v":0,"d":"R 0.00"}]
[]
[{"$nulls":9},{"v":0,"d":"R 0.00"},{"v":0,"d":"R 0.00"},{"v":0,"d":"R 0.00"},{"$nulls":6},{"v":0,"d":"0.0"}]
["12/H11.04","Contractor’s time related obligations in respect of ",null,null,"Month",{"v":8,"d":"8.0"},null,{"v":1,"d":"1.0"},null,{"v":0,"d":"R 0.00"},{"v":0,"d":"R 0.00"},{"v":0,"d":"R 0.00"},{"v":0,"d":"0.00"},{"$error":"#DIV/0!"},null,null,6,null,{"v":14,"d":"14.0"}]
[null,"Environmental management plans and specifications",{"$nulls":7},{"v":0,"d":"R 0.00"},{"v":0,"d":"R 0.00"},{"v":0,"d":"R 0.00"},{"$nulls":6},{"v":0,"d":"0.0"}]
[{"$nulls":9},{"v":0,"d":"R 0.00"},{"v":0,"d":"R 0.00"},{"v":0,"d":"R 0.00"},{"$nulls":6},{"v":0,"d":"0.0"}]
["B12.01","Construction Nameboard",null,null,"No",{"v":2,"d":"2.0"},null,{"v":1,"d":"1.0"},null,{"v":0,"d":"R 0.00"},{"v":0,"d":"R 0.00"},{"v":0,"d":"R 0.00"},{"v":0,"d":"0.00"},{"$error":"#DIV/0!"},null,null,2,null,{"v":4,"d":"4.0"}]
[{"$nulls":9},{"v":0,"d":"R 0.00"},{"v":0,"d":"R 0.00"},{"v":0,"d":"R 0.00"},{"$nulls":6},{"v":0,"d":"0.0"}]
["B12.03","Services:",{"$nulls":7},{"v":0,"d":"R 0.00"},{"v":0,"d":"R 0.00"},{"v":0,"d":"R 0.00"},{"$nulls":6},{"v":0,"d":"0.0"}]
[{"$nulls":9},{"v":0,"d":"R 0.00"},{"v":0,"d":"R 0.00"},{"v":0,"d":"R 0.00"},{"$nulls":6},{"v":0,"d":"0.0"}]
[null,"(a)","Relocation of existing",null,"Prov Sum",{"v":1,"d":"1.0"},null,{"v":0,"d":"0.00"},{"v":250000,"d":"250,000.00"},{"v":0,"d":"R 0.00"},{"v":0,"d":"R 0.00"},{"v":0,"d":"R 0.00"},{"v":250000,"d":"250,000.00"},{"v":0,"d":"0.00%"},null,null,1,null,{"v":2,"d":"2.0"}]
[null,null,"services  and installation of street",{"$nulls":6},{"v":0,"d":"0.00"},{"v":0,"d":"0.00"},{"v":0,"d":"0.00"},{"$nulls":6},{"v":0,"d":"0.0"}]
[null,null," lighting after completion ( Telkom, existing ",{"$nulls":6},{"v":0,"d":"0.00"},{"v":0,"d":"0.00"},{"v":0,"d":"0.00"},null,{"$error":"#DIV/0!"},null,null,45000,null,{"v":45000,"d":"45,000.0"}]
[null,null,"street lightings, water services, etc)",{"$nulls":6},{"v":0,"d":"0.00"},{"v":0,"d":"0.00"},{"v":0,"d":"0.00"},{"$nulls":6},{"v":0,"d":"0.0"}]
[{"$nulls":9},{"v":0,"d":"0.00"},{"v":0,"d":"0.00"},{"v":0,"d":"0.00"},{"$nulls":6},{"v":0,"d":"0.0"}]
["B12.04","Hand Excavation to determine positions of services ",null,null,"m³",200,{"$nulls":3},{"v":0,"d":"0.00"},{"v":0,"d":"0.00"},{"v":0,"d":"0.00"},{"v":0,"d":"0.00"},{"$nulls":5},{"v":200,"d":"200.0"}]
[{"$nulls":13},{"$error":"#DIV/0!"},null,null,1,null,{"v":1,"d":"1.0"}]
["B12.04","Relocation of Business on the road reserve "]
[{"$nulls":9},{"v":0,"d":"R 0.00"},{"v":0,"d":"R 0.00"},{"v":0,"d":"R 0.00"}]
[null,"(a)","Relocationof services",null,"Prov Sum",{"v":1,"d":"1.0"},null,{"v":0,"d":"0.00"},{"v":250000,"d":"250,000.00"},{"v":0,"d":"R 0.00"},{"v":0,"d":"R 0.00"},{"v":0,"d":"R 0.00"},{"v":250000,"d":"250,000.00"}]
[{"$nulls":9},{"v":0,"d":"0.00"},{"v":0,"d":"0.00"},{"v":0,"d":"0.00"}]
[]
[]
[]
[]
[]
[{"$nulls":13},{"$error":"#DIV/0!"}]
[{"$nulls":9},{"v":0,"d":"R 0.00"},{"v":72000,"d":"R 72,000.00"},{"v":72000,"d":"R 72,000.00"}]
[1200,"TOTAL CARRIED TO SUMMARY"]

{"sheet":"1300 ","index":2,"n_rows":53,"n_cols":14,"rows_kept":53,"merged":[[5,1,5,3]],"flags":["formulas_cached_only"]}
[]
["RUSTENBURG LOCAL MUNICIPALITY"]
["CONTRACT NO:  RLM/OMM/0055/2021/22 "]
["APPOINTMENT OF A CONTRACTOR FOR THE CONTRUCTION OF MARIKANA ROADS & STORMWATER -PHASE A "]
[]
["ITEM","DESCRIPTION",null,null,"UNIT","QTY","PRV","CURR","RATE","AMOUNT","AMOUNT","AMOUNT","AMOUNT","% "]
["NO",{"$nulls":5},"QTY","QTY",{"$nulls":5},"CLAIMED"]
[]
[]
[1300,"CONTRACTOR'S ESTABLISHMENT ON SITE"]
[null,"AND GENERAL OBLIGATIONS"]
[]
[]
[]
[13.01,"The Contractor's general obligations:"]
[]
[null,"(a)","Fixed obligations",null,"L/Sum",{"v":1,"d":"1.0"},null,0.5,null,{"v":0,"d":"0.00"},{"v":0,"d":"0.00"},{"v":0,"d":"0.00"},{"v":0,"d":"0.00"},{"$error":"#DIV/0!"}]
[{"$nulls":9},{"v":0,"d":"0.00"},{"v":0,"d":"0.00"},{"v":0,"d":"0.00"},{"v":0,"d":"0.00"}]
[null,"(b)","Value-related obligations",null,"L/Sum",{"v":1,"d":"1.0"},null,0.2,null,{"v":0,"d":"0.00"},{"v":0,"d":"0.00"},{"v":0,"d":"0.00"},{"v":0,"d":"0.00"},{"$error":"#DIV/0!"}]
[{"$nulls":9},{"v":0,"d":"0.00"},{"v":0,"d":"0.00"},{"v":0,"d":"0.00"},{"v":0,"d":"0.00"}]
[null,"(c)","Time-related obligations",null,"Month",{"v":8,"d":"8.0"},null,{"v":1,"d":"1.0"},null,{"v":0,"d":"0.00"},{"v":0,"d":"0.00"},{"v":0,"d":"0.00"},{"v":0,"d":"0.00"},{"$error":"#DIV/0!"}]
[{"$nulls":3},"",{"$nulls":5},{"v":0,"d":"0.00"},{"v":0,"d":"0.00"},{"v":0,"d":"0.00"},{"v":0,"d":"0.00"}]
[null,"NB:","The combined total ESTIMATED amount for sub",{"$nulls":7},{"v":0,"d":"0.00"},{"v":0,"d":"0.00"}]
[null,null,"items (a), (b) and c, should NOT exceed",{"$nulls":7},{"v":0,"d":"0.00"},{"v":0,"d":"0.00"}]
[null,null,"15% of ESTIMATED amount",{"$nulls":7},{"v":0,"d":"0.00"}]
[{"$nulls":10},{"v":0,"d":"0.00"}]
{"$rows_empty":25}
[{"$nulls":9},{"v":0,"d":"0.00"},{"v":0,"d":"0.00"},{"v":0,"d":"0.00"},{"v":0,"d":"0.00"},{"$error":"#DIV/0!"}]
[" 1300","TOTAL CARRIED TO SUMMARY"]

{"sheet":"1400","index":3,"n_rows":115,"n_cols":14,"rows_kept":115,"merged":[[5,1,5,3],[58,9,60,9],[58,10,60,10],[58,11,60,11],[58,12,60,12],[58,13,60,13],[65,1,65,3],[67,0,67,8]],"flags":["formulas_cached_only"]}
[]
["RUSTENBURG LOCAL MUNICIPALITY"]
["CONTRACT NO:  RLM/OMM/0055/2021/22 "]
["APPOINTMENT OF A CONTRACTOR FOR THE CONTRUCTION OF MARIKANA ROADS & STORMWATER -PHASE A "]
[]
["ITEM","DESCRIPTION",null,null,"UNIT","QTY","PRV","CURR","RATE",{"$nulls":3},"AMOUNT","% "]
["NO",{"$nulls":5},"QTY","QTY",{"$nulls":5},"CLAIMED"]
[]
[]
[1400,"HOUSIN, OFFICE AND LABORATORY FOR THE "]
[null,"ENGINEER'S SITE PERSONNEL"]
[]
[]
[]
[14.01,"Offices and laboratory accommodation"]
[]
[null,"(a) ","Offices (interior floor space only)"]
[]
[null,null,"(i) Type 1 (6m x 3,5,)",null,"m²",21,null,21,null,null,{"v":0,"d":"0.00"},{"v":0,"d":"0.00"},{"v":0,"d":"0.00"},{"$error":"#DIV/0!"}]
[{"$nulls":10},{"v":0,"d":"0.00"},{"v":0,"d":"0.00"},{"v":0,"d":"0.00"}]
[null,null,"(ii) Type 2 (4m x 3,5)",null,"m²",{"v":14,"d":"14.0"},null,{"v":14,"d":"14.0"},null,null,{"v":0,"d":"0.00"},{"v":0,"d":"0.00"},{"v":0,"d":"0.00"},{"$error":"#DIV/0!"}]
[{"$nulls":3},"",{"$nulls":6},{"v":0,"d":"0.00"},{"v":0,"d":"0.00"},{"v":0,"d":"0.00"}]
[14.02,"Offices and laboratory funiture",{"$nulls":8},{"v":0,"d":"0.00"},{"v":0,"d":"0.00"},{"v":0,"d":"0.00"}]
[{"$nulls":10},{"v":0,"d":"0.00"},{"v":0,"d":"0.00"},{"v":0,"d":"0.00"}]
[null,"(a) ","Chairs",null,"No",{"v":18,"d":"18.0"},null,{"v":12,"d":"12.0"},null,null,{"v":0,"d":"0.00"},{"v":0,"d":"0.00"},{"v":0,"d":"0.00"},{"$error":"#DIV/0!"}]
[{"$nulls":10},{"v":0,"d":"0.00"},{"v":0,"d":"0.00"},{"v":0,"d":"0.00"}]
[null,"(d) ","Desks, complete with drawers and locks",null,"No",{"v":4,"d":"4.0"},null,{"v":1,"d":"1.0"},null,null,{"v":0,"d":"0.00"},{"v":0,"d":"0.00"},{"v":0,"d":"0.00"},{"$error":"#DIV/0!"}]
[{"$nulls":10},{"v":0,"d":"0.00"},{"v":0,"d":"0.00"},{"v":0,"d":"0.00"}]
[null,"(f) ","Conference tables",null,"No",{"v":1,"d":"1.0"},null,{"v":1,"d":"1.0"},null,null,{"v":0,"d":"0.00"},{"v":0,"d":"0.00"},{"v":0,"d":"0.00"}]
[{"$nulls":10},{"v":0,"d":"0.00"},{"v":0,"d":"0.00"},{"v":0,"d":"0.00"}]
["B14.03","Offices and laboratory fittings Installations and equipment.",{"$nulls":8},{"v":0,"d":"0.00"},{"v":0,"d":"0.00"},{"v":0,"d":"0.00"}]
[{"$nulls":10},{"v":0,"d":"0.00"},{"v":0,"d":"0.00"},{"v":0,"d":"0.00"}]
[null,"(a)"," Items measured by number",{"$nulls":7},{"v":0,"d":"0.00"},{"v":0,"d":"0.00"},{"v":0,"d":"0.00"}]
[{"$nulls":10},{"v":0,"d":"0.00"},{"v":0,"d":"0.00"},{"v":0,"d":"0.00"}]
[null,null,"(i) 220/250 volt power points",null,"No",12,null,5,null,null,{"v":0,"d":"0.00"},{"v":0,"d":"0.00"},{"v":0,"d":"0.00"},{"$error":"#DIV/0!"}]
[{"$nulls":10},{"v":0,"d":"0.00"},{"v":0,"d":"0.00"},{"v":0,"d":"0.00"}]
[null,null,"(iii) Double 80 watt flourescent light fittings complete",null,"No",4,null,0,null,null,{"v":0,"d":"0.00"},{"v":0,"d":"0.00"},{"v":0,"d":"0.00"},{"$error":"#DIV/0!"}]
[null,null,"    with ballast and tubes",{"$nulls":7},{"v":0,"d":"0.00"},{"v":0,"d":"0.00"},{"v":0,"d":"0.00"}]
[{"$nulls":10},{"v":0,"d":"0.00"},{"v":0,"d":"0.00"},{"v":0,"d":"0.00"}]
[null,null,"(v) Single incandescent light fittings complete with 100 watt ",null,"No",4,null,4,null,null,{"v":0,"d":"0.00"},{"v":0,"d":"0.00"},{"v":0,"d":"0.00"},{"$error":"#DIV/0!"}]
[{"$nulls":10},{"v":0,"d":"0.00"},{"v":0,"d":"0.00"},{"v":0,"d":"0.00"}]
[null,null,"(vi) Hand wash basins complete with taps and drains",null,"No",2,null,0,null,null,{"v":0,"d":"0.00"},{"v":0,"d":"0.00"},{"v":0,"d":"0.00"},{"$error":"#DIV/0!"}]
[null,null,"globes",{"$nulls":7},{"v":0,"d":"0.00"},{"v":0,"d":"0.00"},{"v":0,"d":"0.00"}]
[{"$nulls":10},{"v":0,"d":"0.00"},{"v":0,"d":"0.00"},{"v":0,"d":"0.00"}]
[null,null,"(iv) Double 55 watt fluorescent light fittings complete with ",null,"No",3,null,0,null,null,{"v":0,"d":"0.00"},{"v":0,"d":"0.00"},{"v":0,"d":"0.00"},{"$error":"#DIV/0!"}]
[null,null,"ballast and tubes",{"$nulls":7},{"v":0,"d":"0.00"},{"v":0,"d":"0.00"},{"v":0,"d":"0.00"}]
[{"$nulls":10},{"v":0,"d":"0.00"},{"v":0,"d":"0.00"},{"v":0,"d":"0.00"}]
[null,null,"(x) Fire extinquishers, 9,0 kg, all purpose dry powder type, ",null,"No",2,null,2,null,null,{"v":0,"d":"0.00"},{"v":0,"d":"0.00"},{"v":0,"d":"0.00"},{"$error":"#DIV/0!"}]
[null,null,"     complete, mounted on wall with brackets",{"$nulls":7},{"v":0,"d":"0.00"},{"v":0,"d":"0.00"},{"v":0,"d":"0.00"}]
[{"$nulls":10},{"v":0,"d":"0.00"},{"v":0,"d":"0.00"},{"v":0,"d":"0.00"}]
[null,null,"(xiv) General-purpose steel cupboards with shelves",null,"No",2,null,0,null,null,{"v":0,"d":"0.00"},{"v":0,"d":"0.00"},{"v":0,"d":"0.00"},{"$error":"#DIV/0!"}]
[{"$nulls":10},{"v":0,"d":"0.00"},{"v":0,"d":"0.00"},{"v":0,"d":"0.00"}]
[null,null,"(xv) Steel filing cabinets drawers",null,"No",1,null,0,null,null,{"v":0,"d":"0.00"},{"v":0,"d":"0.00"},{"v":0,"d":"0.00"},{"$error":"#DIV/0!"}]
[{"$nulls":10},{"v":0,"d":"0.00"},{"v":0,"d":"0.00"},{"v":0,"d":"0.00"}]
[null,null,"(xix) Steel plan cabinets",null,"No",1,null,0,null,null,{"v":0,"d":"0.00"},{"v":0,"d":"0.00"},{"v":0,"d":"0.00"},{"$error":"#DIV/0!"}]
[{"$nulls":10},{"v":0,"d":"0.00"},{"v":0,"d":"0.00"},{"v":0,"d":"0.00"}]
[]
[]
[{"$nulls":9},{"v":0,"d":"0.00"},{"v":0,"d":"0.00"},{"v":0,"d":"0.00"},{"v":0,"d":"0.00"},{"$error":"#DIV/0!"}]
[1400,"TOTAL CARRIED FOWARD"]
[]
["RUSTENBURG LOCAL MUNICIPALITY"]
["CONTRACT NO:  RLM/OMM/0055/2021/22 "]
["APPOINTMENT OF A CONTRACTOR FOR THE CONTRUCTION OF MARIKANA ROADS & STORMWATER -PHASE A "]
[]
["ITEM","DESCRIPTION",null,null,"UNIT","QTY","PRV","CURR","RATE",0,0,0,"AMOUNT","% "]
["NO",{"$nulls":5},"QTY","QTY",null,"AMOUNT","AMOUNT","AMOUNT",null,"CLAIMED"]
["TOTAL BROUGHT FORWARD",{"$nulls":8},{"v":0,"d":"0.00"},{"v":0,"d":"0.00"},{"v":0,"d":"0.00"},{"v":0,"d":"0.00"},{"$error":"#DIV/0!"}]
[]
[null,"(b) ","Prime-cost items and items paid for in a lump sum:"]
[]
[null,null,"(ix) ","Cell phones costs, including pro-rata"]
[{"$nulls":3},"rentals, for calls in connection "]
[{"$nulls":3},"with contract administration ","PC Sum",1,null,1,{"v":25000,"d":"25,000.00"},{"v":0,"d":"0.00"},{"v":25000,"d":"25,000.00"},{"v":25000,"d":"25,000.00"},{"v":25000,"d":"25,000.00"},{"v":1,"d":"100.00%"}]
[{"$nulls":9},{"v":0,"d":"0.00"},{"v":0,"d":"0.00"},{"v":0,"d":"0.00"},{"v":0,"d":"0.00"}]
[null,null,"(x) ","Handling costs and profit in respect of ","%",{"v":25000,"d":"25,000.0"},{"v":0,"d":"0.0"},{"v":25000,"d":"25,000.0"},null,{"v":0,"d":"0.00"},{"v":0,"d":"0.00"},{"v":0,"d":"0.00"},{"v":0,"d":"0.00"},{"$error":"#DIV/0!"}]
[{"$nulls":3},"subitem B14.03 (b)(ix)above",{"$nulls":5},{"v":0,"d":"0.00"},{"v":0,"d":"0.00"},{"v":0,"d":"0.00"},{"v":0,"d":"0.00"}]
[{"$nulls":9},{"v":0,"d":"0.00"},{"v":0,"d":"0.00"},{"v":0,"d":"0.00"},{"v":0,"d":"0.00"}]
[null,"(c) ","Items measured by area",{"$nulls":6},{"v":0,"d":"0.00"},{"v":0,"d":"0.00"},{"v":0,"d":"0.00"},{"v":0,"d":"0.00"}]
[{"$nulls":9},{"v":0,"d":"0.00"},{"v":0,"d":"0.00"},{"v":0,"d":"0.00"},{"v":0,"d":"0.00"}]
[null,null,"(i) Shelving as specified, complete with brackets",null,"m²",6,null,4,null,{"v":0,"d":"0.00"},{"v":0,"d":"0.00"},{"v":0,"d":"0.00"},{"v":0,"d":"0.00"},{"$error":"#DIV/0!"}]
[{"$nulls":9},{"v":0,"d":"0.00"},{"v":0,"d":"0.00"},{"v":0,"d":"0.00"},{"v":0,"d":"0.00"}]
[14.04,"Car ports",{"$nulls":7},{"v":0,"d":"0.00"},{"v":0,"d":"0.00"},{"v":0,"d":"0.00"},{"v":0,"d":"0.00"}]
[{"$nulls":9},{"v":0,"d":"0.00"},{"v":0,"d":"0.00"},{"v":0,"d":"0.00"},{"v":0,"d":"0.00"}]
[null,"(a) ","Car ports, as specified,at offices and laboratory ",null,"No",3,{"$nulls":3},{"v":0,"d":"0.00"},{"v":0,"d":"0.00"},{"v":0,"d":"0.00"},{"v":0,"d":"0.00"},{"$error":"#DIV/0!"}]
[null,null,"buildings",{"$nulls":6},{"v":0,"d":"0.00"},{"v":0,"d":"0.00"},{"v":0,"d":"0.00"},{"v":0,"d":"0.00"}]
[{"$nulls":9},{"v":0,"d":"0.00"},{"v":0,"d":"0.00"},{"v":0,"d":"0.00"},{"v":0,"d":"0.00"}]
[14.08,"Services",{"$nulls":7},{"v":0,"d":"0.00"},{"v":0,"d":"0.00"},{"v":0,"d":"0.00"},{"v":0,"d":"0.00"}]
[{"$nulls":9},{"v":0,"d":"0.00"},{"v":0,"d":"0.00"},{"v":0,"d":"0.00"},{"v":0,"d":"0.00"}]
[null,"(a)"," Services at office and laboratories",{"$nulls":6},{"v":0,"d":"0.00"},{"v":0,"d":"0.00"},{"v":0,"d":"0.00"},{"v":0,"d":"0.00"}]
[{"$nulls":9},{"v":0,"d":"0.00"},{"v":0,"d":"0.00"},{"v":0,"d":"0.00"},{"v":0,"d":"0.00"}]
[null,null,"(i) Fixed costs",null,"L/sum",1,null,{"v":0.16666666666666666,"d":"0.17"},null,{"v":0,"d":"0.00"},{"v":0,"d":"0.00"},{"v":0,"d":"0.00"},{"v":0,"d":"0.00"},{"$error":"#DIV/0!"}]
[{"$nulls":9},{"v":0,"d":"0.00"},{"v":0,"d":"0.00"},{"v":0,"d":"0.00"},{"v":0,"d":"0.00"}]
[null,null,"(ii) Running costs",null,"month",8,null,1,null,{"v":0,"d":"0.00"},{"v":0,"d":"0.00"},{"v":0,"d":"0.00"},{"v":0,"d":"0.00"},{"$error":"#DIV/0!"}]
[{"$nulls":9},{"v":0,"d":"0.00"},{"v":0,"d":"0.00"},{"v":0,"d":"0.00"},{"v":0,"d":"0.00"}]
[{"v":14.1,"d":"14.10"},"Provision of photostat facilities",null,null,"month",8,null,1,null,{"v":0,"d":"0.00"},{"v":0,"d":"0.00"},{"v":0,"d":"0.00"},{"v":0,"d":"0.00"},{"$error":"#DIV/0!"}]
[{"$nulls":9},{"v":0,"d":"0.00"},{"v":0,"d":"0.00"},{"v":0,"d":"0.00"},{"v":0,"d":"0.00"}]
[{"$nulls":9},{"v":0,"d":"0.00"},{"v":0,"d":"0.00"},{"v":0,"d":"0.00"},{"v":0,"d":"0.00"}]
[{"$nulls":10},{"v":0,"d":"0.00"},{"v":0,"d":"0.00"}]
[{"$nulls":11},{"v":0,"d":"0.00"}]
[{"$nulls":11},{"v":0,"d":"0.00"}]
{"$rows_empty":12}
[{"$nulls":9},{"v":0,"d":"0.00"},{"v":25000,"d":"25,000.00"},{"v":25000,"d":"25,000.00"},null,{"$error":"#DIV/0!"}]
[1400,"TOTAL CARRIED TO SUMMARY",{"$nulls":8},{"v":25000,"d":"25,000.00"},{"v":25000,"d":"25,000.00"},null,{"$error":"#DIV/0!"}]

{"sheet":"1500","index":4,"n_rows":120,"n_cols":21,"rows_kept":120,"merged":[[5,1,5,3],[59,9,61,9],[59,10,61,10],[59,11,61,11],[59,12,61,12],[59,13,61,13],[68,0,68,8]],"flags":["formulas_cached_only"]}
[]
["RUSTENBURG LOCAL MUNICIPALITY"]
["CONTRACT NO:  RLM/OMM/0055/2021/22 "]
["APPOINTMENT OF A CONTRACTOR FOR THE CONTRUCTION OF MARIKANA ROADS & STORMWATER -PHASE A "]
[]
["ITEM","DESCRIPTION",null,null,"UNIT","QTY","PRV","CURR","RATE",{"$nulls":3},"AMOUNT","% "]
["NO",{"$nulls":5},"QTY","QTY",{"$nulls":5},"CLAIMED"]
[]
[]
[1500,"ACCOMMODATION OF TRAFFIC"]
[]
[]
[]
["B15.01","Accommodating traffic and maintaining "]
[" ","temporary deviations",null,null,"km",0.8,null,0.8,null,{"v":0,"d":"0.00"},{"v":0,"d":"0.00"},{"v":0,"d":"0.00"},{"v":0,"d":"0.00"},{"$error":"#DIV/0!"},null,null,1.2,null,{"v":2,"d":"2.0"},null,10500]
[{"$nulls":5},{"v":0,"d":"0.0"},{"$nulls":3},{"v":0,"d":"0.00"},{"v":0,"d":"0.00"},{"v":0,"d":"0.00"},{"v":0,"d":"0.00"},{"$nulls":5},{"v":0,"d":"0.0"}]
[15.03,"Temporary traffic-control facilities",{"$nulls":3},{"v":0,"d":"0.0"},{"$nulls":3},{"v":0,"d":"0.00"},{"v":0,"d":"0.00"},{"v":0,"d":"0.00"},{"v":0,"d":"0.00"},{"$nulls":5},{"v":0,"d":"0.0"}]
[{"$nulls":5},{"v":0,"d":"0.0"},{"$nulls":3},{"v":0,"d":"0.00"},{"v":0,"d":"0.00"},{"v":0,"d":"0.00"},{"v":0,"d":"0.00"},{"$nulls":5},{"v":0,"d":"0.0"}]
[null,"(a)"," Flagmen",null,"man-days",{"v":736,"d":"736.0"},null,{"v":30,"d":"30.0"},null,{"v":0,"d":"0.00"},{"v":0,"d":"0.00"},{"v":0,"d":"0.00"},{"v":0,"d":"0.00"},{"$error":"#DIV/0!"},null,null,280,null,{"v":1016,"d":"1,016.0"},null,80]
[{"$nulls":5},{"v":0,"d":"0.0"},{"$nulls":3},{"v":0,"d":"0.00"},{"v":0,"d":"0.00"},{"v":0,"d":"0.00"},{"v":0,"d":"0.00"},{"$nulls":5},{"v":0,"d":"0.0"}]
[null,"(b) ","Portable STOP and GO-RY signs",null,"no",{"v":7,"d":"7.0"},null,{"v":0,"d":"0.0"},null,{"v":0,"d":"0.00"},{"v":0,"d":"0.00"},{"v":0,"d":"0.00"},{"v":0,"d":"0.00"},{"$error":"#DIV/0!"},null,null,2,null,{"v":9,"d":"9.0"}]
[{"$nulls":5},{"v":0,"d":"0.0"},{"$nulls":3},{"v":0,"d":"0.00"},{"v":0,"d":"0.00"},{"v":0,"d":"0.00"},{"v":0,"d":"0.00"},{"$nulls":5},{"v":0,"d":"0.0"}]
[{"$nulls":5},{"v":0,"d":"0.0"},{"$nulls":3},{"v":0,"d":"0.00"},{"v":0,"d":"0.00"},{"v":0,"d":"0.00"},{"v":0,"d":"0.00"},{"$nulls":5},{"v":0,"d":"0.0"}]
[null,"(e) ","Road signs, R- and TR-series, (1200mm ",null,"No",{"v":16,"d":"16.0"},null,{"v":9,"d":"9.0"},null,{"v":0,"d":"0.00"},{"v":0,"d":"0.00"},{"v":0,"d":"0.00"},{"v":0,"d":"0.00"},{"$error":"#DIV/0!"},null,null,6,null,{"v":22,"d":"22.0"}]
[null,null,"diameter)",null,null,{"v":0,"d":"0.0"},{"$nulls":3},{"v":0,"d":"0.00"},{"v":0,"d":"0.00"},{"v":0,"d":"0.00"},{"v":0,"d":"0.00"},{"$nulls":5},{"v":0,"d":"0.0"}]
[{"$nulls":5},{"v":0,"d":"0.0"},{"$nulls":3},{"v":0,"d":"0.00"},{"v":0,"d":"0.00"},{"v":0,"d":"0.00"},{"v":0,"d":"0.00"},{"$nulls":5},{"v":0,"d":"0.0"}]
[null,"(f)"," Road signs, TW-series, (1500mm)",null,"No",{"v":16,"d":"16.0"},null,{"v":10,"d":"10.0"},null,{"v":0,"d":"0.00"},{"v":0,"d":"0.00"},{"v":0,"d":"0.00"},{"v":0,"d":"0.00"},{"$error":"#DIV/0!"},null,null,6,null,{"v":22,"d":"22.0"}]
[{"$nulls":5},{"v":0,"d":"0.0"},{"$nulls":3},{"v":0,"d":"0.00"},{"v":0,"d":"0.00"},{"v":0,"d":"0.00"},{"v":0,"d":"0.00"},{"$nulls":5},{"v":0,"d":"0.0"}]
[null,"(g) ","Road signs, STW-, DTG-, TGS- AND ",null,"No",{"v":16,"d":"16.0"},null,{"v":8,"d":"8.0"},null,{"v":0,"d":"0.00"},{"v":0,"d":"0.00"},{"v":0,"d":"0.00"},{"v":0,"d":"0.00"},{"$error":"#DIV/0!"},null,null,6,null,{"v":22,"d":"22.0"}]
[null,"   ","TG-series excluding delineators and ",null,null,{"v":0,"d":"0.0"},{"$nulls":3},{"v":0,"d":"0.00"},{"v":0,"d":"0.00"},{"v":0,"d":"0.00"},{"v":0,"d":"0.00"},{"$nulls":5},{"v":0,"d":"0.0"}]
[null,null,"barricades)",null,null,{"v":0,"d":"0.0"},{"$nulls":3},{"v":0,"d":"0.00"},{"v":0,"d":"0.00"},{"v":0,"d":"0.00"},{"v":0,"d":"0.00"},{"$nulls":5},{"v":0,"d":"0.0"}]
[{"$nulls":5},{"v":0,"d":"0.0"},{"$nulls":3},{"v":0,"d":"0.00"},{"v":0,"d":"0.00"},{"v":0,"d":"0.00"},{"v":0,"d":"0.00"},{"$nulls":5},{"v":0,"d":"0.0"}]
[null,"(h) ","Delineators (DTG50(j) (200mm x 800mm)",null,null,{"v":0,"d":"0.0"},{"$nulls":3},{"v":0,"d":"0.00"},{"v":0,"d":"0.00"},{"v":0,"d":"0.00"},{"v":0,"d":"0.00"},{"$nulls":5},{"v":0,"d":"0.0"}]
[{"$nulls":5},{"v":0,"d":"0.0"},{"$nulls":3},{"v":0,"d":"0.00"},{"v":0,"d":"0.00"},{"v":0,"d":"0.00"},{"v":0,"d":"0.00"},{"$nulls":5},{"v":0,"d":"0.0"}]
[null,null,"(1) Single",null,"No",{"v":110,"d":"110.0"},null,{"v":120,"d":"120.0"},null,{"v":0,"d":"0.00"},{"v":0,"d":"0.00"},{"v":0,"d":"0.00"},{"v":0,"d":"0.00"},{"$error":"#DIV/0!"},null,null,60,null,{"v":170,"d":"170.0"},null,80]
[{"$nulls":5},{"v":0,"d":"0.0"},{"$nulls":3},{"v":0,"d":"0.00"},{"v":0,"d":"0.00"},{"v":0,"d":"0.00"},{"v":0,"d":"0.00"},{"$nulls":5},{"v":0,"d":"0.0"}]
[null,null,"(2) Mounted back to back",null,"No",{"v":100,"d":"100.0"},null,{"v":0,"d":"0.0"},null,{"v":0,"d":"0.00"},{"v":0,"d":"0.00"},{"v":0,"d":"0.00"},{"v":0,"d":"0.00"},{"$error":"#DIV/0!"},null,null,60,null,{"v":160,"d":"160.0"},null,80]
[{"$nulls":5},{"v":0,"d":"0.0"},{"$nulls":3},{"v":0,"d":"0.00"},{"v":0,"d":"0.00"},{"v":0,"d":"0.00"},{"v":0,"d":"0.00"},{"$nulls":5},{"v":0,"d":"0.0"}]
[null,"(i) ","Moveable barricade/road sign combination ",null,"No",{"v":7,"d":"7.0"},{"$nulls":3},{"v":0,"d":"0.00"},{"v":0,"d":"0.00"},{"v":0,"d":"0.00"},{"v":0,"d":"0.00"},{"$error":"#DIV/0!"},null,null,2,null,{"v":9,"d":"9.0"}]
[null,null,"(1970mm x 3000mm)",null,null,{"v":0,"d":"0.0"},{"$nulls":3},{"v":0,"d":"0.00"},{"v":0,"d":"0.00"},{"v":0,"d":"0.00"},{"v":0,"d":"0.00"},{"$nulls":5},{"v":0,"d":"0.0"}]
[{"$nulls":5},{"v":0,"d":"0.0"},{"$nulls":3},{"v":0,"d":"0.00"},{"v":0,"d":"0.00"},{"v":0,"d":"0.00"},{"v":0,"d":"0.00"},{"$nulls":5},{"v":0,"d":"0.0"}]
[null,"(j) ","Traffic cones (750mm)",null,"No",{"v":40,"d":"40.0"},null,{"v":17,"d":"17.0"},null,{"v":0,"d":"0.00"},{"v":0,"d":"0.00"},{"v":0,"d":"0.00"},{"v":0,"d":"0.00"},{"$error":"#DIV/0!"},null,null,10,null,{"v":50,"d":"50.0"},null,50]
[{"$nulls":5},{"v":0,"d":"0.0"},{"$nulls":3},{"v":0,"d":"0.00"},{"v":0,"d":"0.00"},{"v":0,"d":"0.00"},{"v":0,"d":"0.00"},{"$nulls":5},{"v":0,"d":"0.0"}]
[15.04,"Relocation of traffic-control facilities",null,null,"No",{"v":6,"d":"6.0"},null,{"v":1,"d":"1.0"},null,{"v":0,"d":"0.00"},{"v":0,"d":"0.00"},{"v":0,"d":"0.00"},{"v":0,"d":"0.00"},{"$error":"#DIV/0!"},null,null,2,null,{"v":8,"d":"8.0"}]
[{"$nulls":5},{"v":0,"d":"0.0"},{"$nulls":3},{"v":0,"d":"0.00"},{"v":0,"d":"0.00"},{"v":0,"d":"0.00"},{"v":0,"d":"0.00"},{"$nulls":5},{"v":0,"d":"0.0"}]
[15.06,"Watering of temporary deviations",null,null,"kl",{"v":200,"d":"200.0"},{"$nulls":3},{"v":0,"d":"0.00"},{"v":0,"d":"0.00"},{"v":0,"d":"0.00"},{"v":0,"d":"0.00"},{"$error":"#DIV/0!"},null,null,100,null,{"v":300,"d":"300.0"}]
[{"$nulls":5},{"v":0,"d":"0.00"},{"$nulls":3},{"v":0,"d":"0.00"},{"v":0,"d":"0.00"},{"v":0,"d":"0.00"},{"v":0,"d":"0.00"},{"$nulls":5},{"v":0,"d":"0.0"}]
["B15.15","Provision of safety equipment to be used by the ",{"$nulls":3},{"v":0,"d":"0.0"},{"$nulls":3},{"v":0,"d":"0.00"},{"v":0,"d":"0.00"},{"v":0,"d":"0.00"},{"v":0,"d":"0.00"},{"$nulls":5},{"v":0,"d":"0.0"}]
[null,"Engineer",{"$nulls":3},{"v":0,"d":"0.0"},{"$nulls":3},{"v":0,"d":"0.00"},{"v":0,"d":"0.00"},{"v":0,"d":"0.00"},{"v":0,"d":"0.00"},{"$nulls":5},{"v":0,"d":"0.0"}]
[{"$nulls":5},{"v":0,"d":"0.0"},{"$nulls":3},{"v":0,"d":"0.00"},{"v":0,"d":"0.00"},{"v":0,"d":"0.00"},{"v":0,"d":"0.00"},{"$nulls":5},{"v":0,"d":"0.0"}]
[null,"(a)","Safety Jackets",null,"No",{"v":4,"d":"4.0"},{"$nulls":3},{"v":0,"d":"0.00"},{"v":0,"d":"0.00"},{"v":0,"d":"0.00"},{"v":0,"d":"0.00"},{"$error":"#DIV/0!"},null,null,2,null,{"v":6,"d":"6.0"},null,100]
[{"$nulls":9},{"v":0,"d":"0.00"},{"v":0,"d":"0.00"},{"v":0,"d":"0.00"},{"v":0,"d":"0.00"}]
[{"$nulls":9},{"v":0,"d":"0.00"},{"v":0,"d":"0.00"},{"v":0,"d":"0.00"}]
[{"$nulls":9},{"v":0,"d":"0.00"},{"v":0,"d":"0.00"},{"v":0,"d":"0.00"}]
[{"$nulls":10},{"v":0,"d":"0.00"},{"v":0,"d":"0.00"}]
[{"$nulls":10},{"v":0,"d":"0.00"},{"v":0,"d":"0.00"}]
[]
[]
[]
[{"$nulls":9},{"v":0,"d":"0.00"},{"v":0,"d":"0.00"},{"v":0,"d":"0.00"},{"v":0,"d":"0.00"},{"$error":"#DIV/0!"}]
[" 1500","TOTAL CARRIED FORWARD"]
[]
["RUSTENBURG LOCAL MUNICIPALITY"]
["CONTRACT NO:  RLM/OMM/0055/2021/22 "]
["APPOINTMENT OF A CONTRACTOR FOR THE CONTRUCTION OF MARIKANA ROADS & STORMWATER -PHASE A "]
[{"$nulls":11},"TOTAL"]
["ITEM","DESCRIPTION",null,null,"UNIT","QTY","PREVIOUS","CURRENT","RATE",0,0,0,"AMOUNT","% CLAIMED"]
["NO",{"$nulls":5},"QUANTITY","QUANTITY"]
["TOTAL BROUGHT FORWARD",{"$nulls":8},{"v":0,"d":"0.00"},{"v":0,"d":"0.00"},{"v":0,"d":"0.00"},{"v":0,"d":"0.00"},{"$error":"#DIV/0!"}]
[]
["B15.17","Penalty to be deducted for non-compliance with "]
[null,"requirements for accomodation of traffic"]
[]
[null,"(a)","Fixed penalty per occurance",null,"Nº",{"$nulls":3},{"v":-2000,"d":"-2,000.00"}]
[]
[null,"(b)","Time-related penalty",null,"hr",{"$nulls":3},{"v":-1000,"d":"-1,000.00"}]
[]
["15/16.02","Overhaul on material hauled in excess of 1,0km  ",null,null,"m³-km",{"v":2150,"d":"2,150.0"},{"$nulls":3},{"v":0,"d":"0.00"},{"v":0,"d":"0.00"},{"v":0,"d":"0.00"},{"v":0,"d":"0.00"},{"$error":"#DIV/0!"},null,null,{"v":1100,"d":"1,100.0"},null,{"v":3250,"d":"3,250.0"}]
{"$rows_empty":40}
[{"$nulls":9},{"v":0,"d":"0.00"},{"v":0,"d":"0.00"},{"v":0,"d":"0.00"},{"v":0,"d":"0.00"},{"$error":"#DIV/0!"}]
[" 1500","TOTAL CARRIED FORWARD TO SUMMARY"]

{"sheet":"1700","index":5,"n_rows":46,"n_cols":20,"rows_kept":46,"flags":["formulas_cached_only"]}
[]
["RUSTENBURG LOCAL MUNICIPALITY"]
["CONTRACT NO:  RLM/OMM/0055/2021/22 "]
["APPOINTMENT OF A CONTRACTOR FOR THE CONTRUCTION OF MARIKANA ROADS & STORMWATER -PHASE A "]
[]
["ITEM","DESCRIPTION",null,null,"UNIT","QTY","PRV","CURR","RATE","PRV","CURR","TOT","AMOUNT","%"]
["NO",{"$nulls":5},"QTY","QTY",{"$nulls":5},"CLAIMED"]
[]
[]
[1700,"CLEARING AND GRUBBING"]
[]
[]
[]
[17.01,"Clearing and grubbing",null,null,"ha",{"v":2,"d":"2.0"},null,1.2,null,{"v":0,"d":"0.00"},{"v":0,"d":"0.00"},{"v":0,"d":"0.00"},{"v":0,"d":"0.00"},{"$error":"#DIV/0!"},{"$nulls":3},2.5,null,4.5]
[{"$nulls":5},{"v":0,"d":"0.0"},{"$nulls":13},{"v":0,"d":"0.0"}]
[17.02,"Removal and grubbing of large trees and",{"$nulls":3},{"v":0,"d":"0.0"},{"$nulls":13},{"v":0,"d":"0.0"}]
[null,"stumps",{"$nulls":3},{"v":0,"d":"0.0"},{"$nulls":13},{"v":0,"d":"0.0"}]
[{"$nulls":5},{"v":0,"d":"0.0"},{"$nulls":13},{"v":0,"d":"0.0"}]
[null,"(a)","Girth exceeding 1 m up to",null,null,{"v":0,"d":"0.0"},{"$nulls":13},{"v":0,"d":"0.0"}]
[null,null,"and including 2 m",null,"No",{"v":12,"d":"12.0"},{"$nulls":3},{"v":0,"d":"0.00"},{"v":0,"d":"0.00"},{"v":0,"d":"0.00"},{"v":0,"d":"0.00"},{"$error":"#DIV/0!"},{"$nulls":3},2,null,{"v":14,"d":"14.0"}]
[{"$nulls":5},{"v":0,"d":"0.0"},{"$nulls":13},{"v":0,"d":"0.0"}]
[null,"(b)","Girth exceeding 2 m up to"]
[null,null,"and including 3 m",null,"No",{"$nulls":7},{"v":0,"d":"0.00"}]
[]
[17.04,"Clearing and grubbing at inlets and outlets of "]
[null,"hydraulic structures",null,null,"m²",{"v":35,"d":"35.0"},{"$nulls":3},{"v":0,"d":"0.00"},{"v":0,"d":"0.00"},{"v":0,"d":"0.00"},{"v":0,"d":"0.00"},{"$error":"#DIV/0!"}]
[]
[17.05,"Clearing out of hydraulic structures:"]
[]
[null,"(a) ","Pipes with an internal diameter up to and",null,"m³",{"v":50,"d":"50.0"},{"$nulls":3},{"v":0,"d":"0.00"},{"v":0,"d":"0.00"},{"v":0,"d":"0.00"},{"v":0,"d":"0.00"},{"$error":"#DIV/0!"},{"$nulls":3},0]
[null,null,"including 750 mm"]
[]
[null,"(b) ","Pipes with an internal diameter exceeding 750 mm",null,"m³",{"$nulls":7},"Rate Only"]
[null,null,"750 mm"]
[]
[null,"(c) ","Box culverts up to and including 1,5 m",null,"m³",{"$nulls":7},"Rate Only"]
[null,null,"vertical dimension"]
[]
[null,"(d) ","Box culverts exceeding 1,5 m vertical",null,"m³",{"$nulls":7},"Rate Only"]
[null,null,"dimension"]
[]
[]
[]
[]
[]
[" 1700","TOTAL CARRIED TO SUMMARY",{"$nulls":8},{"v":0,"d":"0.00"},{"v":0,"d":"0.00"},{"v":0,"d":"0.00"}]

{"sheet":"1800","index":6,"n_rows":106,"n_cols":18,"rows_kept":106,"merged":[[60,0,60,6]],"flags":["formulas_cached_only"]}
[]
["RUSTENBURG LOCAL MUNICIPALITY"]
["CONTRACT NO:  RLM/OMM/0055/2021/22 "]
["APPOINTMENT OF A CONTRACTOR FOR THE CONTRUCTION OF MARIKANA ROADS & STORMWATER -PHASE A "]
[]
["ITEM","DESCRIPTION","UNIT","QTY","PRV","CURR","RATE",{"$nulls":3},"AMOUNT","%"]
["NO",{"$nulls":3},"QTY","QTY",{"$nulls":5},"CLAIMED"]
["B1800","DAYWORKS"]
[]
["B18.01","Personnel during normal working hours"]
[]
[null,"(a) Unskilled labour","hour",{"v":32,"d":"32.00"},{"$nulls":3},{"v":0,"d":"0.00"},{"v":0,"d":"0.00"},{"v":0,"d":"0.00"},{"v":0,"d":"0.00"},{"$error":"#DIV/0!"},{"$nulls":3},16,null,{"v":48,"d":"48.00"}]
[{"$nulls":3},{"v":0,"d":"0.00"},{"$nulls":13},{"v":0,"d":"0.00"}]
[null,"(b) Semi-skilled labour","hour",{"v":32,"d":"32.00"},{"$nulls":3},{"v":0,"d":"0.00"},{"v":0,"d":"0.00"},{"v":0,"d":"0.00"},{"v":0,"d":"0.00"},{"$error":"#DIV/0!"},{"$nulls":3},16,null,{"v":48,"d":"48.00"}]
[{"$nulls":3},{"v":0,"d":"0.00"},{"$nulls":13},{"v":0,"d":"0.00"}]
[null,"(c) Skilled Labour","hour",{"v":32,"d":"32.00"},{"$nulls":3},{"v":0,"d":"0.00"},{"v":0,"d":"0.00"},{"v":0,"d":"0.00"},{"v":0,"d":"0.00"},{"$error":"#DIV/0!"},{"$nulls":3},16,null,{"v":48,"d":"48.00"}]
[{"$nulls":3},{"v":0,"d":"0.00"},{"$nulls":13},{"v":0,"d":"0.00"}]
[null,"(d) Foreman - Section Leader","hour",{"v":32,"d":"32.00"},{"$nulls":3},{"v":0,"d":"0.00"},{"v":0,"d":"0.00"},{"v":0,"d":"0.00"},{"v":0,"d":"0.00"},{"$error":"#DIV/0!"},{"$nulls":3},16,null,{"v":48,"d":"48.00"}]
[{"$nulls":3},{"v":0,"d":"0.00"},{"$nulls":13},{"v":0,"d":"0.00"}]
[null,"(e) Flagman ","hour",{"v":32,"d":"32.00"},{"$nulls":3},{"v":0,"d":"0.00"},{"v":0,"d":"0.00"},{"v":0,"d":"0.00"},{"v":0,"d":"0.00"},{"$error":"#DIV/0!"},{"$nulls":3},16,null,{"v":48,"d":"48.00"}]
[{"$nulls":3},{"v":0,"d":"0.00"},{"$nulls":13},{"v":0,"d":"0.00"}]
[null,"(f) Operator","hour",{"v":32,"d":"32.00"},{"$nulls":3},{"v":0,"d":"0.00"},{"v":0,"d":"0.00"},{"v":0,"d":"0.00"},{"v":0,"d":"0.00"},{"$error":"#DIV/0!"},{"$nulls":3},16,null,{"v":48,"d":"48.00"}]
[]
["B18.02","Personnel outside normal working hours "]
[]
[null,"(a) Outside normal working hours and Saturdays:"]
[]
[null,"(i) Unskilled labour","hour",{"$nulls":7},"Rate Only"]
[]
[null,"(ii) Semi-skilled labour","hour",{"$nulls":7},"Rate Only"]
[]
[null,"(iii) Skilled Labour","hour",{"$nulls":7},"Rate Only"]
[]
[null,"(iv) Foreman - Section Leader","hour",{"$nulls":7},"Rate Only"]
[]
[null,"(v) Flagman ","hour",{"$nulls":7},"Rate Only"]
[]
[null,"(vi) Operator","hour",{"$nulls":7},"Rate Only"]
[]
[null,"(b) Sunday and Public holidays:"]
[]
[null,"(i) Unskilled labour","hour",{"$nulls":7},"Rate Only"]
[null,"(ii) Semi-skilled labour","hour",{"$nulls":7},"Rate Only"]
[null,"(iii) Skilled Labour","hour",{"$nulls":7},"Rate Only"]
[null,"(iv) Foreman - Section Leader","hour",{"$nulls":7},"Rate Only"]
[null,"(v) Flagman ","hour",{"$nulls":7},"Rate Only"]
[null,"(vi) Operator","hour",{"$nulls":7},"Rate Only"]
[]
[]
[]
[]
[]
["TOTAL  CARRIED  FORWARD ",{"$nulls":9},{"v":0,"d":"0.00"}]
[]
["RUSTENBURG LOCAL MUNICIPALITY"]
["CONTRACT NO:  RLM/OMM/0055/2021/22 "]
["APPOINTMENT OF A CONTRACTOR FOR THE CONTRUCTION OF MARIKANA ROADS & STORMWATER -PHASE A "]
[]
["ITEM","DESCRIPTION","UNIT","QTY","PRV","CURR","RATE",{"v":0,"d":"0.00"},{"v":0,"d":"0.00"},{"v":0,"d":"0.00"},"AMOUNT","%"]
["NO",{"$nulls":3},"QTY","QTY",{"$nulls":5},"CLAIMED"]
["BROUGHT FORWARD",{"$nulls":9},{"v":0,"d":"0.00"}]
["B18.03","Plant:"]
[]
[null,"(a) Tipper Trucks"]
[]
[null,"(i) 6m3 capacity","hour",{"$nulls":7},"Rate Only"]
[]
[null,"(ii) 10m3 capacity","hour",{"$nulls":7},"Rate Only"]
[]
[null,"(c) TLB","hour",{"$nulls":7},"Rate Only"]
[]
[null,"(e) Pneumatic Roller (10 to 25 tons)","hour",{"$nulls":7},"Rate Only"]
[]
[null,"(g) Air Compressors and equipment","hour",{"$nulls":7},"Rate Only"]
[]
[null,"(k) Pedestrian roller (bomag 120 or similar)","hour",{"$nulls":7},"Rate Only"]
[]
[]
[]
[{"$nulls":11},{"$error":"#DIV/0!"}]
[]
[{"$nulls":11},{"$error":"#DIV/0!"}]
{"$rows_empty":23}
["TOTAL  CARRIED  TO  SUMMARY",{"$nulls":9},{"v":0,"d":"0.00"}]

{"sheet":"2100","index":7,"n_rows":124,"n_cols":14,"rows_kept":124,"merged":[[5,1,5,3],[67,1,67,3],[69,0,69,8]],"flags":["formulas_cached_only"]}
[]
["RUSTENBURG LOCAL MUNICIPALITY"]
["CONTRACT NO:  RLM/OMM/0055/2021/22 "]
["APPOINTMENT OF A CONTRACTOR FOR THE CONTRUCTION OF MARIKANA ROADS & STORMWATER -PHASE A "]
[]
["ITEM","DESCRIPTION",null,null,"UNIT","QTY","PRV","CURR","RATE",{"$nulls":3},"AMOUNT","% "]
["NO",{"$nulls":5},"QTY","QTY",{"$nulls":5},"CLAIMED"]
[2100,"DRAINS"]
[]
[21.01,"Excavation for open drains"]
[]
[null,"(a)","Excavating soft material situated within "]
[null,null,"the following depth ranges below the "]
[null,null,"surface level:"]
[]
[null,null,"(i)","0m up to 1.5m","m³",{"v":2877,"d":"2,877"},{"$nulls":6},{"v":0,"d":"0.00"}]
[]
[null,null,"(ii)","exceeding 1.5m to 3.0m","m³",100,{"$nulls":6},{"v":0,"d":"0.00"}]
[]
[null,"(b)","Extra over subitem 21.01 (a) for ",null,"m³",{"$nulls":7},"Rate Only"]
[null,null,"excavation in hard material, irrespective "]
[null,null,"of depth"]
[]
[21.03,"Excavation for subsoil drains systems"]
[]
[null,"(a)","Excavating soft material situated within "]
[null,null,"the following depth ranges below the "]
[null,null,"surface level:"]
[]
[null,null,"(i)","0m up to 1.5m","m³",{"$nulls":7},"Rate Only"]
[]
[null,null,"(ii)","Excveding 1.5m and up to 3.0m","m³",{"$nulls":7},"Rate Only"]
[]
[null,"(b)","Extra over subitem 21.03 (a) for ",null,"m³",{"$nulls":7},"Rate Only"]
[null,null,"excavation in hard material, irrespective "]
[null,null,"of depth"]
[]
[21.04,"Ipermeable backfilling to subsoil drainage",null,null,"m³",{"$nulls":7},"Rate Only"]
[null,"system"]
[]
[21.04,"Banks and dykes",null,null,"m³",{"$nulls":7},"Rate Only"]
[]
[21.06,"Natural permeable material in subsoil "]
[null,"drainage system (crhushed stone)"]
[]
[null,"(b)","Chrushed stone obtained from ",null,"m³",{"$nulls":7},"Rate Only"]
[null,null,"commercial sources (19,0mm aggregates)"]
[]
[21.06,"Natural permeable material in subsoil "]
[null,"drainage system (stand)"]
[]
[null,"(b)","Sand obtained from commercial  ",null,"m³",{"$nulls":7},"Rate Only"]
[null,null,"sources "]
[]
[21.08,"Pipes in subsoil drainage systems"]
[]
[null,"(b)","Unplasticized PVC pipes and fittings,"]
[null,null,"normal duty, complete with couplings"]
[]
[null,null,"(i)","150mm internal dia Perforated slotted","m",10,{"$nulls":6},{"v":0,"d":"0.00"}]
[]
[]
[2100,"TOTAL CARRIED FORWARD",{"$nulls":10},{"v":0,"d":"0.00"}]
["RUSTENBURG LOCAL MUNICIPALITY"]
["CONTRACT NO:  RLM/OMM/0055/2021/22 "]
["APPOINTMENT OF A CONTRACTOR FOR THE CONTRUCTION OF MARIKANA ROADS & STORMWATER -PHASE A "]
[]
["ITEM","DESCRIPTION",null,null,"UNIT","QTY","PRV","CURR","RATE","PRV","CURR","TOT","AMOUNT","% "]
["NO",{"$nulls":5},"QTY","QTY",{"$nulls":5},"CLAIMED"]
["TOTAL BROUGHT FORWARD",{"$nulls":11},{"v":0,"d":"0.00"}]
[]
[]
[]
[]
[]
[21.12,"Concrete outlet structures, manhole boxes, "]
[null,"junction boxes and cleaning eyes for subsoil "]
[null,"drainage systems as in drawing No. AC…….."]
[]
[null,"(b)","Manhole boxes",null,"No",{"$nulls":7},"Rate Only"]
[]
[null,"(c)","Junction boxes ",null,"No",{"$nulls":7},"Rate Only"]
[]
[21.13,"Concrete caps for subsoil drain pipes",null,null,"No",{"$nulls":7},"Rate Only"]
[]
[21.15,"Overhaul for material hauled in excess of "]
[null,"1,0km free hauled (normal overhaul)",null,null,"m³- km",{"v":11508,"d":"11,508"},{"$nulls":6},{"v":0,"d":"0.00"}]
[]
[21.17,"Test flushing of pipe subsoil drains",null,null,"No",{"$nulls":7},"Rate Only"]
{"$rows_empty":34}
[2100,"TOTAL CARRIED TO SUMMARY",{"$nulls":10},{"v":0,"d":"0.00"}]

{"sheet":"2200","index":8,"n_rows":123,"n_cols":19,"rows_kept":123,"merged":[[5,1,5,3],[59,1,59,3],[63,0,63,12],[64,0,64,12],[65,0,65,12],[67,1,67,3],[69,0,69,8]],"flags":["formulas_cached_only"]}
[]
["RUSTENBURG LOCAL MUNICIPALITY"]
["CONTRACT NO:  RLM/OMM/0055/2021/22 "]
["APPOINTMENT OF A CONTRACTOR FOR THE CONTRUCTION OF MARIKANA ROADS & STORMWATER -PHASE A "]
[]
["ITEM","DESCRIPTION",null,null,"UNIT","QTY","PRV","CURR","RATE",{"$nulls":3},"AMOUNT","% "]
["NO",{"$nulls":5},"QTY","QTY",{"$nulls":5},"CLAIMED"]
[]
[2200,"PREFABRICATED CULVERTS"]
[22.01,"Excavation"]
[]
[null,"(a)","Excavating soft material situated within "]
[null,null,"the following depth ranges below the "]
[null,null,"surface level:"]
[]
[null,null,"(i)","0m up to 1.5m","m³",{"v":1000,"d":"1,000"},{"$nulls":3},{"v":0,"d":"0.00"},{"v":0,"d":"0.00"},{"v":0,"d":"0.00"},{"v":0,"d":"0.00"},{"$error":"#DIV/0!"},null,null,250,null,{"v":1250,"d":"1,250"}]
[{"$nulls":5},0,{"$nulls":12},0]
[null,null,"(ii)","exceeding 1.5m to 3.0m","m³",150,{"$nulls":3},{"v":0,"d":"0.00"},{"v":0,"d":"0.00"},{"v":0,"d":"0.00"},{"v":0,"d":"0.00"},{"$error":"#DIV/0!"},null,null,50,null,200]
[{"$nulls":5},0,{"$nulls":12},0]
[{"$nulls":5},0,{"$nulls":12},0]
[null,"(b)","Extra over subitem 21.01 (a) for ",null,"m³",50,{"$nulls":3},{"v":0,"d":"0.00"},{"v":0,"d":"0.00"},{"v":0,"d":"0.00"},{"v":0,"d":"0.00"},{"$error":"#DIV/0!"},null,null,50,null,100]
[null,null,"excavation in hard material, irrespective ",null,null,0,{"$nulls":12},0]
[null,null,"of depth",null,null,0,{"$nulls":12},0]
[{"$nulls":5},0,{"$nulls":12},0]
[22.02,"Backfilling",{"$nulls":3},0,{"$nulls":12},0]
[{"$nulls":5},0,{"$nulls":12},0]
[null,"(a)","Using excavated material",null,"m³",100,{"$nulls":3},{"v":0,"d":"0.00"},{"v":0,"d":"0.00"},{"v":0,"d":"0.00"},{"v":0,"d":"0.00"},{"$error":"#DIV/0!"},null,null,40,null,140]
[{"$nulls":5},50,{"$nulls":12},50]
[null,"(b)","Using Imported material",null,"m³",50,{"$nulls":3},{"v":0,"d":"0.00"},{"v":0,"d":"0.00"},{"v":0,"d":"0.00"},{"v":0,"d":"0.00"},{"$error":"#DIV/0!"},null,null,45,null,95]
[{"$nulls":5},0,{"$nulls":12},0]
[null,"(c )","Extra over subitem 22.0(a) and 22.02(b)",null,null,0,{"$nulls":12},0]
[null,null,"for soil cement backfilling",null,null,0,{"$nulls":12},0]
[{"$nulls":5},0,{"$nulls":12},0]
[null,null,"(i)","with 2% stabilization (soil screte)","m³",30,{"$nulls":3},{"v":0,"d":"0.00"},{"v":0,"d":"0.00"},{"v":0,"d":"0.00"},{"v":0,"d":"0.00"},{"$error":"#DIV/0!"},{"$nulls":4},30]
[{"$nulls":3},"cem II 32.5N",null,0,{"$nulls":12},0]
[{"$nulls":5},0,{"$nulls":12},0]
[22.03,"Concrete culvert pipes",{"$nulls":3},0,{"$nulls":12},0]
[{"$nulls":5},0,{"$nulls":12},0]
[null,"(b)","On class \"B\" bedding, ",null,null,0,{"$nulls":12},0]
[{"$nulls":5},0,{"$nulls":12},0]
[null,null,"(i)","OG Class 75D - SABS 677 Type SC",null,0,{"$nulls":12},0]
[{"$nulls":5},0,{"$nulls":12},0]
[{"$nulls":3},"(1) 450mm dia.","m",0,{"$nulls":3},{"v":0,"d":"0.00"},{"v":0,"d":"0.00"},{"v":0,"d":"0.00"},"Rate Only",{"$nulls":5},0]
[{"$nulls":5},0,{"$nulls":12},0]
[{"$nulls":3},"(2) 600mm dia.","m",{"v":1100,"d":"1,100"},{"$nulls":6},{"v":0,"d":"0.00"},{"$nulls":5},{"v":1100,"d":"1,100"}]
[{"$nulls":5},0,{"$nulls":12},0]
[{"$nulls":3},"(3) 750mm dia.","m",8,{"$nulls":3},{"v":0,"d":"0.00"},{"v":0,"d":"0.00"},{"v":0,"d":"0.00"},{"v":0,"d":"0.00"},{"$error":"#DIV/0!"},null,null,100,null,108]
[{"$nulls":5},0,{"$nulls":12},0]
[null,null,"(i)","OG Class 100D - SABS 677 Type SC",null,0,{"$nulls":12},0]
[]
[{"$nulls":3},"(1) 600mm dia.","m",14,{"$nulls":6},{"v":0,"d":"0.00"}]
["22.05","Portal culverts and Rectangular culverts",{"$nulls":10},{"v":0,"d":"0.00"}]
[{"$nulls":12},{"v":0,"d":"0.00"}]
[null,"a) Complete with prefabricated floor",{"$nulls":10},{"v":0,"d":"0.00"}]
[null,"(i)","1200mm by 1500mm",null,"m",7,{"$nulls":6},{"v":0,"d":"0.00"}]
[{"$nulls":12},{"v":0,"d":"0.00"}]
[]
[]
["22.07","Cast in situ concrete and formwork"]
[null,"b) in floor slabs for portal or rectangular culverts,including formwork joints and class u2 finish( 25MPA)",null,null,"m³",5,{"$nulls":3},{"v":0,"d":"0.00"},{"v":0,"d":"0.00"},{"v":0,"d":"0.00"},{"v":0,"d":"0.00"}]
[]
[2200,"TOTAL CARRIED TO FOWARD",{"$nulls":10},{"v":0,"d":"0.00"}]
[]
["RUSTENBURG LOCAL MUNICIPALITY"]
["CONTRACT NO:  RLM/OMM/0055/2021/22 "]
["APPOINTMENT OF A CONTRACTOR FOR THE CONTRUCTION OF MARIKANA ROADS & STORMWATER -PHASE A "]
[]
["ITEM","DESCRIPTION",null,null,"UNIT","QTY","PRV","CURR","RATE","PRV","CURR","TOT","AMOUNT","% "]
["NO",{"$nulls":5},"QTY","QTY",{"$nulls":5},"CLAIMED"]
["TOTAL BROUGHT FORWARD",{"$nulls":11},{"v":0,"d":"0.00"}]
[]
[22.12,"Removing of existing concrete"]
[]
[null,null,"(a)","Plain conrete","m³",7,{"$nulls":6},{"v":0,"d":"0.00"},{"$nulls":5},7]
[{"$nulls":18},0]
[null,null,"(b)","reinforced concrete","m³",7,{"$nulls":6},{"v":0,"d":"0.00"},{"$nulls":5},7]
[{"$nulls":18},0]
["B22.13","Removing and spoiling of concrete pipes",{"$nulls":16},0]
[{"$nulls":18},0]
[null,null,"(a)","All types and size","m",16,{"$nulls":6},{"v":0,"d":"0.00"},{"$nulls":5},16]
[{"$nulls":18},0]
[22.17,"Manholes, catchpits, precast inlet and",{"$nulls":16},0]
[null,"outlet structures complete",{"$nulls":16},0]
[{"$nulls":18},0]
[null,"(a)","Manholes",{"$nulls":15},0]
[{"$nulls":18},0]
[null,null,"(1) ","Brick manholes for drainage: constructed",{"$nulls":14},0]
[{"$nulls":3},"on all pipes up to 750 mm diameter",{"$nulls":14},0]
[{"$nulls":3},"complete with covers",{"$nulls":14},0]
[{"$nulls":3},"(i) Up to 1.0m deep","no",0,{"$nulls":3},{"v":0,"d":"0.00"},{"v":0,"d":"0.00"},{"v":0,"d":"0.00"},"Rate Only",{"$error":"#VALUE!"},null,null,4,null,4]
[{"$nulls":5},0,{"$nulls":12},0]
[{"$nulls":3},"(ii) 1.0m up to 1.5m deep","no",3,{"$nulls":3},{"v":0,"d":"0.00"},{"v":0,"d":"0.00"},{"v":0,"d":"0.00"},{"v":0,"d":"0.00"},{"$error":"#DIV/0!"},{"$nulls":4},3]
[{"$nulls":5},0,{"$nulls":12},0]
[{"$nulls":3},"(iii) 1.5m up to 2.5m","no",0,{"$nulls":3},{"v":0,"d":"0.00"},{"v":0,"d":"0.00"},{"v":0,"d":"0.00"},"Rate Only",{"$error":"#VALUE!"},{"$nulls":4},0]
[{"$nulls":5},0,{"$nulls":12},0]
[null,"(b)","Catchpits constructed to complete",null,"no",6,{"$nulls":3},{"v":0,"d":"0.00"},{"v":0,"d":"0.00"},{"v":0,"d":"0.00"},{"v":0,"d":"0.00"},{"$error":"#DIV/0!"},{"$nulls":4},6]
[{"$nulls":5},0,{"$nulls":12},0]
[22.18,"Brick work"]
[]
[null,"a) 230mm brickwork",null,null,"m2",20,{"$nulls":6},{"v":0,"d":"0.00"}]
[null,"b) 345mm brick work",null,null,"m2",30,{"$nulls":6},{"v":0,"d":"0.00"}]
[{"$nulls":5},0,{"$nulls":12},0]
[22.27,"Reinstating trenches crossing road:",{"$nulls":3},0,{"$nulls":12},0]
[{"$nulls":5},0,{"$nulls":12},0]
[null,null,"(a)","Selected layers","m³",0,{"$nulls":6},"Rate Only",{"$nulls":5},0]
[{"$nulls":5},0,{"$nulls":12},0]
[null,null,"(b)","Subbase","m³",0,{"$nulls":6},"Rate Only",{"$nulls":5},0]
[{"$nulls":5},0,{"$nulls":12},0]
[null,null,"(c )","Base ","m³",0,{"$nulls":6},"Rate Only",{"$nulls":5},0]
[{"$nulls":5},0,{"$nulls":12},0]
[null,null,"(d)","Asphalt surfacing (including tack coat)","m²",0,{"$nulls":6},"Rate Only",{"$nulls":5},0]
[{"$nulls":5},0,{"$nulls":12},0]
[null,null,"(e )","kerbs (all types)","m",0,{"$nulls":6},"Rate Only",{"$nulls":5},0]
[{"$nulls":5},0,{"$nulls":12},0]
["22/16.01","Overhaul material hauled in an excess of free haul",{"$nulls":3},0,{"$nulls":12},0]
[null,"distance of 1,0km (restricted haul overhaul)  ",null,null,"m³",{"v":1000,"d":"1,000"},{"$nulls":3},{"v":0,"d":"0.00"},{"v":0,"d":"0.00"},{"v":0,"d":"0.00"},{"v":0,"d":"0.00"},{"$error":"#DIV/0!"},null,null,500,null,{"v":1500,"d":"1,500"}]
[{"$nulls":5},0,{"$nulls":12},0]
["22/16.02","Overhaul on material hauled in an excess of 1,0km",{"$nulls":3},0,{"$nulls":12},0]
[null,"(ordinary overhaul)",null,null,"m³ - km",{"v":6000,"d":"6,000"},{"$nulls":3},{"v":0,"d":"0.00"},{"v":0,"d":"0.00"},{"v":0,"d":"0.00"},{"v":0,"d":"0.00"},{"$error":"#DIV/0!"},null,null,3500,null,{"v":9500,"d":"9,500"}]
[{"$nulls":18},0]
["22.26","Hand Excavation to determine positions of services ",null,null,"m³",300,{"$nulls":3},{"v":0,"d":"0.00"},{"v":0,"d":"0.00"},{"v":0,"d":"0.00"},{"v":0,"d":"0.00"}]
[]
[2200,"TOTAL CARRIED TO  SUMMARY",{"$nulls":10},{"v":0,"d":"0.00"},{"$error":"#DIV/0!"}]

{"sheet":"2300","index":9,"n_rows":61,"n_cols":13,"rows_kept":61,"flags":["formulas_cached_only"]}
[]
["RUSTENBURG LOCAL MUNICIPALITY"]
["CONTRACT NO:  RLM/OMM/0055/2021/22 "]
["APPOINTMENT OF A CONTRACTOR FOR THE CONTRUCTION OF MARIKANA ROADS & STORMWATER -PHASE A "]
[]
["ITEM","DESCRIPTION","UNIT","QTY","PRV","CURR","RATE","PRV","CURR","TOT","AMOUNT","%"]
["NO",{"$nulls":3},"QTY","QTY",{"$nulls":5},"CLAIMED"]
[{"v":23,"d":"23.00"},"CONCRETE KERBING, CONCRETE CHANNELLING, "]
[null,"CHUTES AND DOWNPIPES, AND CONCRETE LININGS"]
[null,"FOR OPEN DRAINS"]
[]
[23.02,"Concrete kerbing-channeling combination"]
[]
[null,"(a) Precast kerb to SABS 927 and cast in situ channel"]
[null," (100mm x 100mm concrete class 20/19)"]
[]
[null,"     (1) Figure 8C kerb"]
[]
[null,"         (i) Radius 1m to 20m","m",{"v":50,"d":"50.00"},{"$nulls":5},{"v":0,"d":"0.00"},{"v":0,"d":"0.00"},{"$error":"#DIV/0!"}]
[{"$nulls":3},{"v":0,"d":"0.00"}]
[null,"         (iii) Straight and to radius not less than 20m","m",{"v":2120,"d":"2,120.00"},{"$nulls":5},{"v":0,"d":"0.00"},{"v":0,"d":"0.00"},{"$error":"#DIV/0!"}]
[{"$nulls":3},{"v":0,"d":"0.00"}]
[null,"(b) Fig 12","m",{"v":10,"d":"10.00"},{"$nulls":5},{"v":0,"d":"0.00"},{"v":0,"d":"0.00"}]
[{"$nulls":3},{"v":0,"d":"0.00"}]
[null,"(c) Fig 3","m³",{"v":10,"d":"10.00"},{"$nulls":5},{"v":0,"d":"0.00"},{"v":0,"d":"0.00"}]
[{"$nulls":3},{"v":0,"d":"0.00"}]
["B23,08","Conrete lining for open drains",null,{"v":0,"d":"0.00"}]
[{"$nulls":3},{"v":0,"d":"0.00"}]
[null,"     (a) Cast insitu concrete lining class 30/19",null,{"v":0,"d":"0.00"}]
[null,"          cast in 2.0m alternate sections",null,{"v":0,"d":"0.00"}]
[{"$nulls":3},{"v":0,"d":"0.00"}]
[null,"         (1) standard side drain",null,{"v":0,"d":"0.00"}]
[{"$nulls":3},{"v":0,"d":"0.00"}]
[null,"               (i) type v1 - v4","m³",{"v":430.8,"d":"430.80"},{"$nulls":5},{"v":0,"d":"0.00"},{"v":0,"d":"0.00"}]
[{"$nulls":3},{"v":0,"d":"0.00"}]
[23.09,"Formwork to cast insitu concrete lining for open drains",null,{"v":0,"d":"0.00"}]
[null,"(class F2 surface finish)",null,{"v":0,"d":"0.00"}]
[{"$nulls":3},{"v":0,"d":"0.00"}]
[null,"       (a) To sides with formwork on the internal face only","m²",{"v":106,"d":"106.00"},{"$nulls":5},{"v":0,"d":"0.00"},{"v":0,"d":"0.00"}]
[null,"       (b) To sides with formwork on both internal and external","m²",{"v":106,"d":"106.00"},{"$nulls":5},{"v":0,"d":"0.00"},{"v":0,"d":"0.00"}]
[null,"            faces (each face measured)",null,{"v":0,"d":"0.00"}]
[{"$nulls":3},{"v":0,"d":"0.00"}]
["23.10","Sealed joints in concrete linings of open drains",null,{"v":0,"d":"0.00"}]
[{"$nulls":3},{"v":0,"d":"0.00"}]
[null,"        (a) Polysulphide sealants","m",{"v":1060,"d":"1,060.00"},{"$nulls":5},{"v":0,"d":"0.00"},{"v":0,"d":"0.00"}]
[]
["23.12","Steel Reinforcement",null,{"v":0,"d":"0.00"}]
[{"$nulls":3},{"v":0,"d":"0.00"}]
[null,"        (c) Welded steel fabric","kg",{"v":8549,"d":"8,549.00"},{"$nulls":5},{"v":0,"d":"0.00"},{"v":0,"d":"0.00"},null,0]
[]
["23.14","Cutting bituminous surfacing and pavement layers for","m",{"v":50,"d":"50.00"},{"$nulls":5},{"v":0,"d":"0.00"},{"v":0,"d":"0.00"},{"$error":"#DIV/0!"}]
[null,"concrete kerbing, channelling or concrete-lined drains",null,{"v":0,"d":"0.00"}]
[{"$nulls":3},{"v":0,"d":"0.00"}]
[{"$nulls":3},{"v":0,"d":"0.00"}]
[{"$nulls":3},{"v":0,"d":"0.00"}]
["23/73.02","Cast in situ concrete edge and intermediate beams","m³",{"v":78.875,"d":"78.88"},{"$nulls":5},{"v":0,"d":"0.00"},{"v":0,"d":"0.00"},{"$error":"#DIV/0!"}]
[null,"(concrete class 30/19)"]
[]
["B23.16","Removal of kerbs to spoil including hualage","m",{"v":800,"d":"800.0"},{"$nulls":6},{"v":0,"d":"0.00"}]
[]
["TOTAL  CARRIED  SUMMARY",{"$nulls":9},{"v":0,"d":"0.00"},{"$error":"#DIV/0!"}]

{"sheet":"3300","index":10,"n_rows":69,"n_cols":12,"rows_kept":69,"flags":["formulas_cached_only"]}
[]
[]
["RUSTENBURG LOCAL MUNICIPALITY"]
["CONTRACT NO:  RLM/OMM/0055/2021/22 "]
["APPOINTMENT OF A CONTRACTOR FOR THE CONTRUCTION OF MARIKANA ROADS & STORMWATER -PHASE A "]
["ITEM","DESCRIPTION","UNIT","QTY","PRV","CURR","RATE",{"$nulls":3},"AMOUNT","%"]
["NO",{"$nulls":3},"QTY","QTY",{"$nulls":5},"CLAIMED"]
[{"v":33,"d":"33.00"},"MASS EARTHWORKS"]
[]
["B33.01","Cut and borrow to fill, including free-haul up to 10km"]
[]
[null,"(a) Gravel material in compacted layer "]
[null,"      thickness of 200mm and less"]
[]
[null,"(i) Compacted to 90% MOD. AASHTO ","m³",{"v":0,"d":"0.0"},{"$nulls":6},"Rate Only"]
[{"$nulls":3},{"v":0,"d":"0.0"}]
[null,"(g) Supply and compact dump rock  ( 3 passes)","m³",{"v":1399.2,"d":"1,399.2"},{"$nulls":6},{"v":0,"d":"0.00"}]
[{"$nulls":3},{"v":0,"d":"0.0"}]
[null,"(h) Fill from commercial sources","m³",{"v":0,"d":"0.0"},{"$nulls":6},"Rate Only"]
[{"$nulls":3},{"v":0,"d":"0.0"}]
[33.04,"Cut to spoil, including free-haul up to 0.5 km.  Material",null,{"v":0,"d":"0.0"}]
[null,"obtained from:",null,{"v":0,"d":"0.0"}]
[{"$nulls":3},{"v":0,"d":"0.0"}]
[null,"(a) Soft Excavation","m³",{"v":3777.8399999999997,"d":"3,777.8"},null,{"v":137,"d":"137.0"},null,{"v":0,"d":"0.00"},{"v":0,"d":"0.00"},{"v":0,"d":"0.00"},{"v":0,"d":"0.00"},{"$error":"#DIV/0!"}]
[{"$nulls":3},{"v":0,"d":"0.0"}]
[null,"(b) Intermidiate Excavation","m³",{"v":755.568,"d":"755.6"},{"$nulls":3},{"v":0,"d":"0.00"},{"v":0,"d":"0.00"},{"v":0,"d":"0.00"},{"v":0,"d":"0.00"},{"$error":"#DIV/0!"}]
[{"$nulls":3},{"v":0,"d":"0.0"}]
[null,"(c) Hard Excavation","m³",{"v":377.784,"d":"377.8"},{"$nulls":3},{"v":0,"d":"0.00"},{"v":0,"d":"0.00"},{"v":0,"d":"0.00"},{"v":0,"d":"0.00"},{"$error":"#DIV/0!"}]
[{"$nulls":3},{"v":0,"d":"0.0"}]
[null,"(d) Boulder Excavation (class A)","m³",{"v":0,"d":"0.0"},{"$nulls":6},"Rate Only"]
[{"$nulls":3},{"v":0,"d":"0.0"}]
[null,"(e) Boulder Excavation (class B)","m³",{"v":0,"d":"0.0"},{"$nulls":6},"Rate Only"]
[{"$nulls":3},{"v":0,"d":"0.0"}]
[33.09,"Material bladed to windrow","m³",{"v":100,"d":"100.0"},{"$nulls":3},{"v":0,"d":"0.00"},{"v":0,"d":"0.00"},{"v":0,"d":"0.00"},{"v":0,"d":"0.00"},{"$error":"#DIV/0!"}]
[{"$nulls":3},{"v":0,"d":"0.0"}]
[{"v":33.1,"d":"33.10"},"Roadbed preparation and the compaction ",null,{"v":0,"d":"0.0"}]
[null,"of material ",null,{"v":0,"d":"0.0"}]
[{"$nulls":3},{"v":0,"d":"0.0"}]
[null,"   (a)  Compacted to 93% modified AASHTO density","m³",{"v":1135.8,"d":"1,135.8"},{"$nulls":3},{"v":0,"d":"0.00"},{"v":0,"d":"0.00"},{"v":0,"d":"0.00"},{"v":0,"d":"0.00"},{"$error":"#DIV/0!"}]
[{"$nulls":3},{"v":0,"d":"0.0"}]
[33.11,"Three-roller-passes compaction",null,{"v":0,"d":"0.0"}]
[null,"(a) Vibratory roller","m²",{"v":4500,"d":"4,500.0"},{"$nulls":3},{"v":0,"d":"0.00"},{"v":0,"d":"0.00"},{"v":0,"d":"0.00"},{"v":0,"d":"0.00"},{"$error":"#DIV/0!"}]
[null,"(b) Grid roller","m²",{"v":300,"d":"300.0"},{"$nulls":3},{"v":0,"d":"0.00"},{"v":0,"d":"0.00"},{"v":0,"d":"0.00"},{"v":0,"d":"0.00"},{"$error":"#DIV/0!"}]
[null,"(f) Pneumatic-tyred roller","m²",{"v":300,"d":"300.0"},{"$nulls":3},{"v":0,"d":"0.00"},{"v":0,"d":"0.00"},{"v":0,"d":"0.00"},{"v":0,"d":"0.00"},{"$error":"#DIV/0!"}]
[{"$nulls":3},{"v":0,"d":"0.0"}]
[33.14,"Extra over item 33.01 for excavating material from ",null,{"v":0,"d":"0.0"}]
[null,"the pavements and fills of existing roads",null,{"v":0,"d":"0.0"}]
[{"$nulls":3},{"v":0,"d":"0.0"}]
[null,"(a) Non cemented material","m³",{"v":4577.84,"d":"4,577.8"},{"$nulls":3},{"v":0,"d":"0.00"},{"v":0,"d":"0.00"},{"v":0,"d":"0.00"},{"v":0,"d":"0.00"}]
[{"$nulls":3},{"v":0,"d":"0.0"}]
[null,"(b) cemented material ","m³",{"v":500,"d":"500.0"},{"$nulls":3},{"v":0,"d":"0.00"},{"v":0,"d":"0.00"},{"v":0,"d":"0.00"},{"v":0,"d":"0.00"},{"$error":"#DIV/0!"}]
[{"$nulls":3},{"v":0,"d":"0.0"}]
[{"$nulls":3},{"v":0,"d":"0.0"}]
[33.12," In situ treatment of roadbed",null,{"v":0,"d":"0.0"}]
[null," (a) In situ treatment by ripping ","m³",{"v":1135.8,"d":"1,135.8"},{"$nulls":3},{"v":0,"d":"0.00"},{"v":0,"d":"0.00"},{"v":0,"d":"0.00"},{"v":0,"d":"0.00"},{"$error":"#DIV/0!"}]
[{"$nulls":3},{"v":0,"d":"0.0"}]
["33/16.02","Overhaul on material hauled in excess of 1,0km",null,{"v":0,"d":"0.0"}]
[null,"(ordinary overhaul)","m³-km",{"v":25241.567999999996,"d":"25,241.6"},{"$nulls":3},{"v":0,"d":"0.00"},{"v":0,"d":"0.00"},{"v":0,"d":"0.00"},{"v":0,"d":"0.00"},{"$error":"#DIV/0!"}]
[{"$nulls":3},{"v":0,"d":"0.0"}]
["33/32.06","Stockpiling of material","m³",{"v":1135.8,"d":"1,135.8"},{"$nulls":3},{"v":0,"d":"0.00"},{"v":0,"d":"0.00"},{"v":0,"d":"0.00"},{"v":0,"d":"0.00"},{"$error":"#DIV/0!"}]
[]
["B33.15","Supply and install Geotextile membrane","m2",{"v":2000,"d":"2,000.0"},{"$nulls":6},{"v":0,"d":"0.00"}]
[null,"Grade A5"]
[]
["33/38.01","Excavating and removing existing bituminous material (except milled material):"]
["(b)","Material  to be disposed of with the average depth of excavation"]
[null,"(i) Not exceeding 30m ","m2",{"v":6996,"d":"6,996.0"},{"$nulls":6},{"v":0,"d":"0.00"}]
[]
["TOTAL  CARRIED  SUMMARY",{"$nulls":7},{"v":0,"d":"0.00"},{"v":0,"d":"0.00"},{"v":0,"d":"0.00"},{"$error":"#DIV/0!"}]

{"sheet":"3400","index":11,"n_rows":55,"n_cols":12,"rows_kept":55,"flags":["formulas_cached_only"]}
[]
[]
["RUSTENBURG LOCAL MUNICIPALITY"]
["CONTRACT NO:  RLM/OMM/0055/2021/22 "]
["APPOINTMENT OF A CONTRACTOR FOR THE CONTRUCTION OF MARIKANA ROADS & STORMWATER -PHASE A "]
["ITEM","DESCRIPTION","UNIT","QTY","PRV","CURR","RATE",{"$nulls":3},"AMOUNT","%"]
["NO",{"$nulls":3},"QTY","QTY",{"$nulls":5},"CLAIMED"]
["34.00","PAVEMENT LAYERS OF GRAVEL MATERIAL"]
[]
[34.01,"Pavement layers constructed from gravel taken from cut or borrow"]
[null,"including free-haul up to 1.0 km"]
[]
[null,"(a) Gravel selected layer compacted to "]
[]
[null,"   (i)  95% of modified AASHTO density","m³",{"v":1049.3999999999999,"d":"1,049.4"},{"$nulls":3},{"v":0,"d":"0.00"},{"v":0,"d":"0.00"},{"v":0,"d":"0.00"},{"v":0,"d":"0.00"},{"$error":"#DIV/0!"}]
[null,"       (150mm compacted layer thickness) ",null,{"v":0,"d":"0.0"}]
[{"$nulls":3},{"v":0,"d":"0.0"}]
[null,"(f) Gravel subbase (chemicaly stabilized materia) compacted to",null,{"v":0,"d":"0.0"}]
[{"$nulls":3},{"v":0,"d":"0.0"}]
[null,"   (i) 97% of modified AASHTO density (150mm ","m³",{"v":1049.3999999999999,"d":"1,049.4"},{"$nulls":3},{"v":0,"d":"0.00"},{"v":0,"d":"0.00"},{"v":0,"d":"0.00"},{"v":0,"d":"0.00"},{"$error":"#DIV/0!"}]
[null,"        compacted layer thickness)",null,{"v":0,"d":"0.0"}]
[{"$nulls":3},{"v":0,"d":"0.0"}]
[null,"(g) Gravel shoulder/sidewalks compacted to:",null,{"v":0,"d":"0.0"}]
[null,"      (i) 93% MOD. AASHTO density ","m³",{"v":400,"d":"400.0"},{"$nulls":3},{"v":0,"d":"0.00"},{"v":0,"d":"0.00"},{"v":0,"d":"0.00"},{"v":0,"d":"0.00"},{"$error":"#DIV/0!"}]
[{"$nulls":3},{"v":0,"d":"0.0"}]
[34.02,"Extra over item 34.01 for excavation of material in:",null,{"v":0,"d":"0.0"}]
[{"$nulls":3},{"v":0,"d":"0.0"}]
[null,"(a) Intermediate excavation","m³",{"v":20,"d":"20.0"},{"$nulls":3},{"v":0,"d":"0.00"},{"v":0,"d":"0.00"},{"v":0,"d":"0.00"},{"v":0,"d":"0.00"},{"$error":"#DIV/0!"}]
[]
[null,"(b) Hard Excavation","m³",{"v":20,"d":"20.0"},{"$nulls":3},{"v":0,"d":"0.00"},{"v":0,"d":"0.00"},{"v":0,"d":"0.00"},{"v":0,"d":"0.00"},{"$error":"#DIV/0!"}]
[{"$nulls":3},{"v":0,"d":"0.0"}]
["B34,14","Pavement layers constructed from gravel obtained from commercial sources:",null,{"v":0,"d":"0.0"}]
[{"$nulls":3},{"v":0,"d":"0.0"}]
["(b)","Gravel sub-base layer G6 material quality  compacted to:",null,{"v":0,"d":"0.0"}]
[null,"(i) 97% of modified AASHTO density (150mm  compacted layer thickness)","m³",{"v":1049.3999999999999,"d":"1,049.4"},{"$nulls":6},{"v":0,"d":"0.00"}]
["(d)","Gravel base G5 material quality (chemically stabilized material to C3 quality) compacted to:",{"$nulls":9},{"$error":"#DIV/0!"}]
[null,"(i)98% of modified AASHTO density (150mm  compacted layer thickness)","m³",{"v":1049.3999999999999,"d":"1,049.4"},{"$nulls":6},{"v":0,"d":"0.00"},{"$error":"#DIV/0!"}]
[{"$nulls":3},{"v":0,"d":"0.0"}]
["34/16.02","Overhaul on material hauled in excess of 1,0km"]
[null,"(ordinary overhaul)","m³-km",{"v":10493.999999999998,"d":"10,494.0"},{"$nulls":3},{"v":0,"d":"0.00"},{"v":0,"d":"0.00"},{"v":0,"d":"0.00"},{"v":0,"d":"0.00"},{"$error":"#DIV/0!"}]
{"$rows_empty":14}
[3400,"TOTAL  CARRIED SUMMARY",{"$nulls":8},{"v":0,"d":"0.00"},{"$error":"#DIV/0!"}]

{"sheet":"3500","index":12,"n_rows":61,"n_cols":12,"rows_kept":61,"flags":["formulas_cached_only"]}
[]
[]
["RUSTENBURG LOCAL MUNICIPALITY"]
["CONTRACT NO:  RLM/OMM/0055/2021/22 "]
["APPOINTMENT OF A CONTRACTOR FOR THE CONTRUCTION OF MARIKANA ROADS & STORMWATER -PHASE A "]
["ITEM","DESCRIPTION","UNIT","QTY","PRV","CURR","RATE",{"$nulls":3},"AMOUNT","%"]
["NO",{"$nulls":3},"QTY","QTY",{"$nulls":5},"CLAIMED"]
["B35.00","STABILIZATION"]
[]
[35.01,"Chemical stabilization extra over unstabilized"]
[]
[null,"150mm thickness subbase","m³",{"v":1049.3999999999999,"d":"1,049.4"},{"$nulls":3},{"v":0,"d":"0.00"},{"v":0,"d":"0.00"},{"v":0,"d":"0.00"},{"v":0,"d":"0.00"},{"$error":"#DIV/0!"}]
[{"$nulls":3},{"v":0,"d":"0.0"}]
[35.02,"Chemical stabilization agent:",null,{"v":0,"d":"0.0"}]
[{"$nulls":3},{"v":0,"d":"0.0"}]
[null,"(a) Ordinary portland cement ","t",{"v":84.4767,"d":"84.5"},{"$nulls":3},{"v":0,"d":"0.00"},{"v":0,"d":"0.00"},{"v":0,"d":"0.00"},{"v":0,"d":"0.00"},{"$error":"#DIV/0!"}]
[{"$nulls":3},{"v":0,"d":"0.0"}]
[null,"(c) Road lime","t",{"v":0,"d":"0.0"},{"$nulls":3},{"v":0,"d":"0.00"},{"v":0,"d":"0.00"},{"v":0,"d":"0.00"},"Rate Only"]
[{"$nulls":3},{"v":0,"d":"0.0"}]
[{"$nulls":3},{"v":0,"d":"0.0"}]
[35.04,"Provision and application of water for curing","kl",{"v":600,"d":"600.0"},{"$nulls":3},{"v":0,"d":"0.00"},{"v":0,"d":"0.00"},{"v":0,"d":"0.00"},{"v":0,"d":"0.00"},{"$error":"#DIV/0!"}]
{"$rows_empty":39}
["TOTAL  CARRIED  SUMMARY",{"$nulls":9},{"v":0,"d":"0.00"},{"$error":"#DIV/0!"}]

{"sheet":"3600","index":13,"n_rows":56,"n_cols":12,"rows_kept":56,"flags":["formulas_cached_only"]}
[]
[]
["RUSTENBURG LOCAL MUNICIPALITY"]
["CONTRACT NO:  RLM/OMM/0055/2021/22 "]
["APPOINTMENT OF A CONTRACTOR FOR THE CONTRUCTION OF MARIKANA ROADS & STORMWATER -PHASE A "]
["ITEM","DESCRIPTION","UNIT","QTY","PRV","CURR","RATE",{"$nulls":3},"AMOUNT","%"]
["NO",{"$nulls":3},"QTY","QTY",{"$nulls":5},"CLAIMED"]
["B36.00","CRUSHED STONE BASE"]
[]
[36.01,"Crushed-stone base"]
[]
[null,"(a) Constructed form type G1 material obtained from "]
[null,"commercial sources and compacted to 88% of apparent"]
[null,"relative density (150mm layer thickness)"]
[]
[null,"(1) 37mm nominal maximum size stone","m³",{"v":787.05,"d":"787.1"},{"$nulls":6},{"v":0,"d":"0.00"}]
{"$rows_empty":39}
[3600,"TOTAL  CARRIED  TO SUMMARY",{"$nulls":8},{"v":0,"d":"0.00"}]

{"sheet":"4100","index":14,"n_rows":60,"n_cols":14,"rows_kept":60,"flags":["formulas_cached_only"]}
[]
["RUSTENBURG LOCAL MUNICIPALITY"]
["CONTRACT NO:  RLM/OMM/0055/2021/22 "]
["APPOINTMENT OF A CONTRACTOR FOR THE CONTRUCTION OF MARIKANA ROADS & STORMWATER -PHASE A "]
[]
["ITEM","DESCRIPTION",null,null,"UNIT","QTY","PRV","CURR","RATE","AMOUNT","AMOUNT","AMOUNT","AMOUNT","%"]
["NO",{"$nulls":5},"QTY","QTY",{"$nulls":5},"CLAIMED"]
[]
[]
[null,"PRIME COAT"]
[]
[]
[" "]
[" 41.01","Prime coat:"]
[]
[null,null,"Prime coat rate at 0.7l/m2"]
[null,"(b)","Quick drying RTH1/4P tar prime complying "]
[null,null,"with SABS 748",null,"lt",{"v":900,"d":"900.0"},{"$nulls":6},{"v":0,"d":"0.00"}]
[{"$nulls":12},{"v":0,"d":"0.00"}]
[" 41.02","Aggregate for blinding                  ",null,null,"m²",{"$nulls":7},{"v":0,"d":"0.00"}]
[{"$nulls":12},{"v":0,"d":"0.00"}]
[{"$nulls":12},{"v":0,"d":"0.00"}]
[" 41.03","Extra over item 41.01 for applying the prime",{"$nulls":10},{"v":0,"d":"0.00"}]
[null,"coat in areas accessible only to hand held ",{"$nulls":10},{"v":0,"d":"0.00"}]
[null,"equipment",null,null,"litre",{"$nulls":7},{"v":0,"d":"0.00"}]
[{"$nulls":12},{"v":0,"d":"0.00"}]
[{"$nulls":12},{"v":0,"d":"0.00"}]
[{"$nulls":12},{"v":0,"d":"0.00"}]
[{"$nulls":12},{"v":0,"d":"0.00"}]
[{"$nulls":12},{"v":0,"d":"0.00"}]
[{"$nulls":12},{"v":0,"d":"0.00"}]
[{"$nulls":12},{"v":0,"d":"0.00"}]
[{"$nulls":12},{"v":0,"d":"0.00"}]
[{"$nulls":12},{"v":0,"d":"0.00"}]
[{"$nulls":12},{"v":0,"d":"0.00"}]
[{"$nulls":12},{"v":0,"d":"0.00"}]
[{"$nulls":12},{"v":0,"d":"0.00"}]
[{"$nulls":12},{"v":0,"d":"0.00"}]
[{"$nulls":12},{"v":0,"d":"0.00"}]
[{"$nulls":12},{"v":0,"d":"0.00"}]
[{"$nulls":12},{"v":0,"d":"0.00"}]
[{"$nulls":12},{"v":0,"d":"0.00"}]
[{"$nulls":12},{"v":0,"d":"0.00"}]
[{"$nulls":12},{"v":0,"d":"0.00"}]
[{"$nulls":12},{"v":0,"d":"0.00"}]
[{"$nulls":12},{"v":0,"d":"0.00"}]
[{"$nulls":12},{"v":0,"d":"0.00"}]
[{"$nulls":12},{"v":0,"d":"0.00"}]
[{"$nulls":12},{"v":0,"d":"0.00"}]
[{"$nulls":12},{"v":0,"d":"0.00"}]
[{"$nulls":12},{"v":0,"d":"0.00"}]
[{"$nulls":12},{"v":0,"d":"0.00"}]
[{"$nulls":12},{"v":0,"d":"0.00"}]
[{"$nulls":12},{"v":0,"d":"0.00"}]
[{"$nulls":12},{"v":0,"d":"0.00"}]
[{"$nulls":12},{"v":0,"d":"0.00"}]
[{"$nulls":12},{"v":0,"d":"0.00"}]
[{"$nulls":12},{"v":0,"d":"0.00"}]
[]
[" 4100","TOTAL CARRIED TO SUMMARY",{"$nulls":10},{"v":0,"d":"0.00"}]

{"sheet":"4200","index":15,"n_rows":63,"n_cols":12,"rows_kept":63,"flags":["formulas_cached_only"]}
[]
["RUSTENBURG LOCAL MUNICIPALITY"]
["CONTRACT NO:  RLM/OMM/0055/2021/22 "]
["APPOINTMENT OF A CONTRACTOR FOR THE CONTRUCTION OF MARIKANA ROADS & STORMWATER -PHASE A "]
[]
["ITEM","DESCRIPTION","UNIT","QTY","PRV","CURR","RATE","AMOUNT","AMOUNT","AMOUNT","AMOUNT","%"]
["NO",{"$nulls":3},"QTY","QTY",{"$nulls":5},"CLAIMED"]
[]
[]
[null,"ASPHALT BASE AND SURFACING"]
[]
[]
[" "]
[42.02,"Asphalt surfacing (60/70 pen bitumen)"]
[]
[null,"(a)"]
[]
[null,"Contunously graded"]
[null,"(2) Medium graded"]
[null,"(ii) 30 mm thick","m²",900,{"$nulls":6},{"v":0,"d":"0.00"}]
[{"$nulls":10},{"v":0,"d":"0.00"}]
[42.04,"Tack coat of 30% stable-grade emulsion","l",900,{"$nulls":6},{"v":0,"d":"0.00"}]
[{"$nulls":10},{"v":0,"d":"0.00"}]
[42.08,"100mm cores in asphalt","No",20,{"$nulls":6},{"v":0,"d":"0.00"}]
[{"$nulls":10},{"v":0,"d":"0.00"}]
[42.13,"Placing and compacting Asphalt in restricted",{"$nulls":8},{"v":0,"d":"0.00"}]
[null,"areas",{"$nulls":8},{"v":0,"d":"0.00"}]
[{"$nulls":10},{"v":0,"d":"0.00"}]
[null,"(a) Extra over item 42.02","m²",40,{"$nulls":6},{"v":0,"d":"0.00"}]
[{"$nulls":10},{"v":0,"d":"0.00"}]
[{"$nulls":10},{"v":0,"d":"0.00"}]
[42.14,"Extra over item 42.04 for applying tack coat in","l",300,{"$nulls":6},{"v":0,"d":"0.00"}]
[null,"restricted areas",{"$nulls":8},{"v":0,"d":"0.00"}]
[{"$nulls":10},{"v":0,"d":"0.00"}]
["44/39.01","Sawing asphalt or cemented pavement layers for patching:",{"$nulls":8},{"v":0,"d":"0.00"}]
[{"$nulls":10},{"v":0,"d":"0.00"}]
["(a)","Sawing asphalt or cemented pavement layers for patching",{"$nulls":8},{"v":0,"d":"0.00"}]
[{"$nulls":10},{"v":0,"d":"0.00"}]
["i.","Not exceeding 50mm","m",150,{"$nulls":6},{"v":0,"d":"0.00"}]
[{"$nulls":10},{"v":0,"d":"0.00"}]
["44/39,02","Excavating in existing pavements for patching in:",{"$nulls":8},{"v":0,"d":"0.00"}]
[{"$nulls":10},{"v":0,"d":"0.00"}]
[{"$nulls":10},{"v":0,"d":"0.00"}]
["(b)","Cemented layers","m³",40,{"$nulls":6},{"v":0,"d":"0.00"}]
[{"$nulls":10},{"v":0,"d":"0.00"}]
[{"$nulls":10},{"v":0,"d":"0.00"}]
["44/39,03","Backfilling of excavations for patching with emulsion treated material (Supply of G 4 quality material, stabilised with 2% CEM II 32.5 and 2% emulsion)",{"$nulls":8},{"v":0,"d":"0.00"}]
[{"$nulls":10},{"v":0,"d":"0.00"}]
["i.","Not exceeding 5m2","m³",20,{"$nulls":6},{"v":0,"d":"0.00"}]
["ii.","Exceeding 5m2 but not exceeding 100 m2","m³",20,{"$nulls":6},{"v":0,"d":"0.00"}]
["iii.","Exceeding 100 m2","m³",8,{"$nulls":6},{"v":0,"d":"0.00"}]
[{"$nulls":10},{"v":0,"d":"0.00"}]
{"$rows_empty":10}
[4200,"TOTAL CARRIED TO SUMMARY",{"$nulls":8},{"v":0,"d":"0.00"}]

{"sheet":"5600","index":16,"n_rows":55,"n_cols":18,"rows_kept":55,"flags":["formulas_cached_only"]}
[]
["RUSTENBURG LOCAL MUNICIPALITY"]
["CONTRACT NO:  RLM/OMM/0055/2021/22 "]
["APPOINTMENT OF A CONTRACTOR FOR THE CONTRUCTION OF MARIKANA ROADS & STORMWATER -PHASE A "]
["ITEM","DESCRIPTION","UNIT","QTY","PRV","CURR","RATE",{"$nulls":3},"AMOUNT","%"]
["NO",{"$nulls":3},"QTY","QTY",{"$nulls":5},"CLAIMED"]
[{"v":56,"d":"56.00"},"ROAD SIGNS"]
[]
[56.01,"Road signs boards with painted or colouted "]
[null,"semi-matt background. Symbols, lettering and "]
[null,"borders in semi-matt black or in Class 1 "]
[null,"retro-effective material, where the sign board "]
[null,"is constructed."]
[]
[null,"(c) Prepainted galvanized steel plate (chromadek "]
[null,"     1,6 mm thick or approved equivalent):"]
[]
[null,"(i) Area not exceeding 2m²","m²",{"v":10,"d":"10.00"},{"$nulls":3},{"v":0,"d":"0.00"},{"v":0,"d":"0.00"},{"v":0,"d":"0.00"},{"v":0,"d":"0.00"},{"$error":"#DIV/0!"},{"$nulls":3},5,null,{"v":15,"d":"15.00"}]
[{"$nulls":3},{"v":0,"d":"0.00"},{"$nulls":13},{"v":0,"d":"0.00"}]
[null,"(ii) Area exceeding 2m² but not 10m²","m²",{"v":10,"d":"10.00"},{"$nulls":3},{"v":0,"d":"0.00"},{"v":0,"d":"0.00"},{"v":0,"d":"0.00"},{"v":0,"d":"0.00"},{"$error":"#DIV/0!"},{"$nulls":3},5,null,{"v":15,"d":"15.00"}]
[{"$nulls":3},{"v":0,"d":"0.00"},{"$nulls":13},{"v":0,"d":"0.00"}]
[null,"(iii) Area exceeding 10m²","m²",{"v":0,"d":"0.00"},{"$nulls":3},{"v":0,"d":"0.00"},{"v":0,"d":"0.00"},{"v":0,"d":"0.00"},"Rate Only",{"$nulls":6},{"v":0,"d":"0.00"}]
[{"$nulls":3},{"v":0,"d":"0.00"},{"$nulls":13},{"v":0,"d":"0.00"}]
[56.02,"Extra over item 56.01 for using:",null,{"v":0,"d":"0.00"},{"$nulls":13},{"v":0,"d":"0.00"}]
[{"$nulls":3},{"v":0,"d":"0.00"},{"$nulls":13},{"v":0,"d":"0.00"}]
[null,"(b) Lettering, symbols, number, arrows, emblems ",null,{"v":0,"d":"0.00"},{"$nulls":13},{"v":0,"d":"0.00"}]
[null,"     and borders or retro-reflective material of ",null,{"v":0,"d":"0.00"},{"$nulls":13},{"v":0,"d":"0.00"}]
[null,"     Class 1 Engineering grade","m²",{"v":20,"d":"20.00"},{"$nulls":3},{"v":0,"d":"0.00"},{"v":0,"d":"0.00"},{"v":0,"d":"0.00"},{"v":0,"d":"0.00"},{"$error":"#DIV/0!"},{"$nulls":3},10,null,{"v":30,"d":"30.00"}]
[{"$nulls":3},{"v":0,"d":"0.00"},{"$nulls":13},{"v":0,"d":"0.00"}]
[56.03,"Road sign supports (overhead road sign structures",null,{"v":0,"d":"0.00"},{"$nulls":13},{"v":0,"d":"0.00"}]
[null," excluded):",null,{"v":0,"d":"0.00"},{"$nulls":13},{"v":0,"d":"0.00"}]
[{"$nulls":3},{"v":0,"d":"0.00"},{"$nulls":13},{"v":0,"d":"0.00"}]
[null,"(a) Steel tubing, fully galvanised",null,{"v":0,"d":"0.00"},{"$nulls":13},{"v":0,"d":"0.00"}]
[{"$nulls":3},{"v":0,"d":"0.00"},{"$nulls":13},{"v":0,"d":"0.00"}]
[null,"(i) 50mm dia. D-Section 1,6mm thick","t",{"v":0.7,"d":"0.70"},{"$nulls":3},{"v":0,"d":"0.00"},{"v":0,"d":"0.00"},{"v":0,"d":"0.00"},{"v":0,"d":"0.00"},{"$error":"#DIV/0!"},{"$nulls":3},0.5,null,{"v":1.2,"d":"1.20"}]
[{"$nulls":3},{"v":0,"d":"0.00"},{"$nulls":13},{"v":0,"d":"0.00"}]
[null,"(iii) 76mm dia. D-Section 2m thick","t",{"v":0.7,"d":"0.70"},{"$nulls":3},{"v":0,"d":"0.00"},{"v":0,"d":"0.00"},{"v":0,"d":"0.00"},{"v":0,"d":"0.00"},{"$error":"#DIV/0!"},{"$nulls":3},0.5,null,{"v":1.2,"d":"1.20"}]
[{"$nulls":3},{"v":0,"d":"0.00"},{"$nulls":13},{"v":0,"d":"0.00"}]
[null,"(iii) 100mm dia. D-Section 4mm thick","t",{"v":0.4,"d":"0.40"},{"$nulls":3},{"v":0,"d":"0.00"},{"v":0,"d":"0.00"},{"v":0,"d":"0.00"},{"v":0,"d":"0.00"},{"$error":"#DIV/0!"},{"$nulls":3},0.2,null,{"v":0.6000000000000001,"d":"0.60"}]
[{"$nulls":3},{"v":0,"d":"0.00"},{"$nulls":13},{"v":0,"d":"0.00"}]
[56.05,"Excavation and backfilling for road sing supports","m³",{"v":30,"d":"30.00"},{"$nulls":3},{"v":0,"d":"0.00"},{"v":0,"d":"0.00"},{"v":0,"d":"0.00"},{"v":0,"d":"0.00"},{"$error":"#DIV/0!"},{"$nulls":3},20,null,{"v":50,"d":"50.00"}]
[{"$nulls":3},{"v":0,"d":"0.00"},{"$nulls":13},{"v":0,"d":"0.00"}]
[56.06,"Extra over item 56.05 for cement-treated soil backfill","m³",{"v":10,"d":"10.00"},{"$nulls":3},{"v":0,"d":"0.00"},{"v":0,"d":"0.00"},{"v":0,"d":"0.00"},{"v":0,"d":"0.00"},{"$error":"#DIV/0!"},{"$nulls":3},5,null,{"v":15,"d":"15.00"}]
[{"$nulls":3},{"v":0,"d":"0.00"},{"$nulls":13},{"v":0,"d":"0.00"}]
[56.08,"Dismantling, storing and re-erecting road ",null,{"v":0,"d":"0.00"},{"$nulls":13},{"v":0,"d":"0.00"}]
[null,"signs with a surface area of:",null,{"v":0,"d":"0.00"},{"$nulls":13},{"v":0,"d":"0.00"}]
[{"$nulls":3},{"v":0,"d":"0.00"},{"$nulls":13},{"v":0,"d":"0.00"}]
[null,"(a) Up to 2 m²","No",{"v":4,"d":"4.00"},{"$nulls":3},{"v":0,"d":"0.00"},{"v":0,"d":"0.00"},{"v":0,"d":"0.00"},{"v":0,"d":"0.00"},{"$error":"#DIV/0!"},{"$nulls":3},2,null,{"v":6,"d":"6.00"}]
[{"$nulls":3},{"v":0,"d":"0.00"},{"$nulls":13},{"v":0,"d":"0.00"}]
[56.09,"Dismantling and storing road signs with a ",null,{"v":0,"d":"0.00"},{"$nulls":13},{"v":0,"d":"0.00"}]
[null,"surface area of:",null,{"v":0,"d":"0.00"},{"$nulls":13},{"v":0,"d":"0.00"}]
[{"$nulls":3},{"v":0,"d":"0.00"},{"$nulls":13},{"v":0,"d":"0.00"}]
[null,"(a) Up to 2 m²","No",{"v":0,"d":"0.00"},{"$nulls":6},"Rate Only",{"$nulls":6},{"v":0,"d":"0.00"}]
[]
[5600,"TOTAL  CARRIED TO SUMMARY",{"$nulls":8},{"v":0,"d":"0.00"},{"$error":"#DIV/0!"}]

{"sheet":"5700","index":17,"n_rows":53,"n_cols":14,"rows_kept":53,"flags":["formulas_cached_only"]}
[]
["RUSTENBURG LOCAL MUNICIPALITY"]
["CONTRACT NO:  RLM/OMM/0055/2021/22 "]
["APPOINTMENT OF A CONTRACTOR FOR THE CONTRUCTION OF MARIKANA ROADS & STORMWATER -PHASE A "]
[]
["ITEM",null,null,"DESCRIPTION","UNIT","QTY","PRV","CURR","RATE","AMOUNT","AMOUNT","AMOUNT","AMOUNT","%"]
["NO",{"$nulls":5},"QTY","QTY",{"$nulls":5},"CLAIMED"]
[]
[]
[null,"ROAD MARKINGS"]
[]
["57.02","Retro-reflective road-marking paint:"]
[]
[null,"(a)","White lines (broken or unbroken):"]
[]
[null,null,"(i)","100 mm wide","km",0.8,{"$nulls":3},{"v":0,"d":"0.00"},{"v":0,"d":"0.00"},{"v":0,"d":"0.00"},{"v":0,"d":"0.00"}]
[]
[null,"(b)","Yellow lines (broken or unbroken):",null,null,{"v":0,"d":"0.0"}]
[{"$nulls":5},{"v":0,"d":"0.0"}]
[null,null,"(i)","100 mm wide","km",{"v":0,"d":"0.0"},{"$nulls":6},"Rate Only"]
[{"$nulls":5},{"v":0,"d":"0.0"}]
[null,"(c)","White lettering and symbols",null,"m²",{"v":150,"d":"150.0"},{"$nulls":6},{"v":0,"d":"0.00"}]
[{"$nulls":5},{"v":0,"d":"0.0"}]
[null,"(d)","Yellow lettering and symbols ",null,"m²",{"v":100,"d":"100.0"},{"$nulls":6},{"v":0,"d":"0.00"}]
[{"$nulls":5},{"v":0,"d":"0.0"}]
[null,"(e)","Transverse lines, painted island and arrestor",null,null,{"v":0,"d":"0.0"}]
[null,null,"bed markings (any colour)",null,"m²",{"v":0,"d":"0.0"},{"$nulls":6},"Rate Only"]
[{"$nulls":5},{"v":0,"d":"0.0"}]
["57.04","Variations in rate of application:",{"$nulls":3},{"v":0,"d":"0.0"}]
[{"$nulls":5},{"v":0,"d":"0.0"}]
[null,"(a)","White paint",null,"litre",{"v":40,"d":"40.0"},{"$nulls":6},{"v":0,"d":"0.00"}]
[{"$nulls":5},{"v":0,"d":"0.0"}]
[null,"(b)","Yellow paint",null,"litre",{"v":40,"d":"40.0"},{"$nulls":6},"Rate Only"]
[{"$nulls":5},{"v":0,"d":"0.00"}]
["57.06","Setting out and premarking the lines ",{"$nulls":3},{"v":0,"d":"0.00"}]
[null,"(excluding traffic-island markings, lettering ",{"$nulls":3},{"v":0,"d":"0.00"}]
[null,"and symbols)",null,null,"km",0.8,{"$nulls":6},{"v":0,"d":"0.00"}]
[{"$nulls":5},{"v":0,"d":"0.00"},{"$nulls":6},{"v":0,"d":"0.00"}]
[{"$nulls":5},{"v":0,"d":"0.00"},{"$nulls":6},{"v":0,"d":"0.00"}]
["57.07","Re-establishing the painting unit at the end of ",{"$nulls":3},{"v":0,"d":"0.00"},{"$nulls":6},{"v":0,"d":"0.00"}]
[null,"the maintenance period",null,null,"L/Sum",{"v":1,"d":"1.0"},{"$nulls":6},{"v":0,"d":"0.00"}]
{"$rows_empty":11}
[" 5700","TOTAL CARRIED TO SUMMARY",{"$nulls":10},{"v":0,"d":"0.00"},{"$error":"#DIV/0!"}]

{"sheet":"5900","index":18,"n_rows":64,"n_cols":14,"rows_kept":64,"merged":[[3,0,3,12]],"flags":["formulas_cached_only"]}
[]
["RUSTENBURG LOCAL MUNICIPALITY"]
["CONTRACT NO:  RLM/OMM/0055/2021/22 "]
["APPOINTMENT OF A CONTRACTOR FOR THE CONTRUCTION OF MARIKANA ROADS & STORMWATER -PHASE A "]
[]
["ITEM",null,null,"DESCRIPTION","UNIT","QTY","PRV","CURR","RATE","AMOUNT","AMOUNT","AMOUNT","AMOUNT","%"]
["NO",{"$nulls":5},"QTY","QTY",{"$nulls":5},"CLAIMED"]
[]
[]
[null,"FINISHING THE ROAD AND ROAD RESERVE"]
[null,"AND TREATING OLD ROADS"]
[]
[]
[]
["59.01","Finishing the road and road reserve:"]
[]
[]
[null,"(a)","Single-carriageway road",null,"km",0.8,{"$nulls":3},{"v":0,"d":"0.00"},{"v":0,"d":"0.00"},null,{"v":0,"d":"0.00"},{"$error":"#DIV/0!"}]
{"$rows_empty":45}
[" 5900","TOTAL CARRIED TO SUMMARY",{"$nulls":10},{"v":0,"d":"0.00"},{"$error":"#DIV/0!"}]

{"sheet":"7300","index":19,"n_rows":67,"n_cols":14,"rows_kept":67,"merged":[[28,1,28,3],[31,1,31,3],[32,1,32,3],[33,1,33,3],[34,1,34,3],[43,2,50,2]],"flags":["formulas_cached_only"]}
[]
["RUSTENBURG LOCAL MUNICIPALITY"]
["CONTRACT NO:  RLM/OMM/0055/2021/22 "]
["APPOINTMENT OF A CONTRACTOR FOR THE CONTRUCTION OF MARIKANA ROADS & STORMWATER -PHASE A "]
[]
[]
["ITEM","DESCRIPTION",null,null,"UNIT","QTY","PRV","CURR","RATE","AMOUNT","AMOUNT","AMOUNT","AMOUNT","%"]
["NO",{"$nulls":5},"QTY","QTY",{"$nulls":5},"CLAIMED"]
[]
[]
[7300,"CONCRETE BLOCK PAVING FOR ROADS"]
[]
[]
[]
[73.01,"a) 80mm interlocking paving blocks (25Mpa)"]
[null,"SABS approved on a 20mm bedding sand",null,null,"m²",{"v":6996,"d":"6,996.00"},{"$nulls":3},{"v":0,"d":"0.00"},{"v":0,"d":"0.00"},{"v":0,"d":"0.00"},{"v":0,"d":"0.00"},{"$error":"#DIV/0!"}]
[]
[null,"b) 60mm interlocking paving blocks (25Mpa)"]
[null,"SABS approved on a 20mm bedding sand",null,null,"m²",{"v":20,"d":"20.00"},{"$nulls":3},{"v":0,"d":"0.00"},{"v":0,"d":"0.00"},{"v":0,"d":"0.00"},{"v":0,"d":"0.00"}]
[]
[73.03,"Provision of approved herbicide and ant poison:"]
[]
[null,null,"(a)"," Provision of materials ","PC Sum",{"v":1,"d":"1.00"},{"$nulls":3},{"v":0,"d":"0.00"},{"v":0,"d":"0.00"},{"v":0,"d":"0.00"},{"v":0,"d":"0.00"},{"$error":"#DIV/0!"}]
[]
[null,null,"(b)","Contractor's charges and profit added","%",{"v":0,"d":"0.00"},{"$nulls":3},{"v":0,"d":"0.00"},{"v":0,"d":"0.00"},{"v":0,"d":"0.00"},{"v":0,"d":"0.00"},{"$error":"#DIV/0!"}]
[{"$nulls":3},"to the prime cost sum"]
[]
[]
["B73,04","Removal of 80mm interlocking paving blocks and including stacking at designated area by Engineer   incuding free haul of 1km",null,null,"m²",{"v":10,"d":"10.00"},{"$nulls":3},{"v":0,"d":"0.00"},{"v":0,"d":"0.00"},{"v":0,"d":"0.00"},{"v":0,"d":"0.00"}]
[]
[]
["B73.05","Reinstatement of existing paving",null,null,"m²",{"v":10,"d":"10.00"},{"$nulls":3},{"v":0,"d":"0.00"},{"v":0,"d":"0.00"},{"v":0,"d":"0.00"},{"v":0,"d":"0.00"}]
[]
[]
["B73,06","Haulage of paving ",null,null,"tonkm",{"v":20,"d":"20.00"},{"$nulls":3},{"v":0,"d":"0.00"},{"v":0,"d":"0.00"},{"v":0,"d":"0.00"},{"v":0,"d":"0.00"}]
[]
[]
["B73,07","Polythene sheeting, 0.15mm thick,  DPC 250 micron or similar "]
[null,"approved material, for lining below paving"]
[{"$nulls":4},"m²",{"v":7016,"d":"7,016"},{"$nulls":6},{"v":0,"d":"0.00"}]
{"$rows_empty":26}
[7300,"TOTAL CARRIED TO SUMMARY",{"$nulls":10},{"v":0,"d":"0.00"},{"$error":"#DIV/0!"}]

{"sheet":"8100","index":20,"n_rows":59,"n_cols":14,"rows_kept":59,"flags":["formulas_cached_only"]}
[]
["RUSTENBURG LOCAL MUNICIPALITY"]
["CONTRACT NO:  RLM/OMM/0055/2021/22 "]
["APPOINTMENT OF A CONTRACTOR FOR THE CONTRUCTION OF MARIKANA ROADS & STORMWATER -PHASE A "]
[]
[]
["ITEM",null,null,"DESCRIPTION","UNIT","QTY","PRV","CURR","RATE","AMOUNT","AMOUNT","AMOUNT","AMOUNT","%"]
["NO",{"$nulls":5},"QTY","QTY",{"$nulls":5},"CLAIMED"]
[]
[]
[null,"TESTING MATERIALS AND WORKMANSHIP"]
[]
[]
[]
["B81.02","Other special tests requested by the Engineer:"]
[]
[null,"(a)","Cost of testing",null,"PC Sum",{"v":1,"d":"1.00"},null,null,{"v":50000,"d":"50,000.00"},{"v":0,"d":"0.00"},{"v":0,"d":"0.00"},{"v":0,"d":"0.00"},{"v":50000,"d":"50,000.00"},0]
[]
[null,"(b)","Charge on Prime Cost Sum",null,"%",{"v":50000,"d":"50,000"},0,0,{"$nulls":4},{"v":0,"d":"0.00"},{"$error":"#DIV/0!"}]
[]
[]
["81.03","Providing testing equipment: "]
[]
[null,"(a)","Rolling straight-edge",null,"Nº",{"$nulls":7},"Rate Only"]
[]
[null,"(b)","Core drill",null,"Nº",{"$nulls":7},"Rate Only"]
{"$rows_empty":32}
[" 8100","TOTAL CARRIED TO SUMMARY",{"$nulls":11},{"$error":"#DIV/0!"}]