{"text_format":"3","workbook":"xls","n_sheets":1,"sheets":["Bills Of Quantities"],"not_rendered":{"external_links":1,"defined_names":1},"read":"whole","date_system":"1900","formulas":"cached_only"}

{"sheet":"Bills Of Quantities","index":0,"n_rows":1332,"n_cols":35,"rows_kept":1332,"flags":["formulas_cached_only"]}
["Page","Item","Description","Uom","Quantity","Rate","Amount","Total","x","Formatted Qty","x","Abstract RecID","x","Lcode","x","x","x","x","x","x","x","x","x","x","x","x","Package","Section","Bill","Trade","Type","ABUm","PayRef"]
[]
[null,null,"SECTION NO. 1 : PRELIMINARIES",{"$nulls":23},1,1,1,-2,"H"]
[{"$nulls":34},"NOTE:  the column headings a - z must be present for the importer."]
[{"$nulls":34},"These contain an X which is set forecolor = white"]
[null,null,"Bill No.1 : PRELIMINARIES",{"$nulls":23},1,1,1,-2,"H"]
[]
["2",null,"MEANING OF TERMS “TENDER / TENDERER”",{"$nulls":8},439,null,1010,{"$nulls":12},1,1,1,-2,"H","0"]
[]
["2",null,"Any reference to the words “Tender\" or \"Tenderer\" herein and/or in any other documentation shall be construed to have the same meaning as the words \"Bid\" or \"Bidder\"",{"$nulls":8},440,null,1010,{"$nulls":12},1,1,1,-2,"C","0"]
[]
["2",null,"BUILDING AGREEMENT AND PRELIMINARIES",{"$nulls":8},441,null,1010,{"$nulls":12},1,1,1,-2,"H","0"]
[]
["2",null,"The JBCC Principal Building Agreement (Edition 6.2 - May 2018) prepared by the Joint Building Contracts Committee shall be the applicable building agreement, amended as hereinafter described to be read in conjunction with the Contract Data issued with the tender.",{"$nulls":8},442,null,1030,{"$nulls":12},1,1,1,-2,"C","0"]
[]
["2",null,"The JBCC General Preliminaries (May 2018) published by the Joint Building Contracts Committee for use with the JBCC Principal Building Agreement (Edition 6.2 - May 2018) shall be deemed to be incorporated in these bills of quantities / lump sum document, amended as hereinafter described.",{"$nulls":8},443,null,1040,{"$nulls":12},1,1,1,-2,"C","0"]
[]
["2",null,"The contractor is deemed to have referred to the abovementioned documents for the full intent and meaning of each clause.",{"$nulls":8},444,null,1060,{"$nulls":12},1,1,1,-2,"C","0"]
[]
["2",null,"The clauses in the abovementioned documents are hereinafter referred to by clause number and heading only",{"$nulls":8},445,null,1080,{"$nulls":12},1,1,1,-2,"C","0"]
[]
["2",null,"Where any item is not relevant to this agreement such item is marked N/A signifying 'not applicable'",{"$nulls":8},446,null,1090,{"$nulls":12},1,1,1,-2,"C","0"]
[]
["2",null,"Where standard clauses or alternatives are not entirely applicable to this agreement such amendments, modifications, corrections or supplements as will apply are given under each relevant clause heading and such amendments, modifications, corrections or supplements shall take precedence notwithstanding anything to the contrary contained in the abovementioned documents.",{"$nulls":8},447,null,1100,{"$nulls":12},1,1,1,-2,"C","0"]
[]
["2",null,"TENDERER’S SELECTIONS",{"$nulls":8},448,null,1110,{"$nulls":12},1,1,1,-2,"H","0"]
[]
["2",null,"Before submission of his tender the contractor is to complete the tenderer's selections in the contract data for organs of state and other public sector bodies",{"$nulls":8},449,null,1160,{"$nulls":12},1,1,1,-2,"C","0"]
[]
["2",null,"STRUCTURE OF THIS PRELIMINARIES BILL",{"$nulls":8},450,null,1190,{"$nulls":12},1,1,1,-2,"H","0"]
[]
["2",null,"Section A: A recital of the headings of the individual clauses in the aforementioned JBCC Principal Building Agreement",{"$nulls":8},451,null,1200,{"$nulls":12},1,1,1,-2,"C","0"]
[]
["2",null,"Section B: A recital of the headings of the individual clauses in the aforementioned JBCC General Preliminaries",{"$nulls":8},452,null,1210,{"$nulls":12},1,1,1,-2,"C","0"]
[]
["2",null,"Section C : Any special clauses to meet the particular circumstances of the project",{"$nulls":8},453,null,1220,{"$nulls":12},1,1,1,-2,"C","0"]
[]
["2",null,"PRICING OF PRELIMINARIES",{"$nulls":8},454,null,1230,{"$nulls":12},1,1,1,-2,"H","0"]
[]
["2",null,"Should the contractor select Option A in the contract data for the adjustment of  preliminaries, the amounts entered against the relevant items in these preliminaries are to be divided into one or more of the three categories provided namely fixed (F), value related (V) and time related (T)}",{"$nulls":8},455,null,1240,{"$nulls":12},1,1,1,-2,"C","0"]
[]
["3",null,"The contractor is to allow opposite each item for all costs in connection therewith. All prices to include, unless otherwise stated, for all materials, fabrication, conveyance and delivery, unloading, storing, unpacking, hoisting, labour, setting, fitting and fixing in position, cutting and waste (except where to be measured in accordance with the standard system of measurement), patterns, models and templates, plant, temporary works, returning of packaging, duties, taxes (other than Value Added Tax), imposts, establishment charges, overheads, profit and all other obligations arising out of this agreement.",{"$nulls":8},456,null,1240,{"$nulls":12},1,1,1,-2,"C","0"]
[]
["3",null,"Items left unpriced will be deemed to be covered in prices against other items throughout these bills of quantities and no claim for any extras arising out of the contractor's omission to price any item will be entertained.",{"$nulls":8},457,null,1240,{"$nulls":12},1,1,1,-2,"C","0"]
[]
["3",null,"Prices for all construction equipment, temporary works, services and other items shall include for the supply, maintenance, operating cost and subsequent removal and making good as necessary.",{"$nulls":8},458,null,1240,{"$nulls":12},1,1,1,-2,"C","0"]
[]
["3",null,"VALUE ADDED TAX",{"$nulls":8},459,null,1240,{"$nulls":12},1,1,1,-2,"H","0"]
[]
["3",null,"Provision is made in the summary page of these bills of quantities / lump sum document for the inclusion of Value Added Tax (VAT).",{"$nulls":8},460,null,1240,{"$nulls":12},1,1,1,-2,"C","0"]
[]
["3",null,"SECTION A: PRINCIPAL BUILDING AGREEMENT",{"$nulls":8},461,null,1250,{"$nulls":12},1,1,1,-2,"H","0"]
[]
["3",null,"Interpretation (A1-A7)",{"$nulls":8},462,null,1260,{"$nulls":12},1,1,1,-2,"S","0"]
[]
["3","1","Clause 1.0 - Definitions and interpretation","Item",{"v":1,"d":"1.00"},null,{"v":0,"d":"0.00"},null,null,1,null,463,null,1270,{"$nulls":12},1,1,1,-2,"I","I"]
[]
["3",null,"The following definitions replace corresponding definitions or are added to the definitions in the JBCC PRINCIPAL BUILDING AGREEMENT (Edition 6.2 of May 2018), whatever the case may be .",{"$nulls":8},464,null,1270,{"$nulls":12},1,1,1,-2,"C","0"]
[]
["3",null,"AGREEMENT: The completed Form of Offer and Acceptance, the completed JBCC® Principal Building Agreement and contract data for organs of state and other public sector bodies, the contract drawings, the priced document and any other documents reduced to writing and signed by the authorised representative or representatives of the parties.",{"$nulls":8},465,null,1270,{"$nulls":12},1,1,1,-2,"C","0"]
[]
["3",null,"CONSTRUCTION PERIOD: The period commencing on the date of possession of the site by the contractor and ending on the date of practical completion.",{"$nulls":8},466,null,1270,{"$nulls":12},1,1,1,-2,"C","0"]
[]
["3",null,"CONTRACT PERIOD: The period commencing on the date of the letter of acceptance and ending on the date of final completion.",{"$nulls":8},467,null,1270,{"$nulls":12},1,1,1,-2,"C","0"]
[]
["3",null,"COST FLUCTUATION shall mean contract price adjustment provision (CPAP) for the adjustment of fluctuation in the cost of labour, plant, material and goods as stated in the schedule.",{"$nulls":8},468,null,1270,{"$nulls":12},1,1,1,-2,"C","0"]
[]
["3",null,"DEFAULT INTEREST: No Clause.",{"$nulls":8},469,null,1270,{"$nulls":12},1,1,1,-2,"C","0"]
[]
["3",null,"GUARANTEE FOR CONSTRUCTION: A security in terms of the ECDOH’s Guarantee for Construction form/s, obtained by the contractor from an institution approved by the employer [CD].",{"$nulls":8},470,null,1270,{"$nulls":12},1,1,1,-2,"C","0"]
[]
["4",null,"INTEREST: The interest rates applicable on this contract, whether specifically indicated in the relevant clauses or not, will be the rate as determined by the Minister of Finance from time to time, in terms of section 80(1)(b) of the Public Finance Management Act, 1999 (Act No 1 of 1999) as amended, calculated as simple interest, in respect of debts owing to the State, and will be the rate as published by the Minister  of  Justice  and  Correctional  Services from time to time, in terms of section 1(2) of the Prescribed Rate of Interest Act, 1975 (Act No 55 of 1975) as amended, calculated as simple interest, in respect of debts owing by the State.",{"$nulls":8},471,null,1270,{"$nulls":12},1,1,1,-2,"C","0"]
[]
["4",null,"LETTER OF ACCEPTANCE: The letter of formal acceptance of the Contractor's or Service Provider’s Tender / Bid, issued and signed by the Employer.",{"$nulls":8},472,null,1270,{"$nulls":12},1,1,1,-2,"C","0"]
[]
["4",null,"PAYMENT CERTIFICATE: A certificate issued at regular agreed intervals [CD] by the principal agent to the parties certifying the amount due and payable in terms of Clause 25.3.",{"$nulls":8},473,null,1270,{"$nulls":12},1,1,1,-2,"C","0"]
[]
["4",null,"PRINCIPAL AGENT: The person or entity appointed by the employer and named in the contract data for organs of state and other public sector bodies. In the event of a principal agent not being appointed, then all the duties and obligations of a principal agent as detailed in the agreement shall be fulfilled by the employer’s representative as named in the contract data for organs of state and other public sector bodies.",{"$nulls":8},474,null,1270,{"$nulls":12},1,1,1,-2,"C","0"]
[]
["4","2","Clause 2.0 - Laws, regulations and notices","Item",{"v":1,"d":"1.00"},null,{"v":0,"d":"0.00"},null,null,1,null,475,null,1270,{"$nulls":12},1,1,1,-2,"I","I"]
[]
["4","3","Clause 3.0 - Offer and acceptance","Item",{"v":1,"d":"1.00"},null,{"v":0,"d":"0.00"},null,null,1,null,476,null,1270,{"$nulls":12},1,1,1,-2,"I","I"]
[]
["4",null,"Replace Clause 3.3 with the following:",{"$nulls":8},477,null,1270,{"$nulls":12},1,1,1,-2,"C","0"]
[null,null,"This agreement shall come into force on the date of letter of acceptance and continue to be of force and effect until the end of the latent defects liability period [22.0] notwithstanding termination [29.0] or the certification of final completion [21.0] and final payment [25.0].",{"$nulls":8},477,null,1270,{"$nulls":12},1,1,1,-2,"C","0"]
[]
["4","4","Clause 4.0 - Cession and assignment","Item",{"v":1,"d":"1.00"},null,{"v":0,"d":"0.00"},null,null,1,null,478,null,1270,{"$nulls":12},1,1,1,-2,"I","I"]
[]
["4",null,"Ref Clause 6.7 [CD] - Clause 4.2",{"$nulls":8},479,null,1270,{"$nulls":12},1,1,1,-2,"C","0"]
[null,null,"Replace Clause 4.3 with the following:",{"$nulls":8},479,null,1270,{"$nulls":12},1,1,1,-2,"C","0"]
[null,null,"Where a contractor cedes any right or any monies due to or to become due under this agreement as security in favour of a financial institution, the prior written consent of the employer, which consent shall not be unreasonably withheld, must be obtained",{"$nulls":8},479,null,1270,{"$nulls":12},1,1,1,-2,"C","0"]
[]
["4","5","Clause 5.0 - Documents","Item",{"v":1,"d":"1.00"},null,{"v":0,"d":"0.00"},null,null,1,null,480,null,1310,{"$nulls":12},1,1,1,-2,"I","I"]
[]
["4","6","Replace Clause 5.4 with the following:",{"$nulls":8},481,null,1310,{"$nulls":12},1,1,1,-2,"I","I"]
[null,null,"The Bills of Quantities shall not be used as a specification of material and goods or methods unless so instructed by the Principal Agent. The contractor may not use the Bills of Quantities for purpose of ordering material. All dimensions and quantities must be determined on site before ordering. In the event of discrepancy between the drawings and Bills of Quantity, the drawings shall take preference","Item",{"v":1,"d":"1.00"},null,{"v":0,"d":"0.00"},null,null,1,null,481,null,1310,{"$nulls":12},1,1,1,-2,"I","I"]
[]
["5","7","Replace Clause 5.5 with the following:",{"$nulls":8},482,null,1310,{"$nulls":12},1,1,1,-2,"I","I"]
[null,null,"The parties may publish or disclose on any platform only the contract scope and contract amount","Item",{"v":1,"d":"1.00"},null,{"v":0,"d":"0.00"},null,null,1,null,482,null,1310,{"$nulls":12},1,1,1,-2,"I","I"]
[]
["5","8","Clause 6.0 - Employer's agents","Item",{"v":1,"d":"1.00"},null,{"v":0,"d":"0.00"},null,null,1,null,483,null,1320,{"$nulls":12},1,1,1,-2,"I","I"]
[]
["5",null,"Replace Clause 6.5 with the following:",{"$nulls":8},484,null,1320,{"$nulls":12},1,1,1,-2,"C","0"]
[null,null,"Where the principal agent and/or an agent fails to act or is unable to act or ceases to be the principal agent or an agent in terms of this agreement, the employer shall appoint another principal agent and/or an agent.",{"$nulls":8},484,null,1320,{"$nulls":12},1,1,1,-2,"C","0"]
[]
["5",null,"Add the following as Clause 6.7:",{"$nulls":8},485,null,1320,{"$nulls":12},1,1,1,-2,"C","0"]
[null,null,"In terms of the clauses listed hereunder, the employer has retained its authority and has not given a mandate to the principal agent, notwithstanding other provisions in the contract.  The employer shall sign all documents in relation to clauses 4.2, 14.1.4, 14.4.1, 14.6, 15.1.4, , 15.4.1, 23.1, 23.2, 23.3, 23.7, 23.8, 26.1, 26.7, 26.12",{"$nulls":8},485,null,1320,{"$nulls":12},1,1,1,-2,"C","0"]
[]
["5","9","Clause 7.0 - Design responsibility","Item",{"v":1,"d":"1.00"},null,{"v":0,"d":"0.00"},null,null,1,null,486,null,1330,{"$nulls":12},1,1,1,-2,"I","I"]
[]
["5",null,"Replace first sentence of Clause 7.2 with the following:",{"$nulls":8},487,null,1330,{"$nulls":12},1,1,1,-2,"C","0"]
[null,null,"Any design responsibility undertaken by a subcontractor shall not devolve on the contractor except for items that require specific component design and or compatibility design and or shop drawings and or the assembly thereof.",{"$nulls":8},487,null,1330,{"$nulls":12},1,1,1,-2,"C","0"]
[]
["5",null,"Insurances and securities (A8-A11)",{"$nulls":8},488,null,1340,{"$nulls":12},1,1,1,-2,"S","0"]
[]
["5","10","Clause 8.0 - Works risk","Item",{"v":1,"d":"1.00"},null,{"v":0,"d":"0.00"},null,null,1,null,489,null,1350,{"$nulls":12},1,1,1,-2,"I","I"]
[]
["5",null,"Replace Clause 8.4 with the following:",{"$nulls":8},490,null,1350,{"$nulls":12},1,1,1,-2,"C","0"]
[null,null,"The contractor shall bear the full risk of damage to and/or destruction of the works by whatever cause during construction of the works and hereby indemnifies and holds harmless the employer against any such damage. The contractor shall take such precautions and security measures and other steps for the protection and security of the works as the contractor may deem necessary.",{"$nulls":8},490,null,1350,{"$nulls":12},1,1,1,-2,"C","0"]
[]
["5","11","Clause 9.0 - Indemnities","Item",{"v":1,"d":"1.00"},null,{"v":0,"d":"0.00"},null,null,1,null,491,null,1360,{"$nulls":12},1,1,1,-2,"I","I"]
[]
["5",null,"Add the following to the end of the first sentence of Clause 9.2.7:",{"$nulls":8},492,null,1360,{"$nulls":12},1,1,1,-2,"C","0"]
[null,null,"“…. due to no fault of the contractor",{"$nulls":8},492,null,1360,{"$nulls":12},1,1,1,-2,"C","0"]
[null,null,"9.2.9 No Clause",{"$nulls":8},492,null,1360,{"$nulls":12},1,1,1,-2,"C","0"]
[null,null,"9.2.10 No Clause",{"$nulls":8},492,null,1360,{"$nulls":12},1,1,1,-2,"C","0"]
[null,null,"Add the following as clause 9.3:",{"$nulls":8},492,null,1360,{"$nulls":12},1,1,1,-2,"C","0"]
[null,null,"The employer's rights to claim damages for the contractor's omissions and actions will not be affected.",{"$nulls":8},492,null,1360,{"$nulls":12},1,1,1,-2,"C","0"]
[]
["6","12","Clause 10.0 - Insurances","Item",{"v":1,"d":"1.00"},null,{"v":0,"d":"0.00"},null,null,1,null,493,null,1370,{"$nulls":12},1,1,1,-2,"I","I"]
[]
["6",null,"Replace Clause 10.1 with the following:",{"$nulls":8},494,null,1370,{"$nulls":12},1,1,1,-2,"C","0"]
[null,null,"The party responsible shall effect and keep the respective insurances [CD] in force, in favour of the employer as beneficiary , from the date of possession of the site until the issue of the certificate of practical completion and with an extension to cover the contractors obligations after the date of practical completion [8.2.2]",{"$nulls":8},494,null,1370,{"$nulls":12},1,1,1,-2,"C","0"]
[]
["6",null,"Add the following as Clause 10.1.5.1:",{"$nulls":8},495,null,1370,{"$nulls":12},1,1,1,-2,"C","0"]
[null,null,"Hi Risk Insurance",{"$nulls":8},495,null,1370,{"$nulls":12},1,1,1,-2,"C","0"]
[null,null,"In the event of the project being executed in a geological area classified as a “High Risk Area”, that is an area which is subject to highly unstable sub-surface conditions that might result in catastrophic ground movement evident by sinkhole or doline formation the following will apply",{"$nulls":8},495,null,1370,{"$nulls":12},1,1,1,-2,"C","0"]
[]
["6",null,"Add the following as Clause 10.1.5.1.1 Damage to the works",{"$nulls":8},496,null,1370,{"$nulls":12},1,1,1,-2,"C","0"]
[null,null,"The contractor shall, from the date of possession of the site until the date of the certificate of practical completion, bear the full risk of and hereby indemnifies and holds harmless the employer against any damage to and/or destruction of the works consequent upon a catastrophic ground movement as mentioned above.  The contractor shall take such precautions and security measures and other steps for the protection of the works as he may deem necessary",{"$nulls":8},496,null,1370,{"$nulls":12},1,1,1,-2,"C","0"]
[null,null,"When so instructed to do so by the principal agent, the contractor shall proceed immediately to remove and/or dispose of any debris arising from damage to or destruction of the works and to rebuild, restore, replace and/or repair the works, at the contractor’s own costs",{"$nulls":8},496,null,1370,{"$nulls":12},1,1,1,-2,"C","0"]
[]
["6",null,"10.1.5.1.2 Injury to persons or loss of or damage to property",{"$nulls":8},497,null,1370,{"$nulls":12},1,1,1,-2,"C","0"]
[null,null,"The contractor shall be liable for and hereby indemnifies and holds harmless the employer against any liability, loss, claim or proceeding arising at any time during the period of the contract whether arising in common law or by statute, consequent upon personal injuries to or the death of any person whomsoever resulting from, arising out of or caused by a catastrophic ground movement as mentioned above",{"$nulls":8},497,null,1370,{"$nulls":12},1,1,1,-2,"C","0"]
[null,null,"The contractor shall be liable for and hereby indemnifies the employer against any and all liability, loss, claim or proceeding consequent upon loss of or damage to any moveable, or immovable property,  or personal property, or property contiguous to the site, whether belonging to or under the control of the employer or any other body or person whomsoever arising out of or caused by a catastrophic ground movement, as mentioned above, which occurred during the period of the contract",{"$nulls":8},497,null,1370,{"$nulls":12},1,1,1,-2,"C","0"]
[]
["6",null,"10.1.5.1.3 Replace Clause with the following:",{"$nulls":8},498,null,1370,{"$nulls":12},1,1,1,-2,"C","0"]
[null,null,"It is the responsibility of the contractor to ensure that he has adequate insurance to cover his risk and liability as mentioned in 10.1.5.1.1 and 10.1.5.1.2.  Without limiting the contractor’s obligations in terms of the contract, the contractor shall, within twenty-one (21) calendar days of the date of letter of acceptance, but before commencement of the works, submit to the employer proof of such insurance policy.",{"$nulls":8},498,null,1370,{"$nulls":12},1,1,1,-2,"C","0"]
[]
["6",null,"10.1.5.1.4 Replace Clause with the following:",{"$nulls":8},499,null,1370,{"$nulls":12},1,1,1,-2,"C","0"]
[null,null,"The employer shall be entitled to recover any and all losses and/or damages of whatever nature suffered or incurred consequent upon the contractor’s default of his obligations as set out in 10.1.5.1.1; 10.1.5.1.2 and 10.1.5.1.3.  Such losses or damages may be recovered from the contractor or by deducting the same from any amounts still due under this contract or under any other contract presently or hereafter existing between the employer and the contractor and for this purpose all these contracts shall be considered one indivisible whole",{"$nulls":8},499,null,1370,{"$nulls":12},1,1,1,-2,"C","0"]
[]
["7",null,"10.2 Replace Clause with the following:",{"$nulls":8},500,null,1370,{"$nulls":12},1,1,1,-2,"C","0"]
[null,null,"Where practical completion in sections is required [20.0), or where the works is for alterations and additions, the contractor shall effect and keep in force contract works insurance [10.1.1], supplementary insurance [10.1.2], public liability insurance [10.1.3] and where applicable, removal of lateral support insurance [10.1.4] and other insurances [10.1.5) in favour of the employer as beneficiary",{"$nulls":8},500,null,1370,{"$nulls":12},1,1,1,-2,"C","0"]
[]
["7",null,"10.6 No Clause",{"$nulls":8},501,null,1370,{"$nulls":12},1,1,1,-2,"C","0"]
[null,null,"Add the following as Clause 10.11",{"$nulls":8},501,null,1370,{"$nulls":12},1,1,1,-2,"C","0"]
[null,null,"In the event that an insurer dispute the amount of the claim to be paid to the employer, the contractor shall be liable to the employer for the difference between the claim (as determined by the employers QS appointed on the project) made by the employer and the amount that the insurer is willing to pay",{"$nulls":8},501,null,1370,{"$nulls":12},1,1,1,-2,"C","0"]
[]
["7","13","Clause 11.0 - Securities","Item",{"v":1,"d":"1.00"},null,{"v":0,"d":"0.00"},null,null,1,null,502,null,1380,{"$nulls":12},1,1,1,-2,"I","I"]
[]
["7",null,"Add the following as to the relevant related Clauses as follows:",{"$nulls":8},503,null,1380,{"$nulls":12},1,1,1,-2,"C","0"]
[null,null,"Add the following to Clause 11.1:",{"$nulls":8},503,null,1380,{"$nulls":12},1,1,1,-2,"C","0"]
[]
["7",null,"Replace Clauses 11.1, 11.1.1, 11.1.2, 11.2.1 and 11.2.2 with the following:",{"$nulls":8},504,null,1380,{"$nulls":12},1,1,1,-2,"C","0"]
[null,null,"The security to be provided by the contractor to the employer will be a payment reduction of ten per cent (10) of the value certified in the payment certificate (excluding VAT).",{"$nulls":8},504,null,1380,{"$nulls":12},1,1,1,-2,"C","0"]
[]
["7",null,"11.3 No Clause",{"$nulls":8},505,null,1380,{"$nulls":12},1,1,1,-2,"C","0"]
[null,null,"11.4 No Clause",{"$nulls":8},505,null,1380,{"$nulls":12},1,1,1,-2,"C","0"]
[null,null,"11.5 No Clause",{"$nulls":8},505,null,1380,{"$nulls":12},1,1,1,-2,"C","0"]
[null,null,"11.6 No Clause",{"$nulls":8},505,null,1380,{"$nulls":12},1,1,1,-2,"C","0"]
[null,null,"11.6 No Clause",{"$nulls":8},505,null,1380,{"$nulls":12},1,1,1,-2,"C","0"]
[null,null,"11.7 No Clause",{"$nulls":8},505,null,1380,{"$nulls":12},1,1,1,-2,"C","0"]
[null,null,"11.8 No Clause",{"$nulls":8},505,null,1380,{"$nulls":12},1,1,1,-2,"C","0"]
[null,null,"11.9 No Clause",{"$nulls":8},505,null,1380,{"$nulls":12},1,1,1,-2,"C","0"]
[null,null,"11.10 No Clause",{"$nulls":8},505,null,1380,{"$nulls":12},1,1,1,-2,"C","0"]
[]
["7",null,"Execution (A12 - A17) }",{"$nulls":8},506,null,1390,{"$nulls":12},1,1,1,-2,"S","0"]
[]
["7","14","Clause 12.0 - Obligations of the parties","Item",{"v":1,"d":"1.00"},null,{"v":0,"d":"0.00"},null,null,1,null,507,null,1400,{"$nulls":12},1,1,1,-2,"I","I"]
[]
["7",null,"12.1.1 No Clause",{"$nulls":8},508,null,1400,{"$nulls":12},1,1,1,-2,"C","0"]
[null,null,"Replace Clause 12.1.5 with the following:",{"$nulls":8},508,null,1400,{"$nulls":12},1,1,1,-2,"C","0"]
[null,null,"Give possession of the site to the contractor within ten (10) working days after approval of the Health and Safety Plan or the issue of a construction permit by the Department of Labour, if applicable, after the contractor complied with the terms of 12.2.22",{"$nulls":8},508,null,1400,{"$nulls":12},1,1,1,-2,"C","0"]
[null,null,"12.1.6 No Clause",{"$nulls":8},508,null,1400,{"$nulls":12},1,1,1,-2,"C","0"]
[null,null,"12.1.8 No Clause",{"$nulls":8},508,null,1400,{"$nulls":12},1,1,1,-2,"C","0"]
[null,null,"Replace Clause 12.2.2 with the following:",{"$nulls":8},508,null,1400,{"$nulls":12},1,1,1,-2,"C","0"]
[null,null,"The priced Bills must be submitted to as part of the returnable documents. Where the priced document contains errors or discrepancies and/or prices considered by the employer or principal agent to be imbalanced or unreasonable the employer or principal agent and the contractor shall adjust such prices without any change to the contract sum",{"$nulls":8},508,null,1400,{"$nulls":12},1,1,1,-2,"C","0"]
[]
["8",null,"Replace Clause 12.2.5 with the following :",{"$nulls":8},509,null,1400,{"$nulls":12},1,1,1,-2,"C","0"]
[null,null,"Effect  and  keep  in force  insurances  in  favour of the employer as beneficiary where  the  contractor  is responsible for providing insurances [10.0) [CD]",{"$nulls":8},509,null,1400,{"$nulls":12},1,1,1,-2,"C","0"]
[null,null,"Replace Clause 12.2.13 with the following:",{"$nulls":8},509,null,1400,{"$nulls":12},1,1,1,-2,"C","0"]
[null,null,"Designate a competent person full time on site to continuously administer and control the works on site and to receive and implement notices and contract instructions on behalf of the contractor",{"$nulls":8},509,null,1400,{"$nulls":12},1,1,1,-2,"C","0"]
[null,null,"Add the following as Clause 12.2.22:",{"$nulls":8},509,null,1400,{"$nulls":12},1,1,1,-2,"C","0"]
[null,null,"Within fourteen (14) working days of the date of the letter of acceptance submit to the principal agent an acceptable health and safety plan, required in terms of the Occupational Health and Safety Act, 1993 (Act No 85 of 1993)",{"$nulls":8},509,null,1400,{"$nulls":12},1,1,1,-2,"C","0"]
[null,null,"Add the following as Clause 12.2.23:",{"$nulls":8},509,null,1400,{"$nulls":12},1,1,1,-2,"C","0"]
[null,null,"The contractor shall within reasonable time inform the agents regarding inspection of the works before covering / closing [B 12.0]",{"$nulls":8},509,null,1400,{"$nulls":12},1,1,1,-2,"C","0"]
[]
["8",null,"Offices",{"$nulls":8},510,null,1400,{"$nulls":12},1,1,1,-2,"C","0"]
[null,null,"The contractor shall provide, maintain and remove on completion of the works an office for the exclusive use of the principal agent, minimum size 4 x 3 x 3m high internally, suitably insulated and ventilated, provided with electric lighting and fitted with boarded floor, desk, chair, drawing stool, drawing board and lock-up drawers for drawings. The office shall be kept clean and fit for use at all times [12.2.18]",{"$nulls":8},510,null,1400,{"$nulls":12},1,1,1,-2,"C","0"]
[]
["8",null,"Main notice board",{"$nulls":8},511,null,1400,{"$nulls":12},1,1,1,-2,"C","0"]
[]
["8",null,"The contractor shall provide, erect where directed, maintain and remove on completion of the works a notice board size 3 x 3m, constructed of suitable boarding with flat smooth surface and with edging bead 19mm thick round outer edges and projecting 12mm from face of boarding and rounded on front edge. The board shall be securely fixed to hoarding, where hoarding is provided, or fixed to and including a suitable supporting structure of timber or tubular posts and braces. The board is to be painted ivory white and the bead and 12mm wide dividing lines dark green. All wording shall be inscribed in dark green as per the coat of arms for SA. All wording shall be inscribed in dark green painted sans serif lettering [12.2.18]",{"$nulls":8},512,null,1400,{"$nulls":12},1,1,1,-2,"C","0"]
[]
["9","15","Clause 13.0 - Setting out","Item",{"v":1,"d":"1.00"},null,{"v":0,"d":"0.00"},null,null,1,null,513,null,1410,{"$nulls":12},1,1,1,-2,"I","I"]
[]
["9","16","Clause 14.0 - Nominated subcontractors","Item",{"v":1,"d":"1.00"},{"$nulls":3},"N/A",1,null,514,null,1420,{"$nulls":12},1,1,1,-2,"I","I"]
[]
["9",null,"Clause 14.0",{"$nulls":8},515,null,1420,{"$nulls":12},1,1,1,-2,"C","0"]
[null,null,"Ref Clause 6.7 [CD] - Clause 14.1.4",{"$nulls":8},515,null,1420,{"$nulls":12},1,1,1,-2,"C","0"]
[null,null,"14.1.5 No Clause",{"$nulls":8},515,null,1420,{"$nulls":12},1,1,1,-2,"C","0"]
[null,null,"Replace “principal agent ” with “employer” [6.7 [CD]] in Clause 14.4.1",{"$nulls":8},515,null,1420,{"$nulls":12},1,1,1,-2,"C","0"]
[null,null,"Ref Clause 6.7 [CD] - Clause 14.6",{"$nulls":8},515,null,1420,{"$nulls":12},1,1,1,-2,"C","0"]
[]
["9","17","Clause 15.0 - Selected subcontractors","Item",{"v":1,"d":"1.00"},{"$nulls":3},"N/A",1,null,516,null,1430,{"$nulls":12},1,1,1,-2,"I","I"]
[]
["9",null,"Clause 15.0",{"$nulls":8},517,null,1430,{"$nulls":12},1,1,1,-2,"C","0"]
[null,null,"Ref Clause 6.7 [CD] - Clause 15.1.4 & Clause 15.5",{"$nulls":8},517,null,1430,{"$nulls":12},1,1,1,-2,"C","0"]
[null,null,"15.1.5 No Clause",{"$nulls":8},517,null,1430,{"$nulls":12},1,1,1,-2,"C","0"]
[null,null,"Replace Clause 15.1.2 with the following:",{"$nulls":8},517,null,1430,{"$nulls":12},1,1,1,-2,"C","0"]
[null,null,"The principal agent shall call for tenders from a list of tenderers agreed between the contractor and the employer",{"$nulls":8},517,null,1430,{"$nulls":12},1,1,1,-2,"C","0"]
[null,null,"Replace “principal agent ” with “employer” [6.7 [CD]] in Clause 15.4.1",{"$nulls":8},517,null,1430,{"$nulls":12},1,1,1,-2,"C","0"]
[]
["9","18","Clause 16.0 - Direct contractors","Item",{"v":1,"d":"1.00"},{"$nulls":3},"N/A",1,null,518,null,1440,{"$nulls":12},1,1,1,-2,"I","I"]
[]
["9","19","Clause 17.0 -  Contract instructions","Item",{"v":1,"d":"1.00"},null,{"v":0,"d":"0.00"},null,null,1,null,519,null,1450,{"$nulls":12},1,1,1,-2,"I","I"]
[]
["9",null,"Completion (A18 - A24)",{"$nulls":8},520,null,1460,{"$nulls":12},1,1,1,-2,"S","0"]
[]
["9","20","Clause 18.0 - Interim completion","Item",{"v":1,"d":"1.00"},null,{"v":0,"d":"0.00"},null,null,1,null,521,null,1470,{"$nulls":12},1,1,1,-2,"I","I"]
[]
["9","21","Clause 19.0 - Practical completion","Item",{"v":1,"d":"1.00"},null,{"v":0,"d":"0.00"},null,null,1,null,522,null,1480,{"$nulls":12},1,1,1,-2,"I","I"]
[]
["9",null,"Replace Clause 19.5 with the following:",{"$nulls":8},523,null,1480,{"$nulls":12},1,1,1,-2,"C","0"]
[null,null,"On issue of the only or last certificate of practical completion the employer shall be entitled to possession of the works and the site. On issue of the certificate of practical completion for a section, the employer shall be entitled to possession of such section",{"$nulls":8},523,null,1480,{"$nulls":12},1,1,1,-2,"C","0"]
[]
["9","22","Clause 20.0 - Completion in sections","Item",{"v":1,"d":"1.00"},null,{"v":0,"d":"0.00"},null,null,1,null,524,null,1490,{"$nulls":12},1,1,1,-2,"I","I"]
[]
["9","23","Clause 21.0 - Defects liability period and final completion","Item",{"v":1,"d":"1.00"},null,{"v":0,"d":"0.00"},null,null,1,null,525,null,1500,{"$nulls":12},1,1,1,-2,"I","I"]
[]
["9",null,"Replace Clause 21.1 with the following:",{"$nulls":8},526,null,1500,{"$nulls":12},1,1,1,-2,"C","0"]
[null,null,"The defects liability period for the works shall commence on the calendar day following the date of works completion and end at midnight (00:00) ninety (90) calendar days from the date of works completion [CD] or when work on the list for completion has been satisfactorily attended to [21.6), whichever is the later (if we use works completion)",{"$nulls":8},526,null,1500,{"$nulls":12},1,1,1,-2,"C","0"]
[]
["10",null,"Replace Clause 21.6 with the following:",{"$nulls":8},527,null,1500,{"$nulls":12},1,1,1,-2,"C","0"]
[null,null,"On the expiry of the ninety (90) calendar days defects liability period [21.1] for items not indicated as items with an extended liability as indicated in B14 and on receipt of the contractor's notice to the principal agent",{"$nulls":8},527,null,1500,{"$nulls":12},1,1,1,-2,"C","0"]
[null,null,"And/or",{"$nulls":8},527,null,1500,{"$nulls":12},1,1,1,-2,"C","0"]
[null,null,"On the expiry of the defects liability period as indicated in B14, for items indicated in B14 and on receipt of the contractor's notice to the principal agent, the principal agent shall:",{"$nulls":8},527,null,1500,{"$nulls":12},1,1,1,-2,"C","0"]
[null,null,"(1)   inspect the works And within ten (10) working days either issue a list for final completion detailing all outstanding work or defects that must be attended to, or rectified to achieve final completion or",{"$nulls":8},527,null,1500,{"$nulls":12},1,1,1,-2,"C","0"]
[null,null,"(2)   issue the certificate of final completion to the contractor with a copy to the employer for that part of the works where defects liability period has expired",{"$nulls":8},527,null,1500,{"$nulls":12},1,1,1,-2,"C","0"]
[null,null,"21.6.1 Omit Clause",{"$nulls":8},527,null,1500,{"$nulls":12},1,1,1,-2,"C","0"]
[null,null,"21.6.2 Omit Clause",{"$nulls":8},527,null,1500,{"$nulls":12},1,1,1,-2,"C","0"]
[]
["10",null,"Add the following as Clause 21.13:",{"$nulls":8},528,null,1500,{"$nulls":12},1,1,1,-2,"C","0"]
[null,null,"The ninety (90) calendar days defects liability period for the works [21.1] is replaced with an extended defects liability period of three hundred and sixty-five (365) calendar days in respect of the listed applicable elements in B14",{"$nulls":8},528,null,1500,{"$nulls":12},1,1,1,-2,"C","0"]
[null,null,"Add the following as Clause 21.14:",{"$nulls":8},528,null,1500,{"$nulls":12},1,1,1,-2,"C","0"]
[null,null,"Penalties will be applied if the items on the completion list have not been attended to within a period of ninety (90) calendar days [21.1]. If additional defect items have being added to the list during this period, then the Principal Agent and Contractor will agree on a revised completion date. Failing in achieving the revised date will result in penalties being applied.[B12.0]",{"$nulls":8},528,null,1500,{"$nulls":12},1,1,1,-2,"C","0"]
[]
["10","24","Clause 22.0 - Latent defects liability period","Item",{"v":1,"d":"1.00"},null,{"v":0,"d":"0.00"},null,null,1,null,529,null,1510,{"$nulls":12},1,1,1,-2,"I","I"]
[]
["10",null,"22.3.2 No Clause",{"$nulls":8},530,null,1510,{"$nulls":12},1,1,1,-2,"C","0"]
[]
["10","25","Clause 23.0 - Revision of the date for practical completion","Item",{"v":1,"d":"1.00"},null,{"v":0,"d":"0.00"},null,null,1,null,531,null,1520,{"$nulls":12},1,1,1,-2,"I","I"]
[]
["10","26","Clause 24.0 - Penalty for late or non-completion","Item",{"v":1,"d":"1.00"},null,{"v":0,"d":"0.00"},null,null,1,null,532,null,1530,{"$nulls":12},1,1,1,-2,"I","I"]
[]
["10",null,"Replace Clause 24.1 with the following:",{"$nulls":8},533,null,1530,{"$nulls":12},1,1,1,-2,"C","0"]
[null,null,"Where the contractor fails to bring the works, or a section thereof, to practical, or final- completion by the applicable completion date [CD], or the revised applicable completion date, the contractor shall be liable to the employer for the penalty [CD]",{"$nulls":8},533,null,1530,{"$nulls":12},1,1,1,-2,"C","0"]
[]
["10",null,"Replace Clause 24.2 with the following:",{"$nulls":8},534,null,1530,{"$nulls":12},1,1,1,-2,"C","0"]
[null,null,"Where the employer elects to levy such penalty the employer, or the principal agent on instruction from the employer, shall give notice thereof to the contractor. The principal agent shall determine the penalty due from the later of the date for practical- works-, or final- completion [CD], or the revised date for practical- works-, or final- completion, up to and including the earlier of:",{"$nulls":8},534,null,1530,{"$nulls":12},1,1,1,-2,"C","0"]
[]
["11",null,"Replace Clause 24.2.1 with the following:",{"$nulls":8},535,null,1530,{"$nulls":12},1,1,1,-2,"C","0"]
[null,null,"The actual or deemed date of practical, or final- completion, of the works, or a section thereof [23.7.1]",{"$nulls":8},535,null,1530,{"$nulls":12},1,1,1,-2,"C","0"]
[]
["11",null,"Payment (A25 - A27)",{"$nulls":8},536,null,1540,{"$nulls":12},1,1,1,-2,"S","0"]
[]
["11","27","Clause 25.0 - Payment","Item",{"v":1,"d":"1.00"},null,{"v":0,"d":"0.00"},null,null,1,null,537,null,1550,{"$nulls":12},1,1,1,-2,"I","I"]
[]
["11",null,"Replace Clause 25.2 with the following:",{"$nulls":8},538,null,1550,{"$nulls":12},1,1,1,-2,"C","0"]
[null,null,"The principal agent shall issue at regular agreed intervals [CD] payment certificates, to the contractor with a copy to the employer, up to and including practical completion. Interim Payment certificates may be issued to the contractor between practical completion and the final payment certificate. A payment certificate may be for a nil or negative amount",{"$nulls":8},538,null,1550,{"$nulls":12},1,1,1,-2,"C","0"]
[]
["11",null,"Add the following to Clause 25.3:",{"$nulls":8},539,null,1550,{"$nulls":12},1,1,1,-2,"C","0"]
[null,null,"25.3.12 Tax Invoice",{"$nulls":8},539,null,1550,{"$nulls":12},1,1,1,-2,"C","0"]
[{"$nulls":11},539,null,1550,{"$nulls":12},1,1,1,-2,"C","0"]
[]
["11",null,"Replace Clause 25.6 with the following:",{"$nulls":8},540,null,1550,{"$nulls":12},1,1,1,-2,"C","0"]
[null,null,"Materials and goods will only be certified and paid for upon providing proof of full payment to the supplier and proof of transfer of ownership from the supplier to the contractor by the contractor. Once paid, material and goods shall become the property of the employer and shall not be removed from site without the written authority of the Employer.",{"$nulls":8},540,null,1550,{"$nulls":12},1,1,1,-2,"C","0"]
[null,null,"25.7.5 No clause.",{"$nulls":8},540,null,1550,{"$nulls":12},1,1,1,-2,"C","0"]
[]
["11",null,"Replace Clause 25.10 with the following:",{"$nulls":8},541,null,1550,{"$nulls":12},1,1,1,-2,"C","0"]
[null,null,"The employer shall pay the contractor the amount stipulated in an issued payment certificate, correct in all material respects, within thirty (30) calendar days from the date of receiving the payment certificate, invoice and all other substantiating documentation for items certified in the payment certificate",{"$nulls":8},541,null,1550,{"$nulls":12},1,1,1,-2,"C","0"]
[]
["11",null,"Replace Clauses 25.12 to 25.12.3 with the following:",{"$nulls":8},542,null,1550,{"$nulls":12},1,1,1,-2,"C","0"]
[null,null,"The value certified shall be subject to the following percentage adjustments:",{"$nulls":8},542,null,1550,{"$nulls":12},1,1,1,-2,"C","0"]
[null,null,"(25.12.1 Where a security is selected in terms of C 1.0 Securities [11.0], the value of the works in terms of 25.1 and of the materials and goods in terms of 25.4 shall be certified in full. The value certified shall be subject to the following percentage adjustments:",{"$nulls":8},542,null,1550,{"$nulls":12},1,1,1,-2,"C","0"]
[null,null,"25.12.2 Ninety-five per cent (95%) of such value in interim payment certificates issued up to the date of practical completion",{"$nulls":8},542,null,1550,{"$nulls":12},1,1,1,-2,"C","0"]
[null,null,"25.12.3 Ninety-seven per cent (97%) of such value in interim payment certificates issued on the date of practical completion and up to but excluding the date of final completion",{"$nulls":8},542,null,1550,{"$nulls":12},1,1,1,-2,"C","0"]
[null,null,"25.12.4 Ninety-nine per cent (99%) of such value in interim payment certificates issued on the date of final completion and up to but excluding the final payment certificate in terms of 26",{"$nulls":8},542,null,1550,{"$nulls":12},1,1,1,-2,"C","0"]
[null,null,"25.12.5 One hundred per cent (100%) of such value in the final payment certificate in terms of 26 except where the amount certified is in favour of the employer.  In such an event the payment reduction shall remain at the adjustment level applicable to the final payment certificate.",{"$nulls":8},542,null,1550,{"$nulls":12},1,1,1,-2,"C","0"]
[]
["12",null,"Replace Clauses 25.12 to 25.12.3 with the following:",{"$nulls":8},543,null,1550,{"$nulls":12},1,1,1,-2,"C","0"]
[null,null,"Clause 25.12",{"$nulls":8},543,null,1550,{"$nulls":12},1,1,1,-2,"C","0"]
[null,null,"The value of the works in terms of 25.1 and of the materials and goods in terms of 25.4 shall be certified in full. The value certified shall be subject to the following percentage adjustments:",{"$nulls":8},543,null,1550,{"$nulls":12},1,1,1,-2,"C","0"]
[null,null,"25.12.1 Ninety-five per cent (95%) of such value in interim payment certificates issued up to the date of practical completion",{"$nulls":8},543,null,1550,{"$nulls":12},1,1,1,-2,"C","0"]
[null,null,"25.12.2 Ninety-seven per cent (97%) of such value in interim payment certificates issued on the date of practical completion and up to but excluding the date of final completion",{"$nulls":8},543,null,1550,{"$nulls":12},1,1,1,-2,"C","0"]
[null,null,"25.12.3 Ninety-nine per cent (99%) of such value in interim payment certificates issued on the date of final completion and up to but excluding the final payment certificate in terms of 26",{"$nulls":8},543,null,1550,{"$nulls":12},1,1,1,-2,"C","0"]
[null,null,"25.12.4 One hundred per cent (100%) of such value in the final payment certificate in terms of 26 except where the amount certified is in favour of the employer.  In such an event the payment reduction shall remain at the adjustment level applicable to the final payment certificate.",{"$nulls":8},543,null,1550,{"$nulls":12},1,1,1,-2,"C","0"]
[]
["12",null,"25.14.2 Not applicable.",{"$nulls":8},544,null,1550,{"$nulls":12},1,1,1,-2,"C","0"]
[]
["12","28","Clause 26.0 - Adjustment of the contract value and final account","Item",{"v":1,"d":"1.00"},null,{"v":0,"d":"0.00"},null,null,1,null,545,null,1560,{"$nulls":12},1,1,1,-2,"I","I"]
[]
["12",null,"Clause 26.0",{"$nulls":8},546,null,1560,{"$nulls":12},1,1,1,-2,"C","0"]
[null,null,"Ref Clause 6.7 [CD] – Clause 26.1",{"$nulls":8},546,null,1560,{"$nulls":12},1,1,1,-2,"C","0"]
[null,null,"Omit Clause 26.4.3",{"$nulls":8},546,null,1560,{"$nulls":12},1,1,1,-2,"C","0"]
[null,null,"Ref Clause 6.7 [CD] – Clause 26.7",{"$nulls":8},546,null,1560,{"$nulls":12},1,1,1,-2,"C","0"]
[null,null,"Replace Clause 26.10 with the following:",{"$nulls":8},546,null,1560,{"$nulls":12},1,1,1,-2,"C","0"]
[null,null,"The principal agent shall prepare the final account in consultation with the employer and issue the final account, to the contractor within sixty (60) working days of the date of practical completion",{"$nulls":8},546,null,1560,{"$nulls":12},1,1,1,-2,"C","0"]
[null,null,"Ref Clause 6.7 [CD] – Clause 26.12",{"$nulls":8},546,null,1560,{"$nulls":12},1,1,1,-2,"C","0"]
[]
["12","29","Clause 27.0 - Recovery of expense and/or loss","Item",{"v":1,"d":"1.00"},null,{"v":0,"d":"0.00"},null,null,1,null,547,null,1570,{"$nulls":12},1,1,1,-2,"I","I"]
[]
["12",null,"Replace Clause 27.1.2 with the following:",{"$nulls":8},548,null,1570,{"$nulls":12},1,1,1,-2,"C","0"]
[null,null,"Interest due to late payment only",{"$nulls":8},548,null,1570,{"$nulls":12},1,1,1,-2,"C","0"]
[null,null,"Replace Clause 27.1.4 with the following:",{"$nulls":8},548,null,1570,{"$nulls":12},1,1,1,-2,"C","0"]
[null,null,"Interest due to late payment only",{"$nulls":8},548,null,1570,{"$nulls":12},1,1,1,-2,"C","0"]
[null,null,"27.1.5 No Clause",{"$nulls":8},548,null,1570,{"$nulls":12},1,1,1,-2,"C","0"]
[null,null,"Replace Clause 27.5 with the following:",{"$nulls":8},548,null,1570,{"$nulls":12},1,1,1,-2,"C","0"]
[null,null,"Where the employer decides to recover an amount due in terms of 27.2 from a construction guarantee, cash deposit or retention money held as security, the employer shall issue a written demand to the contractor before recovering the amount.  Should such amount not be paid to the employer within fourteen (14) calendar days of the date-of notice by the employer, the employer may recover such an amount from the security",{"$nulls":8},548,null,1570,{"$nulls":12},1,1,1,-2,"C","0"]
[null,null,"Add the following as Clause 27.6:",{"$nulls":8},548,null,1570,{"$nulls":12},1,1,1,-2,"C","0"]
[null,null,"Where a provisional sequestration or provisional liquidation order has been granted or where an order has been granted which commences sequestration, liquidation, bankruptcy, receivership, winding-up or any similar effect, against the contractor or this agreement is cancelled in terms of 29, the employer may issue a demand to the guarantor in terms of the construction guarantee or advance payment guarantee held as security",{"$nulls":8},548,null,1570,{"$nulls":12},1,1,1,-2,"C","0"]
[]
["13",null,"Suspension and termination (A28 - A29)",{"$nulls":8},549,null,1580,{"$nulls":12},1,1,1,-2,"S","0"]
[]
["13","30","Clause 28.0 - Suspension by the  contractor","Item",{"v":1,"d":"1.00"},null,{"v":0,"d":"0.00"},null,null,1,null,550,null,1590,{"$nulls":12},1,1,1,-2,"I","I"]
[]
["13","31","Clause 29.0 - Termination","Item",{"v":1,"d":"1.00"},null,{"v":0,"d":"0.00"},null,null,1,null,551,null,1600,{"$nulls":12},1,1,1,-2,"I","I"]
[]
["13",null,"Add the following as Clause 29.1.4:",{"$nulls":8},552,null,1600,{"$nulls":12},1,1,1,-2,"C","0"]
[null,null,"The contractor’s estate has been sequestrated, liquidated or surrendered in terms of the insolvency laws in force within the Republic of South Africa",{"$nulls":8},552,null,1600,{"$nulls":12},1,1,1,-2,"C","0"]
[]
["13",null,"Add the following as Clause 29.1.5:",{"$nulls":8},553,null,1600,{"$nulls":12},1,1,1,-2,"C","0"]
[null,null,"The contractor has engaged in corrupt or fraudulent practices in competing for or in executing the contract",{"$nulls":8},553,null,1600,{"$nulls":12},1,1,1,-2,"C","0"]
[]
["13",null,"Add the following as Clause 29.1.6:",{"$nulls":8},554,null,1600,{"$nulls":12},1,1,1,-2,"C","0"]
[null,null,"Honour his obligations in terms of Clauses 10.1.5.1.3, 11.4.1 and 12.2. sub Clauses 5, 6, 8, 9, 10, 11, 12, 13, 15, 16, 19, 20, 22.",{"$nulls":8},554,null,1600,{"$nulls":12},1,1,1,-2,"C","0"]
[]
["13",null,"Replace Clause 29.7 with the following:",{"$nulls":8},555,null,1600,{"$nulls":12},1,1,1,-2,"C","0"]
[null,null,"The employer, on notice to the contractor, may recover damages from the contractor from the date of termination including, but not limited to, additional costs incurred in the completion, consultant cost, rental of alternative accommodation, invitation of completion tenders, salaries of officials and safeguarding the site, of the remaining work [25.3.7; 27.1.3]",{"$nulls":8},555,null,1600,{"$nulls":12},1,1,1,-2,"C","0"]
[]
["13",null,"Replace Clause 29.9 with the following:",{"$nulls":8},556,null,1600,{"$nulls":12},1,1,1,-2,"C","0"]
[null,null,"The employer has the right of recovery against the contractor, where applicable, [CD] from:",{"$nulls":8},556,null,1600,{"$nulls":12},1,1,1,-2,"C","0"]
[null,null,"The payment reduction until the final payment is made.",{"$nulls":8},556,null,1600,{"$nulls":12},1,1,1,-2,"C","0"]
[{"$nulls":11},556,null,1600,{"$nulls":12},1,1,1,-2,"C","0"]
[]
["14",null,"29.14.1 No Clause",{"$nulls":8},557,null,1600,{"$nulls":12},1,1,1,-2,"C","0"]
[null,null,"29.14.3 No Clause",{"$nulls":8},557,null,1600,{"$nulls":12},1,1,1,-2,"C","0"]
[null,null,"29.14.4 No Clause",{"$nulls":8},557,null,1600,{"$nulls":12},1,1,1,-2,"C","0"]
[null,null,"29.14.5 No Clause",{"$nulls":8},557,null,1600,{"$nulls":12},1,1,1,-2,"C","0"]
[null,null,"29.14.6 No Clause",{"$nulls":8},557,null,1600,{"$nulls":12},1,1,1,-2,"C","0"]
[null,null,"29.14.7 No Clause",{"$nulls":8},557,null,1600,{"$nulls":12},1,1,1,-2,"C","0"]
[null,null,"29.15 No Clause",{"$nulls":8},557,null,1600,{"$nulls":12},1,1,1,-2,"C","0"]
[null,null,"29.16 No Clause",{"$nulls":8},557,null,1600,{"$nulls":12},1,1,1,-2,"C","0"]
[null,null,"29.17.3 No Clause",{"$nulls":8},557,null,1600,{"$nulls":12},1,1,1,-2,"C","0"]
[null,null,"29.17.6 No Clause",{"$nulls":8},557,null,1600,{"$nulls":12},1,1,1,-2,"C","0"]
[null,null,"29.21.5 No Clause",{"$nulls":8},557,null,1600,{"$nulls":12},1,1,1,-2,"C","0"]
[null,null,"29.22 No Clause",{"$nulls":8},557,null,1600,{"$nulls":12},1,1,1,-2,"C","0"]
[null,null,"29.23 No Clause",{"$nulls":8},557,null,1600,{"$nulls":12},1,1,1,-2,"C","0"]
[null,null,"29.25.3 No Clause",{"$nulls":8},557,null,1600,{"$nulls":12},1,1,1,-2,"C","0"]
[null,null,"29.25.4 No Clause",{"$nulls":8},557,null,1600,{"$nulls":12},1,1,1,-2,"C","0"]
[null,null,"29.27 No Clause",{"$nulls":8},557,null,1600,{"$nulls":12},1,1,1,-2,"C","0"]
[]
["14",null,"Dispute resolution (A30)",{"$nulls":8},558,null,1610,{"$nulls":12},1,1,1,-2,"S","0"]
[]
["14","32","Clause 30.0 - Dispute resolution","Item",{"v":1,"d":"1.00"},null,{"v":0,"d":"0.00"},null,null,1,null,559,null,1620,{"$nulls":12},1,1,1,-2,"I","I"]
[]
["14",null,"Replace Clause 30.2 with the following:",{"$nulls":8},560,null,1620,{"$nulls":12},1,1,1,-2,"C","0"]
[null,null,"Where such disagreement is not resolved within ten (10) working days of receipt of such notice it shall be deemed to be a dispute and shall be submitted to Mediation as a first method of dispute resolution failing which the parties will resort to Litigation",{"$nulls":8},560,null,1620,{"$nulls":12},1,1,1,-2,"C","0"]
[]
["14",null,"30.3 to 30.7.7 No Clauses",{"$nulls":8},561,null,1620,{"$nulls":12},1,1,1,-2,"C","0"]
[null,null,"Replace Clause 30.8 with the following:",{"$nulls":8},561,null,1620,{"$nulls":12},1,1,1,-2,"C","0"]
[null,null,"The parties may, by agreement and at any time before Litigation, refer a dispute to mediation, in which event:",{"$nulls":8},561,null,1620,{"$nulls":12},1,1,1,-2,"C","0"]
[null,null,"30.8.1 No Clause",{"$nulls":8},561,null,1620,{"$nulls":12},1,1,1,-2,"C","0"]
[null,null,"Replace Clause 30.8.2 with the following:",{"$nulls":8},561,null,1620,{"$nulls":12},1,1,1,-2,"C","0"]
[null,null,"The appointment of a mediator, the procedure, and the status of the outcome shall be agreed between the parties",{"$nulls":8},561,null,1620,{"$nulls":12},1,1,1,-2,"C","0"]
[]
["14",null,"Replace Clause 30.8.3 with the following:",{"$nulls":8},562,null,1620,{"$nulls":12},1,1,1,-2,"C","0"]
[null,null,"Regardless of the outcome of a mediation the parties shall bear their own costs concerning the Mediation and equally share the costs of the mediator and related expenses",{"$nulls":8},562,null,1620,{"$nulls":12},1,1,1,-2,"C","0"]
[null,null,"Replace Clause 30.9 with the following:",{"$nulls":8},562,null,1620,{"$nulls":12},1,1,1,-2,"C","0"]
[null,null,"Institution of Litigation shall be commenced and process served within three (3) year from the date of existence of the dispute, failing which the dispute shall lapse",{"$nulls":8},562,null,1620,{"$nulls":12},1,1,1,-2,"C","0"]
[null,null,"30.10 No Clause",{"$nulls":8},562,null,1620,{"$nulls":12},1,1,1,-2,"C","0"]
[null,null,"30.12 No Clause",{"$nulls":8},562,null,1620,{"$nulls":12},1,1,1,-2,"C","0"]
[]
["15",null,"SECTION B:  GENERAL PRELIMINARIES",{"$nulls":8},563,null,1630,{"$nulls":12},1,1,1,-2,"H","0"]
[]
["15",null,"Definitions and interpretation (B1)",{"$nulls":8},564,null,1650,{"$nulls":12},1,1,1,-2,"S","0"]
[]
["15","33","Clause 1.1 - Definitions","Item",{"v":1,"d":"1.00"},null,{"v":0,"d":"0.00"},null,null,1,null,565,null,1660,{"$nulls":12},1,1,1,-2,"I","I"]
[]
["15","34","Clause 1.2 - Interpretation","Item",{"v":1,"d":"1.00"},null,{"v":0,"d":"0.00"},null,null,1,null,566,null,1670,{"$nulls":12},1,1,1,-2,"I","I"]
[]
["15",null,"Documents (B2)",{"$nulls":8},567,null,1680,{"$nulls":12},1,1,1,-2,"S","0"]
[]
["15","35","Clause 2.1 - Checking of documents","Item",{"v":1,"d":"1.00"},null,{"v":0,"d":"0.00"},null,null,1,null,568,null,1690,{"$nulls":12},1,1,1,-2,"I","I"]
[]
["15","36","Clause 2.2 - Provisional bills of quantities","Item",{"v":1,"d":"1.00"},null,{"v":0,"d":"0.00"},null,null,1,null,569,null,1700,{"$nulls":12},1,1,1,-2,"I","I"]
[]
["15","37","Clause 2.3 - Availability of construction information","Item",{"v":1,"d":"1.00"},null,{"v":0,"d":"0.00"},null,null,1,null,570,null,1710,{"$nulls":12},1,1,1,-2,"I","I"]
[]
["15","38","Clause 2.4 - Ordering of materials and goods","Item",{"v":1,"d":"1.00"},null,{"v":0,"d":"0.00"},null,null,1,null,571,null,1720,{"$nulls":12},1,1,1,-2,"I","I"]
[]
["15",null,"Previous work and adjoining properties (B3)",{"$nulls":8},572,null,1730,{"$nulls":12},1,1,1,-2,"S","0"]
[]
["15","39","Clause 3.1 - Previous work - dimensional accuracy","Item",{"v":1,"d":"1.00"},null,{"v":0,"d":"0.00"},null,null,1,null,573,null,1740,{"$nulls":12},1,1,1,-2,"I","I"]
[]
["15","40","Clause 3.2 - Previous work - defects","Item",{"v":1,"d":"1.00"},null,{"v":0,"d":"0.00"},null,null,1,null,574,null,1750,{"$nulls":12},1,1,1,-2,"I","I"]
[]
["15","41","Clause 3.3 - Inspection of adjoining properties","Item",{"v":1,"d":"1.00"},null,{"v":0,"d":"0.00"},null,null,1,null,575,null,1760,{"$nulls":12},1,1,1,-2,"I","I"]
[]
["15",null,"The site (B4)",{"$nulls":8},576,null,1770,{"$nulls":12},1,1,1,-2,"S","0"]
[]
["15","42","Clause 4.1 - Handover of site in stages","Item",{"v":1,"d":"1.00"},null,{"v":0,"d":"0.00"},null,null,1,null,577,null,1780,{"$nulls":12},1,1,1,-2,"I","I"]
[]
["15","43","Clause 4.2 - Enclosure of the works","Item",{"v":1,"d":"1.00"},null,{"v":0,"d":"0.00"},null,null,1,null,578,null,1790,{"$nulls":12},1,1,1,-2,"I","I"]
[]
["15","44","Clause 4.3 - Geotechnical and other investigations","Item",{"v":1,"d":"1.00"},null,{"v":0,"d":"0.00"},null,null,1,null,579,null,1800,{"$nulls":12},1,1,1,-2,"I","I"]
[]
["15","45","Clause 4.4 - Encroachments","Item",{"v":1,"d":"1.00"},null,{"v":0,"d":"0.00"},null,null,1,null,580,null,1810,{"$nulls":12},1,1,1,-2,"I","I"]
[]
["15","46","Clause 4.5 - Existing premises occupied","Item",{"v":1,"d":"1.00"},null,{"v":0,"d":"0.00"},null,null,1,null,581,null,1820,{"$nulls":12},1,1,1,-2,"I","I"]
[]
["16","47","Clause 4.6 - Services - known","Item",{"v":1,"d":"1.00"},null,{"v":0,"d":"0.00"},null,null,1,null,582,null,1830,{"$nulls":12},1,1,1,-2,"I","I"]
[]
["16",null,"Management of contract (B5)",{"$nulls":8},583,null,1840,{"$nulls":12},1,1,1,-2,"S","0"]
[]
["16","48","Clause 5.1 - Management of the works","Item",{"v":1,"d":"1.00"},null,{"v":0,"d":"0.00"},null,null,1,null,584,null,1850,{"$nulls":12},1,1,1,-2,"I","I"]
[]
["16","49","Clause 5.2 - Progress meetings","Item",{"v":1,"d":"1.00"},null,{"v":0,"d":"0.00"},null,null,1,null,585,null,1860,{"$nulls":12},1,1,1,-2,"I","I"]
[]
["16","50","Clause 5.3 - Technical meetings","Item",{"v":1,"d":"1.00"},null,{"v":0,"d":"0.00"},null,null,1,null,586,null,1870,{"$nulls":12},1,1,1,-2,"I","I"]
[]
["16",null,"Samples, shop drawings and manufacturer's instructions (B6)",{"$nulls":8},587,null,1880,{"$nulls":12},1,1,1,-2,"S","0"]
[]
["16","51","Clause 6.1 - Samples of materials","Item",{"v":1,"d":"1.00"},null,{"v":0,"d":"0.00"},null,null,1,null,588,null,1890,{"$nulls":12},1,1,1,-2,"I","I"]
[]
["16","52","Clause 6.2 - Workmanship samples","Item",{"v":1,"d":"1.00"},null,{"v":0,"d":"0.00"},null,null,1,null,589,null,1900,{"$nulls":12},1,1,1,-2,"I","I"]
[]
["16","53","Clause 6.3 - Shop drawings","Item",{"v":1,"d":"1.00"},null,{"v":0,"d":"0.00"},null,null,1,null,590,null,1910,{"$nulls":12},1,1,1,-2,"I","I"]
[]
["16","54","Clause 6.4 - Compliance with manufacturer's instructions","Item",{"v":1,"d":"1.00"},null,{"v":0,"d":"0.00"},null,null,1,null,591,null,1920,{"$nulls":12},1,1,1,-2,"I","I"]
[]
["16",null,"Deposits and fees (B7)",{"$nulls":8},592,null,1930,{"$nulls":12},1,1,1,-2,"S","0"]
[]
["16","55","Clause 7.1 - Deposits and fees","Item",{"v":1,"d":"1.00"},null,{"v":0,"d":"0.00"},null,null,1,null,593,null,1940,{"$nulls":12},1,1,1,-2,"I","I"]
[]
["16",null,"Temporary services (B8)",{"$nulls":8},594,null,1950,{"$nulls":12},1,1,1,-2,"S","0"]
[]
["16","56","Clause 8.1 - Water","Item",{"v":1,"d":"1.00"},null,{"v":0,"d":"0.00"},null,null,1,null,595,null,1960,{"$nulls":12},1,1,1,-2,"I","I"]
[]
["16","57","Clause 8.2 - Electricity","Item",{"v":1,"d":"1.00"},null,{"v":0,"d":"0.00"},null,null,1,null,596,null,1970,{"$nulls":12},1,1,1,-2,"I","I"]
[]
["16","58","Clause 8.3 - Ablution and welfare facilities","Item",{"v":1,"d":"1.00"},null,{"v":0,"d":"0.00"},null,null,1,null,597,null,1980,{"$nulls":12},1,1,1,-2,"I","I"]
[]
["16","59","Clause 8.4 - Communication facilities","Item",{"v":1,"d":"1.00"},null,{"v":0,"d":"0.00"},null,null,1,null,598,null,1990,{"$nulls":12},1,1,1,-2,"I","I"]
[]
["16",null,"Prime cost amounts (B9)",{"$nulls":8},599,null,2000,{"$nulls":12},1,1,1,-2,"S","0"]
[]
["16","60","Clause 9.1 - Responsibility for prime cost amounts","Item",{"v":1,"d":"1.00"},null,{"v":0,"d":"0.00"},null,null,1,null,600,null,2010,{"$nulls":12},1,1,1,-2,"I","I"]
[]
["16",null,"Attendance on subcontractors (B10)",{"$nulls":8},601,null,2020,{"$nulls":12},1,1,1,-2,"S","0"]
[]
["16","61","Clause 10.1 - General attendance","Item",{"v":1,"d":"1.00"},null,{"v":0,"d":"0.00"},null,null,1,null,602,null,2030,{"$nulls":12},1,1,1,-2,"I","I"]
[]
["16",null,"General attendance",{"$nulls":8},603,null,2030,{"$nulls":12},1,1,1,-2,"C","0"]
[null,null,"The contractor shall at his own expense provide the following general attendance on the subcontractors:",{"$nulls":8},603,null,2030,{"$nulls":12},1,1,1,-2,"C","0"]
[null,null,"Access to the site and places where the subcontract work is to be carried out, including the reasonable use of any temporary personnel hoists erected by the contractor",{"$nulls":8},603,null,2030,{"$nulls":12},1,1,1,-2,"C","0"]
[{"$nulls":11},603,null,2030,{"$nulls":12},1,1,1,-2,"C","0"]
[null,null,"The provision of water and lighting and single phase electric power to a position within 50 metres of the place where the subcontract work is to be carried out but excluding water, fuel and power for commissioning of any installation",{"$nulls":8},603,null,2030,{"$nulls":12},1,1,1,-2,"C","0"]
[{"$nulls":11},603,null,2030,{"$nulls":12},1,1,1,-2,"C","0"]
[null,null,"The provision of an area for the subcontractor to establish temporary office accommodation and workshops and for the storage of plant and materials",{"$nulls":8},603,null,2030,{"$nulls":12},1,1,1,-2,"C","0"]
[{"$nulls":11},603,null,2030,{"$nulls":12},1,1,1,-2,"C","0"]
[null,null,"The use of erected scaffolding belonging to the contractor, in common with others having the like right, while it remains erected on the site",{"$nulls":8},603,null,2030,{"$nulls":12},1,1,1,-2,"C","0"]
[null,null,"The use, at reasonable times by arrangement of the contractor's erected hoisting equipment",{"$nulls":8},603,null,2030,{"$nulls":12},1,1,1,-2,"C","0"]
[]
["17","62","Clause 10.2 - Special attendance","Item",{"v":1,"d":"1.00"},null,{"v":0,"d":"0.00"},null,null,1,null,604,null,2040,{"$nulls":12},1,1,1,-2,"I","I"]
[]
["17",null,"General (B11)",{"$nulls":8},605,null,2050,{"$nulls":12},1,1,1,-2,"S","0"]
[]
["17","63","Clause 11.1 - Protection of the works","Item",{"v":1,"d":"1.00"},null,{"v":0,"d":"0.00"},null,null,1,null,606,null,2060,{"$nulls":12},1,1,1,-2,"I","I"]
[]
["17","64","Clause 11.2 - Protection/isolation of existing works and works occupied in sections","Item",{"v":1,"d":"1.00"},null,{"v":0,"d":"0.00"},null,null,1,null,607,null,2070,{"$nulls":12},1,1,1,-2,"I","I"]
[]
["17","65","Clause 11.3 - Security of the works","Item",{"v":1,"d":"1.00"},null,{"v":0,"d":"0.00"},null,null,1,null,608,null,2080,{"$nulls":12},1,1,1,-2,"I","I"]
[]
["17","66","Clause 11.4 - Notice before covering work","Item",{"v":1,"d":"1.00"},null,{"v":0,"d":"0.00"},null,null,1,null,609,null,2090,{"$nulls":12},1,1,1,-2,"I","I"]
[]
["17","67","Clause 11.5 - Disturbance  The contractor shall keep the site, structures, etc well watered during operations to prevent dust and shall provide and erect and remove on completion of the works all necessary temporary dust screens all to the satisfaction of the principal agent","Item",{"v":1,"d":"1.00"},null,{"v":0,"d":"0.00"},null,null,1,null,610,null,2100,{"$nulls":12},1,1,1,-2,"I","I"]
[]
["17","68","Clause 11.6 - Environmental disturbance","Item",{"v":1,"d":"1.00"},null,{"v":0,"d":"0.00"},null,null,1,null,611,null,2110,{"$nulls":12},1,1,1,-2,"I","I"]
[]
["17","69","Clause 11.7 - Works cleaning and clearing","Item",{"v":1,"d":"1.00"},null,{"v":0,"d":"0.00"},null,null,1,null,612,null,2120,{"$nulls":12},1,1,1,-2,"I","I"]
[]
["17","70","Clause 11.8 - Vermin","Item",{"v":1,"d":"1.00"},null,{"v":0,"d":"0.00"},null,null,1,null,613,null,2130,{"$nulls":12},1,1,1,-2,"I","I"]
[]
["17","71","Clause 11.9 - Overhand work","Item",{"v":1,"d":"1.00"},null,{"v":0,"d":"0.00"},null,null,1,null,614,null,2140,{"$nulls":12},1,1,1,-2,"I","I"]
[]
["18","72","Clause 11.10 - Tenant installations","Item",{"v":1,"d":"1.00"},null,{"v":0,"d":"0.00"},null,null,1,null,615,null,2150,{"$nulls":12},1,1,1,-2,"I","I"]
[]
["18","73","Clause 11.11 - Advertising","Item",{"v":1,"d":"1.00"},null,{"v":0,"d":"0.00"},null,null,1,null,616,null,2160,{"$nulls":12},1,1,1,-2,"I","I"]
[]
["18",null,"SECTION C: SPECIFIC PRELIMINARIES",{"$nulls":8},617,null,0,{"$nulls":12},1,1,1,-2,"H","0"]
[]
["18",null,"Section C contains specific preliminary items which apply to this contract except where N/A (Not Applicable) appears against an item.",{"$nulls":8},618,null,0,{"$nulls":12},1,1,1,-2,"C","0"]
[]
["18",null,"C1 CONTRACT DRAWINGS",{"$nulls":8},619,null,0,{"$nulls":12},1,1,1,-2,"H","0"]
[]
["18","74","The drawings issued with the tender documents do not comprise the complete set but serve as a guide only for tendering purposes and for indicating the scope of the work to enable the tenderer to acquaint himself with the nature and extent of the works and the manner in which they are to be executed.","Item",{"v":1,"d":"1.00"},null,{"v":0,"d":"0.00"},null,null,1,null,620,null,0,{"$nulls":12},1,1,1,-2,"I","I"]
[]
["18","75","A full set of drawings is issued with the tender documents indicating the full scope of the work to enable the tenderer to acquaint himself with the nature and extent of the works and the manner in which they are to be executed.","Item",{"v":1,"d":"1.00"},null,{"v":0,"d":"0.00"},null,null,1,null,621,null,0,{"$nulls":12},1,1,1,-2,"I","I"]
[]
["18",null,"Should any part of the drawings not be clearly understood by the tenderer he shall, before submitting his tender, obtain clarification in writing from the principal agent",{"$nulls":8},622,null,0,{"$nulls":12},1,1,1,-2,"C","0"]
[]
["18",null,"C2 GENERAL PREAMBLES",{"$nulls":8},623,null,0,{"$nulls":12},1,1,1,-2,"H","0"]
[]
["18","76","The document “Construction Works: Specifications: General Specification (PW371-A) Edition 2.1” is obtainable on the Department’s website (http://www.publicworks.gov.za/ under “Consultants Guidelines”), and shall be read in conjunction with the bills of quantities / lump sum document and be referred to for the full descriptions of work to be done and materials to be used",{"$nulls":8},624,null,0,{"$nulls":12},1,1,1,-2,"I","I"]
[{"$nulls":11},624,null,0,{"$nulls":12},1,1,1,-2,"I","I"]
[null,null,"The document “Construction Works: Specifications: Particular Specification (PW371-B) Edition 2.2” is issued together with the drawings and shall be read in conjunction with the drawings and the bills of quantities / lump sum document","Item",{"v":1,"d":"1.00"},null,{"v":0,"d":"0.00"},null,null,1,null,624,null,0,{"$nulls":12},1,1,1,-2,"I","I"]
[]
["18",null,"C3 TRADE NAMES",{"$nulls":8},625,null,0,{"$nulls":12},1,1,1,-2,"H","0"]
[]
["18","77","Wherever a trade name for any product has been described in the bills of quantities / lump sum document, the tenderer's attention is drawn to the fact that any other product of equal quality may be used subject to the written approval of the principal agent being obtained prior to the closing date for submission of tenders.  If prior written approval for an alternative product is not obtained, the product described shall be deemed to have been tendered for.","Item",{"v":1,"d":"1.00"},null,{"v":0,"d":"0.00"},null,null,1,null,626,null,0,{"$nulls":12},1,1,1,-2,"I","I"]
[]
["19",null,"C4 IMPORTED MATERIALS AND EQUIPMENT",{"$nulls":8},627,null,0,{"$nulls":12},1,1,1,-2,"H","0"]
[]
["19","78","Where imported items are listed in the tender documents, the tenderer shall provide all the information called for, failing which the price of any such item, materials or equipment shall be excluded from currency fluctuations. (refer to Schedule of Imported Materials and Equipment  (T2.2q) to be completed by tenderer).  Notwithstanding any provisions elsewhere regarding the adjustment of contract prices, the price of any item, material or equipment listed in terms of this clause shall be excluded from the Contract Price Adjustment Provisions (if applicable).","Item",{"v":1,"d":"1.00"},null,{"v":0,"d":"0.00"},null,null,1,null,628,null,0,{"$nulls":12},1,1,1,-2,"I","I"]
[]
["19",null,"C5 VIEWING THE SITE IN SECURITY AREAS",{"$nulls":8},629,null,0,{"$nulls":12},1,1,1,-2,"H","0"]
[]
["19","79","The site is situated in a security area and the tenderer must arrange with the unit commander or other responsible officer to obtain permission to enter the site for tendering purposes","Item",{"v":1,"d":"1.00"},{"$nulls":3},"N/A",1,null,630,null,0,{"$nulls":12},1,1,1,-2,"I","I"]
[]
["19",null,"C6 COMMENCEMENT OF WORK IN SECURITY AREAS",{"$nulls":8},631,null,0,{"$nulls":12},1,1,1,-2,"H","0"]
[]
["19","80","As the works falls within a security area the contractor must give the unit commander or other responsible officer notice before commencement of the works.  Should the contractor fail to make such arrangements, admission to the site may be refused and any additional costs will be for the contractor’s account","Item",{"v":1,"d":"1.00"},{"$nulls":3},"N/A",1,null,632,null,0,{"$nulls":12},1,1,1,-2,"I","I"]
[]
["19",null,"C7 ENTRANCE PERMITS TO SECURITY AREAS",{"$nulls":8},633,null,0,{"$nulls":12},1,1,1,-2,"H","0"]
[]
["19","81","As the works falls within a security area the contractor shall obtain entrance permits for his personnel and workmen entering the area and shall comply with all regulations and instructions which may be issued from time to time regarding the protection of persons and property under the control of the Defence Force, Police or chief security officer","Item",{"v":1,"d":"1.00"},{"$nulls":3},"N/A",1,null,634,null,0,{"$nulls":12},1,1,1,-2,"I","I"]
[]
["19",null,"C8 SECURITY CHECK OF PERSONNEL",{"$nulls":8},635,null,0,{"$nulls":12},1,1,1,-2,"H","0"]
[]
["19","82","The principal agent  may require the contractor to have his personnel and workmen, or a certain number of them, security classified.  In the event of the principal agent requesting the removal of a person or persons from the works for security reasons, the contractor shall do so forthwith and shall thereafter ensure that such person or persons are denied access to the works and the site and/or any document or information relating to the works .","Item",{"v":1,"d":"1.00"},{"$nulls":3},"N/A",1,null,636,null,0,{"$nulls":12},1,1,1,-2,"I","I"]
[]
["19",null,"C9 PROHIBITION OF TAKING PHOTOGRAPHS",{"$nulls":8},637,null,0,{"$nulls":12},1,1,1,-2,"H","0"]
[]
["19","83","In terms of article 119 of the Defence Act, 44 of 1957, it is prohibited to sketch or to take photographs of any military site or installation or any building or civil works thereon or to be in possession of a camera or other apparatus used for taking of photographs except when authorised thereto by or on behalf of the Minister.  The same prohibition is also applicable to all correctional institutions in terms of article 44.1(e) of the Correctional Services Act 8 of 1959.","Item",{"v":1,"d":"1.00"},{"$nulls":3},"N/A",1,null,638,null,0,{"$nulls":12},1,1,1,-2,"I","I"]
[]
["20",null,"C10 HIV/AIDS AWARENESS",{"$nulls":8},639,null,0,{"$nulls":12},1,1,1,-2,"H","0"]
[]
["20",null,"It is required of the contractor to thoroughly study the HIV/AIDS Specification (PW1544) of the Department that must be read together with and is deemed to be incorporated under this Section of the Bills of Quantities / lump sum document . Provision for pricing of HIV/AIDS awareness is made under items C10.1 to C10.5 hereafter and it is explicitly pointed out that all requirements of the aforementioned specification are deemed to be priced hereunder, as the said items represent the only method of measurement and no additional items or extras to the contract in this regard shall be entertained.",{"$nulls":8},640,null,0,{"$nulls":12},1,1,1,-2,"C","0"]
[]
["20","84","The contractor must take note that compliance with the HIV/AIDS Specification is compulsory. In the event of partial or total non-compliance, the principal agent, notwithstanding the provisions of Clause A 31.0 or any other clause to the contrary, reserves the right to delay issuing any progress payment certificate until the contractor provides satisfactory proof of compliance. The contractor shall not be entitled to any compensation of whatsoever nature, including interest, due to such delay of payment.","Item",{"v":1,"d":"1.00"},null,{"v":0,"d":"0.00"},null,null,1,null,641,null,0,{"$nulls":12},1,1,1,-2,"I","I"]
[]
["20",null,"C10.1 AWARENESS CHAMPION",{"$nulls":8},642,null,0,{"$nulls":12},1,1,1,-2,"H","0"]
[]
["20","85","Selection, appointment, briefing and making available of an Awareness Champion including provision of all relevant services, all in accordance with the HIV/AIDS Specification.","Item",{"v":1,"d":"1.00"},null,{"v":0,"d":"0.00"},null,null,1,null,643,null,0,{"$nulls":12},1,1,1,-2,"I","I"]
[]
["20",null,"C10.2 AWARENESS WORKSHOPS",{"$nulls":8},644,null,0,{"$nulls":12},1,1,1,-2,"H","0"]
[]
["20","86","Selection and appointment of a competent Service Provider approved by the principal agent, provision of a Service Provider Workshop Plan and a suitable venue, conducting of awareness workshops by means of traditional and/or modern multi-media techniques, including follow-up courses, making available all tuition material and performing assessment procedures, all in accordance with the HIV/AIDS Specification.","Item",{"v":1,"d":"1.00"},null,{"v":0,"d":"0.00"},null,null,1,null,645,null,0,{"$nulls":12},1,1,1,-2,"I","I"]
[]
["20",null,"C10.3 POSTERS, BOOKLETS, VIDEOS, ETC.",{"$nulls":8},646,null,0,{"$nulls":12},1,1,1,-2,"H","0"]
[]
["20","87","Provision, displaying, maintaining and replacing when necessary of four plastic laminated posters, booklets and educational videos, etc. for the duration of the construction period, all in accordance with the HIV/AIDS Specification.","Item",{"v":1,"d":"1.00"},null,{"v":0,"d":"0.00"},null,null,1,null,647,null,0,{"$nulls":12},1,1,1,-2,"I","I"]
[]
["20",null,"C10.4 ACCESS TO CONDOMS",{"$nulls":8},648,null,0,{"$nulls":12},1,1,1,-2,"H","0"]
[]
["20","88","Provision and maintenance of condom dispensers fixed in position, including male and female condoms, replenishing male and female condoms on a daily basis as required for the duration of the construction period, all in accordance with the HIV/AIDS Specification.","Item",{"v":1,"d":"1.00"},null,{"v":0,"d":"0.00"},null,null,1,null,649,null,0,{"$nulls":12},1,1,1,-2,"I","I"]
[]
["21",null,"C10.5 MONITORING",{"$nulls":8},650,null,0,{"$nulls":12},1,1,1,-2,"H","0"]
[]
["21","89","Monitoring HIV/AIDS awareness of workers, providing the principal agent with access to information including making available all reports, thoroughly completed and reflecting the correct information, for the duration of the construction period and close out, all in accordance with the HIV/AIDS Specification","Item",{"v":1,"d":"1.00"},null,{"v":0,"d":"0.00"},null,null,1,null,651,null,0,{"$nulls":12},1,1,1,-2,"I","I"]
[]
["21",null,"C11 OCCUPATIONAL HEALTH AND SAFETY ACT",{"$nulls":8},652,null,0,{"$nulls":12},1,1,1,-2,"H","0"]
[]
["21","90","The contractor shall comply with all the requirements as set out in the Construction Regulations, 2014 issued under the Occupational Health and Safety Act, 1993 (Act No 85 of 1993). It is required of the contractor to thoroughly study the Health and Safety Specification that must be read together with and is deemed to be incorporated under this Section of the bills of quantities / lump sum document.",{"$nulls":8},654,null,0,{"$nulls":12},1,1,1,-2,"I","I"]
[null,null,"The contractor must take note that compliance with the Occupational Health and Safety Act, Construction Regulations and Health and Safety Specification is compulsory.  In the event of partial or total non-compliance, the principal agent, notwithstanding the provisions of Clause A25.0 of Section A or any other clause to the contrary, reserves the right to delay issuing any progress payment certificate until the contractor provides satisfactory proof of compliance. The contractor shall not be entitled to any compensation of whatsoever nature, including interest, due to such delay of payment. Provision for pricing of the Occupational Health and Safety Act, Construction Regulations and Health and Safety Specification is made under this clause and it is explicitly pointed out that all requirements of the aforementioned are deemed to be priced hereunder and no additional claims in this regard shall be en",{"$nulls":8},654,null,0,{"$nulls":12},1,1,1,-2,"I","I"]
[null,null,"tertained.",{"$nulls":8},654,null,0,{"$nulls":12},1,1,1,-2,"I","I"]
[{"$nulls":3},"Item",{"v":1,"d":"1.00"},null,{"v":0,"d":"0.00"},null,null,1,null,654,null,0]
[]
["21",null,"C12 SMME'S",{"$nulls":8},808,null,0,{"$nulls":12},1,1,1,-2,"H","0"]
[]
["21","91","The principal contractor shall comply with all the requirement of mandatory subcontracting of SMMEs where feasible of up to 30% of their contract value (Including VAT) as stipulated under the SMME subcontracting requirements. The Principal Contractor shall on fulltime basis closely mentor, manage and supervise all SMMEs and shall manage, guide and assist each SMMEs in all aspects of management, execution and completion of his/her subcontract. This shall typically include the on-site productivity planning and management of materials, cost management, contract management, Health and Safety management, quality management, communication management and close-out documentation.",{"$nulls":8},809,null,0,{"$nulls":12},1,1,1,-2,"I","I"]
[null,null,"Provision for pricing of compliance with the aforementioned is made under this clause and it is explicitly pointed out that all requirements in respect of the aforementioned are deemed to be priced hereunder and no additional claims in this regard shall be entertained.","Item",{"v":1,"d":"1.00"},null,{"v":0,"d":"0.00"},null,null,1,null,809,null,0,{"$nulls":12},1,1,1,-2,"I","I"]
[]
["21",null,"C13 EMPLOYMENT OF LOCAL LABOUR",{"$nulls":8},819,null,0,{"$nulls":12},1,1,1,-2,"H","0"]
[]
["21",null,"The contractor is to employ local labour. All requirements of the aforementioned are to be priced hereunder and no additional claims in this regard will be entertained.",{"$nulls":8},820,null,0,{"$nulls":12},1,1,1,-2,"C","0"]
[]
["22","92","The Contractor is to ensure 80% of the General Labour is from Hosting/Local Community whilst Local Semi/Skilled Labour are first considered should contractor wish to expand their existing skilled labour, provided that suitable skilled labour is available locally. All requirements of the aforementioned are to be priced hereunder and no additional claims in this regard will be entertained.","Item",{"v":1,"d":"1.00"},null,{"v":0,"d":"0.00"},null,null,1,null,822,null,0,{"$nulls":12},1,1,1,-2,"I","I"]
[]
[]
[null,null,"Bill Total",{"$nulls":4},{"v":0,"d":"0.00"}]
[]
[]
[null,null,"Section Total ",{"$nulls":4},{"v":0,"d":"0.00"}]
[]
[]
[null,null,"SECTION NO. 2 : BUILDING WORKS",{"$nulls":23},1,2,1,3,"H"]
[]
[]
[null,null,"Bill No.1 : ALTERATIONS",{"$nulls":23},1,2,1,3,"H"]
[]
["25",null,"TRADE PREAMBLES",{"$nulls":8},352,null,0,{"$nulls":12},1,2,1,3,"H","0"]
[]
["25",null,"Trade Preambles:",{"$nulls":8},353,null,0,{"$nulls":12},1,2,1,3,"S","0"]
[]
["25",null,"For Trade Preambles refer to 'Specification of Materials and Methods' (PW371-A) for the full descriptions of material to be used and work to be done in this Bill.",{"$nulls":8},354,null,0,{"$nulls":12},1,2,1,3,"C","0"]
[]
["25",null,"SUPPLEMENTARY PREAMBLES",{"$nulls":8},355,null,9843,{"$nulls":12},1,2,1,3,"H","0"]
[]
["25",null,"Proprietary items or materials:",{"$nulls":8},356,null,2422,{"$nulls":12},1,2,1,3,"S","0"]
[]
["25",null,"Proprietary items or materials where specified are to be of the brand specified - or other approved - by the Principal Agent.",{"$nulls":8},357,null,1268,{"$nulls":12},1,2,1,3,"C","0"]
[]
["25",null,"View Site:",{"$nulls":8},361,null,0,{"$nulls":12},1,2,1,3,"S","0"]
[]
["25",null,"Before submitting his tender the contractor shall visit the site and satisfy himself as to the nature and extent of the work to be done and the value of the materials contained in the buildings or portions of the buildings to be demolished.  No claim for any variations of the contract sum in respect of the nature and extent of the work or of inferior or damaged materials will be entertained.",{"$nulls":8},362,null,26300,{"$nulls":12},1,2,1,3,"C","0"]
[]
["25",null,"Explosives:",{"$nulls":8},363,null,26400,{"$nulls":12},1,2,1,3,"S","0"]
[]
["25",null,"No explosives whatsoever may be used for demolition purposes unless otherwise stated.",{"$nulls":8},364,null,26500,{"$nulls":12},1,2,1,3,"C","0"]
[]
["25",null,"General:",{"$nulls":8},365,null,26600,{"$nulls":12},1,2,1,3,"S","0"]
[]
["25",null,"The contractor shall carry out the whole of the works with as little mess and noise as possible and with a minimum of disturbance to adjoining premises and their tenants.  He shall provide proper protection and provide, erect and remove when directed, any temporary tarpaulins that may be necessary during the progress of the works, all to the satisfaction of the Principal Agent.",{"$nulls":8},366,null,26700,{"$nulls":12},1,2,1,3,"C","0"]
[]
["25",null,"Water supply pipes and other piping that may be encountered and found necessary to disconnect or cut, shall be effectually stopped off or grubbed up and removed, and any new connections that may be necessary shall be made with proper fittings, to the satisfaction of the Principal Agent.",{"$nulls":8},367,null,26800,{"$nulls":12},1,2,1,3,"C","0"]
[]
["26",null,"Doors, fanlights, fittings, frames, linings, etc. which are to be re-used shall be thoroughly overhauled before refixing including taking off, easing and rehanging, cramping up, re-wedging as required and making good cramps, dowels, etc., and easing, oiling, adjusting and repairing ironmongery as necessary, replacing any glass damaged in removal or subsequently and stopping up all nail and screw holes with tinted plastic wood to match timber, unless otherwise described. Re-painting or re-varnishing is given separately.",{"$nulls":8},368,null,26900,{"$nulls":12},1,2,1,3,"C","0"]
[]
["26",null,"Prices for taking out of doors, windows, etc. shall include for removal of all beads, architraves, ironmongery, etc.",{"$nulls":8},369,null,27000,{"$nulls":12},1,2,1,3,"C","0"]
[]
["26",null,"Prices for taking out and removing doors and frames shall include for removing door stops, cabin hooks, etc. and making good floor and wall finishes to match existing",{"$nulls":8},370,null,27100,{"$nulls":12},1,2,1,3,"C","0"]
[]
["26",null,"With regard to building up of openings in existing walls, cement screeds and pavings, granolithic, tops of walls, etc., shall be levelled and prepared for raising of brickwork.",{"$nulls":8},371,null,27200,{"$nulls":12},1,2,1,3,"C","0"]
[]
["26",null,"Making good of finishes shall include making good of the brick and concrete surfaces onto which the new finishes are applied, where necessary.",{"$nulls":8},372,null,27300,{"$nulls":12},1,2,1,3,"C","0"]
[]
["26",null,"The contractor will be required to take all dimensions affecting the existing buildings on the site and he will be held solely responsible for the accuracy of all such dimensions where used in the manufacture of new items (doors, windows, fittings, etc.).",{"$nulls":8},373,null,27400,{"$nulls":12},1,2,1,3,"C","0"]
[]
["26",null,"REMOVAL OF EXISTING WORK",{"$nulls":8},321,null,28100,{"$nulls":12},1,2,1,3,"H","0"]
[]
["26",null,"Taking out and removing sundry joinery work, fittings, etc.:",{"$nulls":8},386,null,32900,{"$nulls":12},1,2,1,3,"S","0"]
[]
["26","1","38 x 50mm Brandering. (Support to fibre glass panels)","m","  12 035",null,{"v":0,"d":"0.00"},null,null,12035,null,387,null,33000,{"$nulls":12},1,2,1,3,"I","1"]
[]
["26",null,"Carefully taking out and removing sundry joinery work, fittings, panels, etc., setting aside for re-use and later refixing in similar new position:",{"$nulls":8},384,null,33700,{"$nulls":12},1,2,1,3,"S","0"]
[]
["26","2","600 x 200mm high fibre glass panels (duct covers) fixed to brandering with stainless steel screws and washers. (Brandering elsewhere).","No",{"v":117,"d":"117.00"},null,{"v":0,"d":"0.00"},null,null,117,null,725,null,33800,{"$nulls":12},1,2,1,3,"I","N"]
[]
["26","3","850 x 200mm high fibre glass panels (duct covers) fixed to brandering with stainless steel screws and washers. (Brandering elsewhere).","No",{"v":63,"d":"63.00"},null,{"v":0,"d":"0.00"},null,null,63,null,724,null,33800,{"$nulls":12},1,2,1,3,"I","N"]
[]
["26","4","530 x 850mm high fibre glass panels (duct covers) fixed to brandering with stainless steel screws and washers. (Brandering elsewhere).","No","  1 472",null,{"v":0,"d":"0.00"},null,null,1472,null,385,null,33800,{"$nulls":12},1,2,1,3,"I","N"]
[]
["27","5","600 x 1480mm high fibre glass panels (duct covers) fixed to brandering with stainless steel screws and washers. (Brandering elsewhere).","No",{"v":810,"d":"810.00"},null,{"v":0,"d":"0.00"},null,null,810,null,388,null,33800,{"$nulls":12},1,2,1,3,"I","N"]
[]
["27","6","850 x 1480mm high fibre glass panels (duct covers) fixed to brandering with stainless steel screws and washers. (Brandering elsewhere).","No",{"v":661,"d":"661.00"},null,{"v":0,"d":"0.00"},null,null,661,null,389,null,33800,{"$nulls":12},1,2,1,3,"I","N"]
[]
["27",null,"Taking out and removing piping, sanitary fittings, etc., including cutting off as necessary, disconnecting piping from fittings and making good floor and wall finishes:",{"$nulls":8},322,null,37500,{"$nulls":12},1,2,1,3,"S","0"]
[]
["27","7","110mm Cast iron piping including fittings and brackets.","m","  1 994",null,{"v":0,"d":"0.00"},null,null,1994,null,323,null,37600,{"$nulls":12},1,2,1,3,"I","1"]
[]
["27","8","40mm uPVC piping including fittings and brackets.","m",{"v":312,"d":"312.00"},null,{"v":0,"d":"0.00"},null,null,312,null,329,null,37600,{"$nulls":12},1,2,1,3,"I","1"]
[]
["27","9","50mm uPVC piping including fittings and brackets.","m","  1 015",null,{"v":0,"d":"0.00"},null,null,1015,null,330,null,37600,{"$nulls":12},1,2,1,3,"I","1"]
[]
["27","10","110mm uPVC piping including fittings and brackets.","m","  1 994",null,{"v":0,"d":"0.00"},null,null,1994,null,331,null,37600,{"$nulls":12},1,2,1,3,"I","1"]
[]
["27","11","Remove existing 40mm or 50mm existing PVC from existing chormium plated bottle trap clean and prepare for connecting new PVC pipe.","No",{"v":608,"d":"608.00"},null,{"v":0,"d":"0.00"},null,null,608,null,375,null,37600,{"$nulls":12},1,2,1,3,"I","N"]
[]
["27","12","Remove existing 40mm or 50mm existing PVC from existing rubber P-Trap, clean and prepare for connecting new PVC pipe.","No",{"v":308,"d":"308.00"},null,{"v":0,"d":"0.00"},null,null,308,null,377,null,37600,{"$nulls":12},1,2,1,3,"I","N"]
[]
["27","13","Remove existing 110mm cast iron pan connector from existing WC, clean and prepare for including connecting new PVC pan connect. (New pan connector elsewhere).","No",{"v":454,"d":"454.00"},null,{"v":0,"d":"0.00"},null,null,454,null,376,null,37600,{"$nulls":12},1,2,1,3,"I","N"]
[]
["27","14","Remove existing pipe not exceeding 50mm diameter from one brick, prepare for inatalllation of new PVC pipe through wall including chalking around pipe and making good plaster and paint on one side. (New PVC pipe elsewhere).","No",{"v":612,"d":"612.00"},null,{"v":0,"d":"0.00"},null,null,612,null,378,null,37600,{"$nulls":12},1,2,1,3,"I","N"]
[]
["27","15","Remove existing pipe not exceeding 50mm diameter from one brick, prepare for inatalllation of new PVC pipe through wall including chalking around pipe and making good plaster and white glazed tiles on one side. (New PVC pipe elsewhere).","No",{"v":304,"d":"304.00"},null,{"v":0,"d":"0.00"},null,null,304,null,380,null,37600,{"$nulls":12},1,2,1,3,"I","N"]
[]
["27","16","Remove existing pipe exceeding 50mm and not exceeding 150mm diameter from one brick, prepare for inatalllation of new PVC pipe through wall including chalking around pipe and making good plaster and paint on one side. (New PVC pipe elsewhere).","No",{"v":150,"d":"150.00"},null,{"v":0,"d":"0.00"},null,null,150,null,379,null,37600,{"$nulls":12},1,2,1,3,"I","N"]
[]
["28","17","Remove existing pipe exceeding 50mm and not exceeding 150mm diameter from one brick, prepare for inatalllation of new PVC pipe through wall including chalking around pipe and making good plaster and white glazed tiles on one side. (New PVC pipe elsewhere).","No",{"v":304,"d":"304.00"},null,{"v":0,"d":"0.00"},null,null,304,null,381,null,37600,{"$nulls":12},1,2,1,3,"I","N"]
[]
[]
[null,null,"Bill Total",{"$nulls":4},{"v":0,"d":"0.00"}]
[]
[]
[]
[null,null,"Bill No.2 : CARPENTRY AND JOINERY",{"$nulls":23},1,2,2,30,"H"]
[]
["30",null,"TRADE PREAMBLES",{"$nulls":8},396,null,0,{"$nulls":12},1,2,2,30,"H","0"]
[]
["30",null,"Trade Preambles:",{"$nulls":8},397,null,0,{"$nulls":12},1,2,2,30,"S","0"]
[]
["30",null,"For Trade Preambles refer to 'Specification of Materials and Methods' (PW371-A) for the full descriptions of material to be used and work to be done in this Bill.",{"$nulls":8},398,null,0,{"$nulls":12},1,2,2,30,"C","0"]
[]
["30",null,"SUPPLEMENTARY PREAMBLES",{"$nulls":8},399,null,12332,{"$nulls":12},1,2,2,30,"H","0"]
[]
["30",null,"Proprietary items or materials:",{"$nulls":8},400,null,12332,{"$nulls":12},1,2,2,30,"S","0"]
[]
["30",null,"Proprietary items or materials where specified are to be of the brand specified - or other approved - by the Principal Agent.",{"$nulls":8},401,null,1268,{"$nulls":12},1,2,2,30,"C","0"]
[]
["30",null,"Particle board:",{"$nulls":8},402,null,12334,{"$nulls":12},1,2,2,30,"S","0"]
[]
["30",null,"Particle board shall comply with the following specifications: a) SABS 1300 Particle board: exterior and flooring type b) SABS 1301 Particle board: interior type.",{"$nulls":8},403,null,12335,{"$nulls":12},1,2,2,30,"C","0"]
[]
["30",null,"Joinery:",{"$nulls":8},404,null,12337,{"$nulls":12},1,2,2,30,"S","0"]
[]
["30",null,"Descriptions of frames shall be deemed to include frames, transoms, mullions, rails, etc.",{"$nulls":8},405,null,12338,{"$nulls":12},1,2,2,30,"C","0"]
[]
["30",null,"Descriptions of hardwood joinery shall be deemed to include pelleting of bolt holes.",{"$nulls":8},406,null,12339,{"$nulls":12},1,2,2,30,"C","0"]
[]
["30",null,"Fixing:",{"$nulls":8},407,null,12342,{"$nulls":12},1,2,2,30,"S","0"]
[]
["30",null,"Items described as nailed shall be deemed to be fixed with hardened steel nails or shot pins to brickwork or concrete.",{"$nulls":8},408,null,12343,{"$nulls":12},1,2,2,30,"C","0"]
[]
["30",null,"Decorative laminate finish:",{"$nulls":8},409,null,12345,{"$nulls":12},1,2,2,30,"S","0"]
[]
["30",null,"Laminate finish shall be glued under pressure.  Edge strips shall be butt jointed at junctions with adjacent similar finish.",{"$nulls":8},410,null,12346,{"$nulls":12},1,2,2,30,"C","0"]
[]
["30",null,"Gumpoles:",{"$nulls":8},411,null,12345,{"$nulls":12},1,2,2,30,"S","0"]
[]
["30",null,"Gumpole structural units shall be in accordance with the following SABS Specifications:  SABS 457-1982: Wooden poles, droppers, guard rail posts and spacer blocks.  Units with defects exceeding the maximum permissible defects as listed in table 1 of SABS 457, shall be remove from site and shall under no circumstances be used in any part of the structure.  State diameters are top (thin) end diameters in all cases.",{"$nulls":8},412,null,12452,{"$nulls":12},1,2,2,30,"C","0"]
[]
["30",null,"DUCT COVERS",{"$nulls":8},390,null,270500,{"$nulls":12},1,2,2,30,"H","0"]
[]
["30",null,"Sawn softwood:",{"$nulls":8},391,null,270600,{"$nulls":12},1,2,2,30,"S","0"]
[]
["30","1","38 x 50mm Framed frames, plugged.","m","  12 035",null,{"v":0,"d":"0.00"},null,null,12035,null,392,null,270604,{"$nulls":12},1,2,2,30,"I","1"]
[]
["31",null,"DUCT COVERS",{"$nulls":8},675,null,42340,{"$nulls":12},1,2,2,30,"H","0"]
[]
["31",null,"3mm Thick fibre glass duct covers to match existing as manufactured by 'DB Max Manufacturing' or equal approved, comprising of 3 layers of 450mm gram chopped strand matt, resin and UV stabalised coloured gelcoat, including cutting trimming to size, moulds etc:",{"$nulls":8},676,null,42450,{"$nulls":12},1,2,2,30,"S","0"]
[]
["31","2","Duct cover size 600 x 200mm high, fixed along edges with stainless steel screws and washers.","No",{"v":13,"d":"13.00"},null,{"v":0,"d":"0.00"},null,null,13,null,697,null,104043,{"$nulls":12},1,2,2,30,"I","N"]
[]
["31","3","Duct cover size 850 x 200mm high, fixed along edges with stainless steel screws and washers.","No",{"v":7,"d":"7.00"},null,{"v":0,"d":"0.00"},null,null,7,null,698,null,104043,{"$nulls":12},1,2,2,30,"I","N"]
[]
["31","4","Duct cover size 530 x 850mm high, fixed along edges with stainless steel screws and washers.","No",{"v":164,"d":"164.00"},null,{"v":0,"d":"0.00"},null,null,164,null,696,null,104043,{"$nulls":12},1,2,2,30,"I","N"]
[]
["31","5","Duct cover size 600 x 1480mm high, fixed along edges with stainless steel screws and washers.","No",{"v":90,"d":"90.00"},null,{"v":0,"d":"0.00"},null,null,90,null,677,null,104043,{"$nulls":12},1,2,2,30,"I","N"]
[]
["31","6","Duct cover size 850 x 1480mm high, fixed along edges with stainless steel screws and washers.","No",{"v":73,"d":"73.00"},null,{"v":0,"d":"0.00"},null,null,73,null,695,null,104043,{"$nulls":12},1,2,2,30,"I","N"]
[]
[]
[null,null,"Bill Total",{"$nulls":4},{"v":0,"d":"0.00"}]
[]
[]
[]
[null,null,"Bill No.3 : PLUMBING AND DRAINAGE",{"$nulls":23},1,2,3,54,"H"]
[]
["33",null,"TRADE PREAMBLES",{"$nulls":8},2,null,0,{"$nulls":12},1,2,3,54,"H","0"]
[]
["33",null,"Trade Preambles:",{"$nulls":8},3,null,0,{"$nulls":12},1,2,3,54,"S","0"]
[]
["33",null,"For Trade Preambles refer to 'Specification of Materials and Methods' (PW371-A) for the full descriptions of material to be used and work to be done in this Bill.",{"$nulls":8},4,null,0,{"$nulls":12},1,2,3,54,"C","0"]
[]
["33",null,"SUPPLEMENTARY PREAMBLES",{"$nulls":8},5,null,17171,{"$nulls":12},1,2,3,54,"H","0"]
[]
["33",null,"Proprietary items or materials:",{"$nulls":8},6,null,2422,{"$nulls":12},1,2,3,54,"S","0"]
[]
["33",null,"Proprietary items or materials where specified are to be of the brand specified - or other approved - by the Principal Agent.",{"$nulls":8},7,null,1268,{"$nulls":12},1,2,3,54,"C","0"]
[]
["33",null,"National treasury designated sectors instructions:",{"$nulls":8},8,null,45900,{"$nulls":12},1,2,3,54,"S","0"]
[]
["33",null,"Only locally produced or locally manufactured products and components for construction with a stipulated mimimum thresholds as set out in the National Treasury Designated Sectors must be complied with and the tenderers must complete returnable document 'Declatation Certificate For Local Production and content For Designated Sectors SBD 6.2' included in T2.2.14 included in Volume 2 of these tender/ contract documents documents.",{"$nulls":8},9,null,45900,{"$nulls":12},1,2,3,54,"C","0"]
[]
["33",null,"Tenderers/ contractors are to ensure they are conversant the the National Treasury Designated Sector legislation and ensure their pricing complies with it. No claims in respect of the National Treasury Designated Sectors legislation will be entertained.",{"$nulls":8},10,null,45900,{"$nulls":12},1,2,3,54,"C","0"]
[]
["33",null,"Polycop' polypropylene pipes:",{"$nulls":8},11,null,17173,{"$nulls":12},1,2,3,54,"S","0"]
[]
["33",null,"Polypropylene pipes 54mm diameter and under shall be seamless copper coloured class 16 pipes jointed with 'Fast-fuse' heat welded thermoplastic or brass compression fittings as designed for use with copper pipes as stated.",{"$nulls":8},12,null,17174,{"$nulls":12},1,2,3,54,"C","0"]
[]
["33",null,"Pipes shall be firmly fixed to walls etc with coloured nylon snap-in pipe clips with provision for accommodating thermal movement and jointed and fixed strictly in accordance with the manufacturer's instructions.",{"$nulls":8},13,null,17175,{"$nulls":12},1,2,3,54,"C","0"]
[]
["33",null,"All pipe diameters are nominal external.",{"$nulls":8},14,null,17176,{"$nulls":12},1,2,3,54,"C","0"]
[]
["33",null,"Polylink' polypropylene pipes:",{"$nulls":8},15,null,17180,{"$nulls":12},1,2,3,54,"S","0"]
[]
["33",null,"Polypropylene pipes 63mm diameter and over shall be class 12 pipes jointed with cast iron 'Supraclamp' running joints.",{"$nulls":8},16,null,17181,{"$nulls":12},1,2,3,54,"C","0"]
[]
["33",null,"Fusion welded bends, once or twice mitred as necessary, and tees shall be factory manufactured.",{"$nulls":8},17,null,17182,{"$nulls":12},1,2,3,54,"C","0"]
[]
["34",null,"Fusion welded bends and tees shall include jointing to pipes with PVC rubber ring double X joint couplers.",{"$nulls":8},18,null,17183,{"$nulls":12},1,2,3,54,"C","0"]
[]
["34",null,"Branch tees shall include flanged and bolted joints to 'Polycop' branch pipes in addition and for brass compression male iron to copper straight couplers.",{"$nulls":8},19,null,17184,{"$nulls":12},1,2,3,54,"C","0"]
[]
["34",null,"Reducers shall include jointing to pipes with PVC rubber ring double Z joint couplers and reduces shall be of sufficient overall length to accommodate same.",{"$nulls":8},20,null,17185,{"$nulls":12},1,2,3,54,"C","0"]
[]
["34",null,"All pipes shall be jointed and fixed strictly in accordance with the manufacturer's instructions.",{"$nulls":8},21,null,17186,{"$nulls":12},1,2,3,54,"C","0"]
[]
["34",null,"All pipe diameters are nominal external.",{"$nulls":8},22,null,17187,{"$nulls":12},1,2,3,54,"C","0"]
[]
["34",null,"Concrete pipes:",{"$nulls":8},23,null,17195,{"$nulls":12},1,2,3,54,"S","0"]
[]
["34",null,"Pipes shall be jointed with ogee joints with rubber collars or socket and spigot joints with rubber rings.",{"$nulls":8},24,null,17196,{"$nulls":12},1,2,3,54,"C","0"]
[]
["34",null,"Vitrified clay pipes etc:",{"$nulls":8},25,null,17198,{"$nulls":12},1,2,3,54,"S","0"]
[]
["34",null,"Pipes shall rest on solid ground and, where necessary, pockets of sufficient size shall be cut around joints to enable the jointing to be properly performed or, alternatively, pipes shall be bedded full length on and including unreinforced concrete laid in a semi-dry state immediately before pipes are laid.",{"$nulls":8},26,null,17199,{"$nulls":12},1,2,3,54,"C","0"]
[]
["34",null,"uPVC pipes and fittings.",{"$nulls":8},27,null,17200,{"$nulls":12},1,2,3,54,"S","0"]
[]
["34",null,"Sewer and drainage pipes and fittings shall be jointed and sealed with butyl rubber rings.",{"$nulls":8},28,null,17201,{"$nulls":12},1,2,3,54,"C","0"]
[]
["34",null,"Soil, waste and vent pipes and fittings shall be solvent weld jointed.",{"$nulls":8},29,null,17202,{"$nulls":12},1,2,3,54,"C","0"]
[]
["34",null,"uPVC pressure pipes and fittings:",{"$nulls":8},30,null,17207,{"$nulls":12},1,2,3,54,"S","0"]
[]
["34",null,"Pipes for water supply shall be of the class stated.",{"$nulls":8},31,null,17208,{"$nulls":12},1,2,3,54,"C","0"]
[]
["34",null,"Pipes of 40mm diameter and smaller shall be plain ended with solvent welded uPVC loose sockets and fittings.",{"$nulls":8},32,null,17209,{"$nulls":12},1,2,3,54,"C","0"]
[]
["34",null,"Pipes of 50mm diameter and greater shall have sockets and spigots with push-in type integral rubber ring joints. Bends shall be uPVC and all other fittings shall be cast iron, all with similar push-in type joints.",{"$nulls":8},33,null,17210,{"$nulls":12},1,2,3,54,"C","0"]
[]
["34",null,"Copper pipes:",{"$nulls":8},34,null,17214,{"$nulls":12},1,2,3,54,"S","0"]
[]
["34",null,"Pipes shall be hard drawn and half-hard pipes of the class stated. Class 0 (thin walled hard drawn) pipes shall not be bent. Class 1 (thin walled half-hard), class 2 (half-hard) and class 3 (heavy walled half-hard) pipes shall only be bent with benders with inner and outer formers. Fittings to copper waste, vent and anti-syphon pipes, capillary solder fittings and compression fittings shall be 'Cobra Watertech' type. Capillary solder fittings shall comply with ISO 2016. Only compression fittings shall be used in walls or in ground.",{"$nulls":8},35,null,17215,{"$nulls":12},1,2,3,54,"C","0"]
[]
["35",null,"Fixing of pipes",{"$nulls":8},36,null,17217,{"$nulls":12},1,2,3,54,"S","0"]
[]
["35",null,"Unless specifically otherwise stated, descriptions of pipes shall be deemed to include for fixing to walls etc. casting in, building in or suspending not exceeding 1m below suspension level",{"$nulls":8},37,null,17218,{"$nulls":12},1,2,3,54,"C","0"]
[]
["35",null,"Lead pipes and traps:",{"$nulls":8},38,null,17220,{"$nulls":12},1,2,3,54,"S","0"]
[]
["35",null,"All soldered joints shall be wiped and brass unions shall be used for jointing lead to steel.",{"$nulls":8},39,null,17221,{"$nulls":12},1,2,3,54,"C","0"]
[]
["35",null,"Reducing fittings:",{"$nulls":8},40,null,17223,{"$nulls":12},1,2,3,54,"S","0"]
[]
["35",null,"Where fittings have reducing ends or branches they are described as 'reducing'. In the case of pipes with diameters not exceeding 60mm only the largest end or branch size is given. Should the Contractor wish to use other fittings and bushes or reducers he may do so on the understanding that no claim in this regard will be entertained. In the case of pipes with diameters exceeding 60mm all sizes are given and no claim for extra bushes, reducers, etc will be entertained.",{"$nulls":8},41,null,17224,{"$nulls":12},1,2,3,54,"C","0"]
[]
["35",null,"Wire gratings:",{"$nulls":8},42,null,17226,{"$nulls":12},1,2,3,54,"S","0"]
[]
["35",null,"Descriptions of gutter outlets etc shall be deemed to include wire balloon gratings.",{"$nulls":8},43,null,17227,{"$nulls":12},1,2,3,54,"C","0"]
[]
["35",null,"Septic tanks:",{"$nulls":8},44,null,17229,{"$nulls":12},1,2,3,54,"S","0"]
[]
["35",null,"Descriptions of septic tanks shall be deemed to include excavation, bedding and jointing, concrete base slabs, jointing to drains and backfilling, compaction, etc all in accordance with the manufacturer's instructions.",{"$nulls":8},45,null,17230,{"$nulls":12},1,2,3,54,"C","0"]
[]
["35",null,"Exposed concrete surfaces:",{"$nulls":8},46,null,17232,{"$nulls":12},1,2,3,54,"S","0"]
[]
["35",null,"Exposed surfaces of concrete stormwater channels, cover slabs, inspection eye marker slabs, gulley tops, cleaning eye tops, catchpits, inspection chambers, etc shall be finished smooth with plaster.",{"$nulls":8},47,null,17233,{"$nulls":12},1,2,3,54,"C","0"]
[]
["35",null,"Excavations:",{"$nulls":8},48,null,17235,{"$nulls":12},1,2,3,54,"S","0"]
[]
["35",null,"No claim for rock excavation will be entertained unless the Contractor has timeously notified the quantity surveyor thereof prior to backfilling.",{"$nulls":8},49,null,17236,{"$nulls":12},1,2,3,54,"C","0"]
[]
["35",null,"Soft rock' and 'hard rock' shall be as defined in 'Earthworks'.",{"$nulls":8},50,null,17237,{"$nulls":12},1,2,3,54,"C","0"]
[]
["35",null,"Laying, backfilling, bedding, etc of pipes:",{"$nulls":8},51,null,17240,{"$nulls":12},1,2,3,54,"S","0"]
[]
["35",null,"Pipes shall be laid and bedded and trenches shall be carefully backfilled in accordance with manufacturers' instructions.",{"$nulls":8},52,null,17241,{"$nulls":12},1,2,3,54,"C","0"]
[]
["35",null,"Where no manufacturers' instructions exist pipes shall be laid in accordance with clauses 5.1 and 5.2 of each of the following: SABS 1200 L : Medium pressure pipelines  LD : Sewers  LE : Stormwater drainage  Pipe trenches etc shall be backfilled in accordance with clause 3, 5.5, 5.6, 5.7 and 7 of SAB.",{"$nulls":8},53,null,17242,{"$nulls":12},1,2,3,54,"C","0"]
[]
["36",null,"Flush pans:",{"$nulls":8},54,null,17245,{"$nulls":12},1,2,3,54,"S","0"]
[]
["36",null,"Flush pans shall have straight or side outlets and 'P' or 'S' traps as necessary.",{"$nulls":8},55,null,17246,{"$nulls":12},1,2,3,54,"C","0"]
[]
["36",null,"Stainless steel basins, sinks, wash troughs, urinals, etc:",{"$nulls":8},56,null,17248,{"$nulls":12},1,2,3,54,"S","0"]
[]
["36",null,"Units shall have standard aprons on all exposed edges and tiling keys against walls where applicable.",{"$nulls":8},57,null,17249,{"$nulls":12},1,2,3,54,"C","0"]
[]
["36",null,"Waste unions:",{"$nulls":8},58,null,17251,{"$nulls":12},1,2,3,54,"S","0"]
[]
["36",null,"Descriptions of waste unions shall be deemed to include rubber or vulcanite plugs and chains fixed to fittings.",{"$nulls":8},59,null,17252,{"$nulls":12},1,2,3,54,"C","0"]
[]
["36",null,"Steel sectional water tanks:",{"$nulls":8},60,null,17254,{"$nulls":12},1,2,3,54,"S","0"]
[]
["36",null,"Tanks shall comply with SABS CKS 114.",{"$nulls":8},61,null,17255,{"$nulls":12},1,2,3,54,"C","0"]
[]
["36",null,"Densyl' petrolatum anti-corrosion tape as manufactured by Denso SA (Pty) Ltd:",{"$nulls":8},62,null,17257,{"$nulls":12},1,2,3,54,"S","0"]
[]
["36",null,"Pipes to be taped shall be coated with the appropriate primer and the tape shall be applied with minimum 15mm lap per spiral unless otherwise described.",{"$nulls":8},63,null,17258,{"$nulls":12},1,2,3,54,"C","0"]
[]
["36",null,"Couplings and fittings to pipes shall be taped in strict accordance with the manufacturer's instructions including all mastic, tape, 'Layflat' sheeting, securing of same, etc.",{"$nulls":8},64,null,17259,{"$nulls":12},1,2,3,54,"C","0"]
[]
["36",null,"Prices for wrapping of pipes shall include for all work as described to couplings in the length.",{"$nulls":8},65,null,17260,{"$nulls":12},1,2,3,54,"C","0"]
[]
["36",null,"SOIL DRAINAGE",{"$nulls":8},66,null,17451,{"$nulls":12},1,2,3,54,"H","0"]
[]
["36",null,"uPVC class 34 pipes:",{"$nulls":8},72,null,17572,{"$nulls":12},1,2,3,54,"S","0"]
[]
["36","1","110mm Pipes vertically or ramped to cleaning eyes, etc. (no excavation)","m",{"v":29,"d":"29.00"},null,{"v":0,"d":"0.00"},null,null,29,null,73,null,17578,{"$nulls":12},1,2,3,54,"I","1"]
[]
["36","2","110mm Pipes laid in and including trenches not exceeding 1m deep.","m",{"v":44,"d":"44.00"},null,{"v":0,"d":"0.00"},null,null,44,null,74,null,17578,{"$nulls":12},1,2,3,54,"I","1"]
[]
["36",null,"Extra over uPVC class 34 pipes for fittings:",{"$nulls":8},79,null,17676,{"$nulls":12},1,2,3,54,"S","0"]
[]
["36","3","110mm Bend.","No",{"v":348,"d":"348.00"},null,{"v":0,"d":"0.00"},null,null,348,null,80,null,17684,{"$nulls":12},1,2,3,54,"I","N"]
[]
["36",null,"Sundries:",{"$nulls":8},95,null,17771,{"$nulls":12},1,2,3,54,"S","0"]
[]
["36","4","Extra over excavation in earth for pipe trenches, chambers, etc for excavation in soft rock.","m³",{"v":7,"d":"7.00"},null,{"v":0,"d":"0.00"},null,null,7,null,97,null,17772,{"$nulls":12},1,2,3,54,"I","3"]
[]
["36","5","Extra over excavation in earth for pipe trenches, chambers, etc for excavation in hard rock.","m³",{"v":3,"d":"3.00"},null,{"v":0,"d":"0.00"},null,null,3,null,98,null,17773,{"$nulls":12},1,2,3,54,"I","3"]
[]
["36","6","Extra over excavation for pipe trenches, chambers, etc for carting away surplus material to a dumping site to be located by the Contractor.","m³",{"v":3,"d":"3.00"},null,{"v":0,"d":"0.00"},null,null,3,null,99,null,17774,{"$nulls":12},1,2,3,54,"I","3"]
[]
["37","7","Extra over backfilling to drain trenches, chambers, etc for earth backfilling with G7 material supplied by the Contractor.","m³",{"v":3,"d":"3.00"},null,{"v":0,"d":"0.00"},null,null,3,null,100,null,17773,{"$nulls":12},1,2,3,54,"I","3"]
[]
["37","8","Cutting through 150mm thick concrete surface beds for new 110mm uPVC pipe including saw cuts, removing existing sewer pipe and making good concrete to match existing. (New uPVC pipe elsewhere)","m",{"v":44,"d":"44.00"},null,{"v":0,"d":"0.00"},null,null,44,null,102,null,17776,{"$nulls":12},1,2,3,54,"I","1"]
[]
["37","9","Cutting into side of existing inspection chamber for and connecting 110mm pipe including inserting new channels, channel junctions etc., and making good concrete benching.","No",{"v":29,"d":"29.00"},null,{"v":0,"d":"0.00"},null,null,29,null,105,null,17786,{"$nulls":12},1,2,3,54,"I","N"]
[]
["37","10","Testing drainage pipe system.","Item",{"v":1,"d":"1.00"},null,{"v":0,"d":"0.00"},null,null,1,null,108,null,17787,{"$nulls":12},1,2,3,54,"I","I"]
[]
["37",null,"SANITARY PLUMBING",{"$nulls":8},165,null,18170,{"$nulls":12},1,2,3,54,"H","0"]
[]
["37",null,"uPVC pipes:",{"$nulls":8},166,null,45427,{"$nulls":12},1,2,3,54,"S","0"]
[]
["37","11","40mm Pipes.","m",{"v":312,"d":"312.00"},null,{"v":0,"d":"0.00"},null,null,312,null,167,null,45428,{"$nulls":12},1,2,3,54,"I","1"]
[]
["37","12","50mm Pipes.","m","  1 250",null,{"v":0,"d":"0.00"},null,null,1250,null,168,null,45429,{"$nulls":12},1,2,3,54,"I","1"]
[]
["37","13","110mm Pipes.","m","  1 994",null,{"v":0,"d":"0.00"},null,null,1994,null,169,null,45438,{"$nulls":12},1,2,3,54,"I","1"]
[]
["37",null,"Extra over uPVC pipes for fittings:",{"$nulls":8},172,null,18321,{"$nulls":12},1,2,3,54,"S","0"]
[]
["37","14","110mm Reducer.","No",{"v":625,"d":"625.00"},null,{"v":0,"d":"0.00"},null,null,625,null,382,null,45403,{"$nulls":12},1,2,3,54,"I","N"]
[]
["37","15","40mm Bend.","No",{"v":300,"d":"300.00"},null,{"v":0,"d":"0.00"},null,null,300,null,174,null,45366,{"$nulls":12},1,2,3,54,"I","N"]
[]
["37","16","50mm Bend.","No",{"v":300,"d":"300.00"},null,{"v":0,"d":"0.00"},null,null,300,null,175,null,45366,{"$nulls":12},1,2,3,54,"I","N"]
[]
["37","17","110mm Bend.","No",{"v":150,"d":"150.00"},null,{"v":0,"d":"0.00"},null,null,150,null,176,null,45338,{"$nulls":12},1,2,3,54,"I","N"]
[]
["37","18","40mm Access bend.","No",{"v":166,"d":"166.00"},null,{"v":0,"d":"0.00"},null,null,166,null,177,null,45339,{"$nulls":12},1,2,3,54,"I","N"]
[]
["37","19","50mm Access bend.","No",{"v":620,"d":"620.00"},null,{"v":0,"d":"0.00"},null,null,620,null,178,null,45384,{"$nulls":12},1,2,3,54,"I","N"]
[]
["37","20","110mm Access bend.","No",{"v":454,"d":"454.00"},null,{"v":0,"d":"0.00"},null,null,454,null,179,null,45355,{"$nulls":12},1,2,3,54,"I","N"]
[]
["37","21","110mm Pan connector.","No",{"v":304,"d":"304.00"},null,{"v":0,"d":"0.00"},null,null,304,null,180,null,45371,{"$nulls":12},1,2,3,54,"I","N"]
[]
["37","22","110mm Bent pan connector.","No",{"v":150,"d":"150.00"},null,{"v":0,"d":"0.00"},null,null,150,null,181,null,45371,{"$nulls":12},1,2,3,54,"I","N"]
[]
["37","23","40mm Junction.","No",{"v":150,"d":"150.00"},null,{"v":0,"d":"0.00"},null,null,150,null,182,null,45387,{"$nulls":12},1,2,3,54,"I","N"]
[]
["37","24","50mm Junction.","No",{"v":150,"d":"150.00"},null,{"v":0,"d":"0.00"},null,null,150,null,183,null,45387,{"$nulls":12},1,2,3,54,"I","N"]
[]
["37","25","110mm Junction.","No",{"v":150,"d":"150.00"},null,{"v":0,"d":"0.00"},null,null,150,null,184,null,45390,{"$nulls":12},1,2,3,54,"I","N"]
[]
["37","26","40mm Access Junction.","No",{"v":154,"d":"154.00"},null,{"v":0,"d":"0.00"},null,null,154,null,186,null,45387,{"$nulls":12},1,2,3,54,"I","N"]
[]
["37","27","50mm Access Junction.","No",{"v":454,"d":"454.00"},null,{"v":0,"d":"0.00"},null,null,454,null,187,null,45387,{"$nulls":12},1,2,3,54,"I","N"]
[]
["37","28","110mm Access junction.","No",{"v":304,"d":"304.00"},null,{"v":0,"d":"0.00"},null,null,304,null,188,null,45401,{"$nulls":12},1,2,3,54,"I","N"]
[]
["38","29","50mm Reducing Access Junction.","No",{"v":154,"d":"154.00"},null,{"v":0,"d":"0.00"},null,null,154,null,189,null,45387,{"$nulls":12},1,2,3,54,"I","N"]
[]
["38","30","110mm Reducing Access Junction.","No",{"v":166,"d":"166.00"},null,{"v":0,"d":"0.00"},null,null,166,null,190,null,45387,{"$nulls":12},1,2,3,54,"I","N"]
[]
["38","31","110mm Double access junction.","No",{"v":150,"d":"150.00"},null,{"v":0,"d":"0.00"},null,null,150,null,191,null,45401,{"$nulls":12},1,2,3,54,"I","N"]
[]
["38","32","50mm Two-way vent valve.","No",{"v":304,"d":"304.00"},null,{"v":0,"d":"0.00"},null,null,304,null,374,null,45336,{"$nulls":12},1,2,3,54,"I","N"]
[]
["38","33","110mm Two-way vent valve.","No",{"v":29,"d":"29.00"},null,{"v":0,"d":"0.00"},null,null,29,null,192,null,45336,{"$nulls":12},1,2,3,54,"I","N"]
[]
["38",null,"Sundries:",{"$nulls":8},193,null,18391,{"$nulls":12},1,2,3,54,"S","0"]
[]
["38","34","Testing waste pipe system.","Item",{"v":1,"d":"1.00"},null,{"v":0,"d":"0.00"},null,null,1,null,194,null,18393,{"$nulls":12},1,2,3,54,"I","I"]
[]
[]
[null,null,"Bill Total",{"$nulls":4},{"v":0,"d":"0.00"}]
[]
[]
[]
[null,null,"Bill No.4 : PAINTWORK",{"$nulls":23},1,2,4,66,"H"]
[]
["40",null,"TRADE PREAMBLES",{"$nulls":8},413,null,0,{"$nulls":12},1,2,4,66,"H","0"]
[]
["40",null,"Trade Preambles:",{"$nulls":8},414,null,0,{"$nulls":12},1,2,4,66,"S","0"]
[]
["40",null,"For Trade Preambles refer to 'Specification of Materials and Methods' (PW371-A) for the full descriptions of material to be used and work to be done in this Bill.",{"$nulls":8},415,null,0,{"$nulls":12},1,2,4,66,"C","0"]
[]
["40",null,"SUPPLEMENTARY PREAMBLES",{"$nulls":8},416,null,42128,{"$nulls":12},1,2,4,66,"H","0"]
[]
["40",null,"Proprietary items or materials:",{"$nulls":8},417,null,42128,{"$nulls":12},1,2,4,66,"S","0"]
[]
["40",null,"Proprietary items or materials where specified are to be of the brand specified - or other approved - by the Principal Agent.",{"$nulls":8},418,null,1268,{"$nulls":12},1,2,4,66,"C","0"]
[]
["40",null,"SABS Specifications",{"$nulls":8},419,null,0,{"$nulls":12},1,2,4,66,"S","0"]
[]
["40",null,"Matt or eggshell decorative paint for interior works : SABS 515",{"$nulls":8},420,null,0,{"$nulls":12},1,2,4,66,"C","0"]
[]
["40",null,"High gloss enamel paint : SABS 630 Grade I",{"$nulls":8},421,null,0,{"$nulls":12},1,2,4,66,"C","0"]
[]
["40",null,"Oil gloss enamel paint : SABS 631",{"$nulls":8},422,null,0,{"$nulls":12},1,2,4,66,"C","0"]
[]
["40",null,"Primers for wood for external work : SABS 678 Type I",{"$nulls":8},423,null,0,{"$nulls":12},1,2,4,66,"C","0"]
[]
["40",null,"Primers for wood for internal work : SABS 678 Type III",{"$nulls":8},424,null,0,{"$nulls":12},1,2,4,66,"C","0"]
[]
["40",null,"Zink chromate primers for steel : SABS 679 Type I",{"$nulls":8},425,null,0,{"$nulls":12},1,2,4,66,"C","0"]
[]
["40",null,"Undercoats for paints (except emulsion paint) : SABS 681 Type I",{"$nulls":8},426,null,0,{"$nulls":12},1,2,4,66,"C","0"]
[]
["40",null,"Aluminium paint : SABS 682 Grade II",{"$nulls":8},427,null,0,{"$nulls":12},1,2,4,66,"C","0"]
[]
["40",null,"Roof paints : SABS 683 Type B (Oil) SABS 940 (Emulsion)",{"$nulls":8},428,null,0,{"$nulls":12},1,2,4,66,"C","0"]
[]
["40",null,"Structural steel paint : SABS 684 Type B",{"$nulls":8},429,null,0,{"$nulls":12},1,2,4,66,"C","0"]
[]
["40",null,"Wash primer (metal etch) : SABS 723",{"$nulls":8},430,null,0,{"$nulls":12},1,2,4,66,"C","0"]
[]
["40",null,"Varnish for interior use : SABS 887 Type I",{"$nulls":8},431,null,0,{"$nulls":12},1,2,4,66,"C","0"]
[]
["40",null,"Emulsion paints : SABS 1586",{"$nulls":8},432,null,0,{"$nulls":12},1,2,4,66,"C","0"]
[]
["40",null,"ON WOOD SURFACES",{"$nulls":8},393,null,583900,{"$nulls":12},1,2,4,66,"H","0"]
[]
["40",null,"Two coats oil wood primer:",{"$nulls":8},394,null,584000,{"$nulls":12},1,2,4,66,"S","0"]
[]
["40","1","Backs of frames, linings, etc. not exceeding 300mm wide.","m","  12 035",null,{"v":0,"d":"0.00"},null,null,12035,null,395,null,-913,{"$nulls":12},1,2,4,66,"I","1"]
[]
["40",null,"ON NEW FIBRE-GLASS SURFACES",{"$nulls":8},699,null,71560,{"$nulls":12},1,2,4,66,"H","0"]
[]
["40",null,"One coat automotive two pack etch primer and two coats 2k automotive UV stabilized paint:",{"$nulls":8},701,null,71580,{"$nulls":12},1,2,4,66,"S","0"]
[]
["40","2","On fibreglass panels (duct covers).","m²","  1 203",null,{"v":0,"d":"0.00"},null,null,1203,null,702,null,71590,{"$nulls":12},1,2,4,66,"I","2"]
[]
["41",null,"PREPARATORY WORK TO PREVIOUSLY PAINTED SURFACES",{"$nulls":8},708,null,30132,{"$nulls":12},1,2,4,66,"H","0"]
[]
["41",null,"Previously painted plastered surfaces:",{"$nulls":8},709,null,44326,{"$nulls":12},1,2,4,66,"S","0"]
[]
["41",null,"Surfaces shall be thoroughly washed down to remove dirt and other contaminants and allowed to dry completely before any paint is applied.  Blistered or peeling paint shall be completely removed and cracks shall be opened, filled with 'Polycell Mendall 90' or equal approved or 'Polycell Polyfilla Exterior' or equal approved filler, and sanded smooth. In the case of previously limewashed surfaces, completely remove all limewash if possible or at least wire brush and scrape down to achieve a 'grey state' exposure of the substrate and apply filler as indicated above.",{"$nulls":8},710,null,44327,{"$nulls":12},1,2,4,66,"C","0"]
[]
["41",null,"Previously painted metal surfaces:",{"$nulls":8},711,null,44328,{"$nulls":12},1,2,4,66,"S","0"]
[]
["41",null,"Surfaces shall be thoroughly rubbed and cleaned down to remove dirt and other contaminants and sanded lightly to provide a key for subsequent coats. Blistered or peeling paint shall be completely removed down to bare metal and any rust encountered shall be removed and bare metal areas cleaned, washed with Sugar Soap and spot primed with 'Namelcote Synthetic Metal Primer' or equal approved.",{"$nulls":8},712,null,44329,{"$nulls":12},1,2,4,66,"C","0"]
[]
["41",null,"Previously painted galvanised metal surfaces:",{"$nulls":8},713,null,44338,{"$nulls":12},1,2,4,66,"S","0"]
[]
["41",null,"Surfaces shall be thoroughly rubbed and cleaned down to remove dirt and other contaminants and sanded lightly to provide a key for subsequent coats. Blistered or peeling paint shall be completely removed down to bare metal and any rust encountered shall be removed and bare metal areas cleaned with 'Plascon Galvanised Iron Cleaner' or equal approved and spot primed with 'Galvogrip Metal Primer' or equal approved.",{"$nulls":8},714,null,44339,{"$nulls":12},1,2,4,66,"C","0"]
[]
["41",null,"Previously painted wood surfaces:",{"$nulls":8},715,null,44330,{"$nulls":12},1,2,4,66,"S","0"]
[]
["41",null,"Surfaces shall be thoroughly cleaned down.  Blistered or peeling paint shall be completely removed and cracks and crevices shall be primed, filled with a filler as described and sanded smooth. In the case of previously varnished surfaces, all existing varnish must be thoroughly sanded off before new coats are applied.",{"$nulls":8},716,null,44331,{"$nulls":12},1,2,4,66,"C","0"]
[]
["41",null,"ON EXISTING FIBRE GLASS SURFACES",{"$nulls":8},717,null,72510,{"$nulls":12},1,2,4,66,"H","0"]
[]
["41",null,"Stop, fill, sand down and prepare fibreglass surfaces and apply one coat automotive two pack etch primer for fibre glass and two coats 2k automotive UV stabilized paint:",{"$nulls":8},718,null,72600,{"$nulls":12},1,2,4,66,"S","0"]
[]
["41","3","On fibreglass panels in fair condition.","m²","  10 210",null,{"v":0,"d":"0.00"},null,null,10210,null,720,null,72640,{"$nulls":12},1,2,4,66,"I","2"]
[]
[]
[null,null,"Bill Total",{"$nulls":4},{"v":0,"d":"0.00"}]
[]
[]
[null,null,"Section Total ",{"$nulls":4},{"v":0,"d":"0.00"}]
[]
[]
[null,null,"SECTION NO. 3 : REVERSE OSMOSIS WASTE WATER RECLAMATION",{"$nulls":23},1,4,1,201,"H"]
[]
[]
[null,null,"Bill No.1 : RO WATER RETICULATION",{"$nulls":23},1,4,1,201,"H"]
[]
["45",null,"RO WATER RETICULATION",{"$nulls":8},663,null,18836,{"$nulls":12},1,4,1,201,"H","0"]
[]
["45",null,"RO Water Reticulation:",{"$nulls":8},664,null,18838,{"$nulls":12},1,4,1,201,"S","0"]
[]
["45","1","Total transferred from the RO water reticulation bill to this Bill Summary of Sections summary page (excluding VAT).","Item",{"v":1,"d":"1.00"},null,{"v":0,"d":"0.00"},null,null,1,null,665,null,18838,{"$nulls":12},1,4,1,201,"I","I"]
[]
["45","2","Profit on above.","Item",{"v":1,"d":"1.00"},null,{"v":0,"d":"0.00"},null,null,1,null,666,null,18838,{"$nulls":12},1,4,1,201,"I","I"]
[]
["45","3","Attendance on above.","Item",{"v":1,"d":"1.00"},null,{"v":0,"d":"0.00"},null,null,1,null,667,null,18838,{"$nulls":12},1,4,1,201,"I","I"]
[]
[]
[null,null,"Bill Total",{"$nulls":4},{"v":0,"d":"0.00"}]
[]
[]
[null,null,"Section Total ",{"$nulls":4},{"v":0,"d":"0.00"}]
[]
[]
[null,null,"SECTION NO. 4 : WATER PIPE REPLACEMENT AND TANKS",{"$nulls":23},1,5,1,204,"H"]
[]
[]
[null,null,"Bill No.1 : WATER PIPE REPLACEMENT AND TANKS",{"$nulls":23},1,5,1,204,"H"]
[]
["47",null,"WATER PIPE REPLACEMENT AND TANKS",{"$nulls":8},678,null,18836,{"$nulls":12},1,5,1,204,"H","0"]
[]
["47",null,"Water Pipe Replacement and tanks:",{"$nulls":8},679,null,18838,{"$nulls":12},1,5,1,204,"S","0"]
[]
["47","1","Total transferred from the Water Pipe Replacement and Tanks bill to this Bill Summary of Sections summary page (excluding VAT).","Item",{"v":1,"d":"1.00"},null,{"v":0,"d":"0.00"},null,null,1,null,680,null,18838,{"$nulls":12},1,5,1,204,"I","I"]
[]
["47","2","Profit on above.","Item",{"v":1,"d":"1.00"},null,{"v":0,"d":"0.00"},null,null,1,null,681,null,18838,{"$nulls":12},1,5,1,204,"I","I"]
[]
["47","3","Attendance on above.","Item",{"v":1,"d":"1.00"},null,{"v":0,"d":"0.00"},null,null,1,null,682,null,18838,{"$nulls":12},1,5,1,204,"I","I"]
[]
[]
[null,null,"Bill Total",{"$nulls":4},{"v":0,"d":"0.00"}]
[]
[]
[null,null,"Section Total ",{"$nulls":4},{"v":0,"d":"0.00"}]
[]
[]
[null,null,"SECTION NO. 5 : OCCUPATIONAL HEALTH AND SAFETY",{"$nulls":23},1,6,1,217,"H"]
[]
[]
[null,null,"Bill No.1 : OCCUPATIONAL HEALTH AND SAFETY",{"$nulls":23},1,6,1,217,"H"]
[]
["49",null,"TRADE PREAMBLES",{"$nulls":8},726,null,15717,{"$nulls":12},1,6,1,217,"H","0"]
[]
["49",null,"Trade Preambles:",{"$nulls":8},727,null,50000,{"$nulls":12},1,6,1,217,"S","0"]
[]
["49",null,"For Trade Preambles refer to 'Specification of Materials and Methods' (PW371-A) for the full descriptions of material to be used and work to be done in this Bill.",{"$nulls":8},728,null,15717,{"$nulls":12},1,6,1,217,"C","0"]
[]
["49",null,"SUPPLEMENTARY PREAMBLES",{"$nulls":8},729,null,15717,{"$nulls":12},1,6,1,217,"H","0"]
[]
["49",null,"Proprietary items or materials:",{"$nulls":8},730,null,15717,{"$nulls":12},1,6,1,217,"S","0"]
[]
["49",null,"Note:",{"$nulls":8},731,null,50000,{"$nulls":12},1,6,1,217,"S","0"]
[]
["49",null,"Where items in this Bill are identical to those in the previous Bills, the descriptions have been shortened, and the full descriptions in the Trades concerned are to be referred to for the full meaning and intent each item.",{"$nulls":8},732,null,15717,{"$nulls":12},1,6,1,217,"C","0"]
[]
["49",null,"Prior to pricing the principal contractor must familiarize him/herself with the Occupational Health and Safety Act No. 85 Of 1993, Construction Regulations 2014, other relevant Regulations and Standards as well as project specific Health &Safety specifications.",{"$nulls":8},733,null,15717,{"$nulls":12},1,6,1,217,"C","0"]
[]
["49",null,"After pricing of the health and safety bill of quantities, the Contractor must sign the Certificate of Acquaintance as evidence that he is up to date regarding the contents, obligations and demands of the Occupational Health and Safety Act No. 85 Of 1993, Construction Regulations 2014, other relevant Regulations and Standards as well as project specific Health & Safety specifications. Failure, by the Tenderer, to sign the Certificate of Acquaintance may result in the Tender being deemed non-responsive.",{"$nulls":8},734,null,15717,{"$nulls":12},1,6,1,217,"C","0"]
[]
["49",null,"Proprietary items or materials where specified are to be of the brand specified-or other approved-by the Principal Agent.",{"$nulls":8},735,null,15717,{"$nulls":12},1,6,1,217,"C","0"]
[]
["49",null,"OCCUPATIONAL HEALTH AND SAFETY",{"$nulls":8},736,null,49700,{"$nulls":12},1,6,1,217,"H","0"]
[]
["49",null,"General:",{"$nulls":8},737,null,50000,{"$nulls":12},1,6,1,217,"S","0"]
[]
["49","1","Preparation of the contractors site specific health and safety plan and Safety File.","Item",{"v":1,"d":"1.00"},null,{"v":0,"d":"0.00"},null,null,1,null,738,null,50100,{"$nulls":12},1,6,1,217,"I","I"]
[]
["49","2","Principal contractors initial obligations in respect of the occupational health and safety act and construction regulations.","Item",{"v":1,"d":"1.00"},null,{"v":0,"d":"0.00"},null,null,1,null,739,null,50100,{"$nulls":12},1,6,1,217,"I","I"]
[]
["50","3","Principal contractor's time related obligations in respect of the occupational health and safety act and construction regulations.","Item",{"v":1,"d":"1.00"},null,{"v":0,"d":"0.00"},null,null,1,null,740,null,50100,{"$nulls":12},1,6,1,217,"I","I"]
[]
["50",null,"Provide, supply and maintenance for each worker the following SANS approved personal protective equipment & clothing as per the site-specific risk assessments:",{"$nulls":8},750,null,50000,{"$nulls":12},1,6,1,217,"S","0"]
[]
["50","4","High visibility reflective vests and/or bibs. (Contractor is to insert the quantity based on the Contractors own requirements)","No",null,null,{"v":0,"d":"0.00"},null,null,0,null,762,null,50100,{"$nulls":12},1,6,1,217,"I","N"]
[]
["50","5","Hard Hats (High Density polyethylene, & 6-point lining). (Contractor is to insert the quantity based on the Contractors own requirements)","No",null,null,{"v":0,"d":"0.00"},null,null,0,null,751,null,50100,{"$nulls":12},1,6,1,217,"I","N"]
[]
["50","6","Safety boots/shoes (Steel-Toe). (Contractor is to insert the quantity based on the Contractors own requirements)","No",null,null,{"v":0,"d":"0.00"},null,null,0,null,755,null,50100,{"$nulls":12},1,6,1,217,"I","N"]
[]
["50","7","Ear Plugs/Muffs. (Contractor is to insert the quantity based on the Contractors own requirements)","No",null,null,{"v":0,"d":"0.00"},null,null,0,null,758,null,50100,{"$nulls":12},1,6,1,217,"I","N"]
[]
["50","8","Dust Mask (at least FF2 type). (Contractor is to insert the quantity based on the Contractors own requirements)","No",null,null,{"v":0,"d":"0.00"},null,null,0,null,759,null,50100,{"$nulls":12},1,6,1,217,"I","N"]
[]
["50","9","Safety gloves. (Contractor is to insert the quantity based on the Contractors own requirements)","No",null,null,{"v":0,"d":"0.00"},null,null,0,null,757,null,50100,{"$nulls":12},1,6,1,217,"I","N"]
[]
["50","10","Reflector overall. (Contractor is to insert the quantity based on the Contractors own requirements)","No",null,null,{"v":0,"d":"0.00"},null,null,0,null,753,null,50100,{"$nulls":12},1,6,1,217,"I","N"]
[]
["50","11","Safety Gumboots (Steel-Toe). (Contractor is to insert the quantity based on the Contractors own requirements)","No",null,null,{"v":0,"d":"0.00"},null,null,0,null,756,null,50100,{"$nulls":12},1,6,1,217,"I","N"]
[]
["50","12","Personal Fall arrest and rescue equipment with and including life lines and associated equipment. (Contractor is to insert the quantity based on the Contractors own requirements)","No",null,null,{"v":0,"d":"0.00"},null,null,0,null,763,null,50100,{"$nulls":12},1,6,1,217,"I","N"]
[]
["50","13","Provision of a Part time construction health and safety manager.","Months",{"v":6,"d":"6.00"},null,{"v":0,"d":"0.00"},null,null,6,null,767,null,50100,{"$nulls":12},1,6,1,217,"I","MT"]
[]
["50","14","Provision of a Full Time construction health and safety officer.","Months",{"v":6,"d":"6.00"},null,{"v":0,"d":"0.00"},null,null,6,null,768,null,50100,{"$nulls":12},1,6,1,217,"I","MT"]
[]
["50",null,"Cost of medical certificates and medical surevillance:",{"$nulls":8},770,null,50000,{"$nulls":12},1,6,1,217,"S","0"]
[]
["50","15","(a) Initial (baseline) medical examinations (Lung Function and Working at Heights test must be done in Medical.) (All employees) (Contractor is to insert the quantity based on the Contractors own requirements)","No",null,null,{"v":0,"d":"0.00"},{"$nulls":4},771,null,50100,{"$nulls":12},1,6,1,217,"I","N"]
[]
["51","16","Periodic and exit examination. (All employees) (Contractor is to insert the quantity based on the Contractors own requirements)","No",null,null,{"v":0,"d":"0.00"},{"$nulls":4},788,null,50100,{"$nulls":12},1,6,1,217,"I","N"]
[]
["51","17","Allow for exit medical examinations. (All employees) (Contractor is to insert the quantity based on the Contractors own requirements)","No",null,null,{"v":0,"d":"0.00"},{"$nulls":4},769,null,50100,{"$nulls":12},1,6,1,217,"I","N"]
[]
["51","18","(c) Contractors charges to allow for handling costs.","%",null,null,{"v":0,"d":"0.00"},null,null,0,null,789,null,50100,{"$nulls":12},1,6,1,217,"I","%"]
[]
["51",null,"Section 27 Training:",{"$nulls":8},773,null,50100,{"$nulls":12},1,6,1,217,"S","0"]
[]
["51","19","Health and Safety Education.","Item",{"v":1,"d":"1.00"},null,{"v":0,"d":"0.00"},null,null,1,null,774,null,50100,{"$nulls":12},1,6,1,217,"I","I"]
[]
["51","20","Induction Training. (All employees) (Contractor is to insert the quantity based on the Contractors own requirements)","No",null,null,{"v":0,"d":"0.00"},null,null,0,null,790,null,50100,{"$nulls":12},1,6,1,217,"I","N"]
[]
["51","21","Working @ Heights Training US 229998 (All employees) (Contractor is to insert the quantity based on the Contractors own requirements)","No",null,null,{"v":0,"d":"0.00"},null,null,0,null,791,null,50100,{"$nulls":12},1,6,1,217,"I","N"]
[]
["51","22","Tool Box Talks. (Contractor is to insert the quantity based on the Contractors own requirements)","No",null,null,{"v":0,"d":"0.00"},null,null,0,null,792,null,50100,{"$nulls":12},1,6,1,217,"I","N"]
[]
["51","23","Demonstrations. (Contractor is to insert the quantity based on the Contractors own requirements)","No",null,null,{"v":0,"d":"0.00"},null,null,0,null,793,null,50100,{"$nulls":12},1,6,1,217,"I","N"]
[]
["51","24","Provision of first aid boxes to GSR requirements. (Contractor is to insert the quantity based on the Contractors own requirements)","Item",{"v":1,"d":"1.00"},null,{"v":0,"d":"0.00"},null,null,1,null,776,null,50100,{"$nulls":12},1,6,1,217,"I","I"]
[]
["51",null,"Noise Monitoring:",{"$nulls":8},777,null,50000,{"$nulls":12},1,6,1,217,"S","0"]
[]
["51","25","(a) Establish noise zone (Plant).","Item",{"v":1,"d":"1.00"},null,{"v":0,"d":"0.00"},null,null,1,null,778,null,50100,{"$nulls":12},1,6,1,217,"I","I"]
[]
["51","26","(B) Audiograms (Personnel).","Item",{"v":1,"d":"1.00"},null,{"v":0,"d":"0.00"},null,null,1,null,779,null,50100,{"$nulls":12},1,6,1,217,"I","I"]
[]
["51",null,"Method Statements:",{"$nulls":8},794,null,50100,{"$nulls":12},1,6,1,217,"S","0"]
[]
["51","27","Risk Assessments CR 9(1).","No",null,null,{"v":0,"d":"0.00"},null,null,0,null,795,null,50100,{"$nulls":12},1,6,1,217,"I","N"]
[]
["51","28","Fall protecion plan CR 10(1).","No",null,null,{"v":0,"d":"0.00"},null,null,0,null,796,null,50100,{"$nulls":12},1,6,1,217,"I","N"]
[]
["51","29","Electrical and use of mechinary CR 24.","No",null,null,{"v":0,"d":"0.00"},null,null,0,null,797,null,50100,{"$nulls":12},1,6,1,217,"I","N"]
[]
["51","30","Emergency Plan and Response Plan.","No",null,null,{"v":0,"d":"0.00"},null,null,0,null,798,null,50100,{"$nulls":12},1,6,1,217,"I","N"]
[]
["51","31","Fire precautions.","No",null,null,{"v":0,"d":"0.00"},null,null,0,null,799,null,50100,{"$nulls":12},1,6,1,217,"I","N"]
[]
["51","32","Construction Vehicles and Mobile Plant.","No",null,null,{"v":0,"d":"0.00"},null,null,0,null,800,null,50100,{"$nulls":12},1,6,1,217,"I","N"]
[]
["51","33","Use of explosive power tools.","No",null,null,{"v":0,"d":"0.00"},null,null,0,null,801,null,50100,{"$nulls":12},1,6,1,217,"I","N"]
[]
["51","34","Ladders.","No",null,null,{"v":0,"d":"0.00"},null,null,0,null,802,null,50100,{"$nulls":12},1,6,1,217,"I","N"]
[]
["52","35","Accomodation for Employees.","No",null,null,{"v":0,"d":"0.00"},null,null,1,null,803,null,50100,{"$nulls":12},1,6,1,217,"I","N"]
[]
["52","36","Transportation of Workers","Lump Sum",{"v":1,"d":"1.00"},null,{"v":0,"d":"0.00"},null,null,1,null,804,null,50100,{"$nulls":12},1,6,1,217,"I","LS"]
[]
["52","37","Submission of a health and safety file - Scanned to flash drive.","No",{"v":1,"d":"1.00"},null,{"v":0,"d":"0.00"},null,null,1,null,805,null,50100,{"$nulls":12},1,6,1,217,"I","N"]
[]
["52","38","Close Out Report Electronic - Scanned to flash drive.","No",{"v":2,"d":"2.00"},null,{"v":0,"d":"0.00"},null,null,2,null,806,null,50100,{"$nulls":12},1,6,1,217,"I","N"]
[]
[]
[null,null,"Bill Total",{"$nulls":4},{"v":0,"d":"0.00"}]
[]
[]
[null,null,"Section Total ",{"$nulls":4},{"v":0,"d":"0.00"}]
[]
[]
[null,null,"SECTION NO. 6 : PROVISIONAL AMOUNTS",{"$nulls":23},1,3,1,201,"H"]
[]
[]
[null,null,"Bill No.1 : PROVISIONAL AMOUNTS",{"$nulls":23},1,3,1,201,"H"]
[]
["56",null,"PROVISIONAL AMOUNTS",{"$nulls":8},684,null,27958,{"$nulls":12},1,3,1,201,"H","0"]
[]
["56",null,"1.The following sums and amounts are NET.",{"$nulls":8},685,null,27926,{"$nulls":12},1,3,1,201,"C","0"]
[]
["56",null,"2. Under no circumstances may any Provisional Sum be extended at an amount lower than the amount given in the bill.",{"$nulls":8},686,null,27926,{"$nulls":12},1,3,1,201,"C","0"]
[]
["56",null,"3. Unless a specific percentage mark-up for Attendance is indicated in a rate column, the amount priced by the Contractor for Attendance against each Provisional Sum shall be deemed to be the Lump Sum and shall not be adjusted unless the scope of the sub contract varies significantly.",{"$nulls":8},687,null,27926,{"$nulls":12},1,3,1,201,"C","0"]
[]
["56",null,"4. Provisional Sums contained here-in may be omitted or reduced at the employer's sole discretion and the  Contractor shall not be entitled to claim for any loss by way of reductions or omissions or any discount, or percentage relating to Provisional Sums or PC amounts or any loss of profit related thereto.",{"$nulls":8},688,null,27926,{"$nulls":12},1,3,1,201,"C","0"]
[]
["56",null,"5. The following Nominated Sub-Contract/ Selected amounts are for work to be carried out by Selected Sub-Contractors in terms of clause 15 of the Principal Building Agreement:",{"$nulls":8},689,null,27926,{"$nulls":12},1,3,1,201,"C","0"]
[]
["56",null,"DUCT COVERS",{"$nulls":8},690,null,100,{"$nulls":12},1,3,1,201,"H","0"]
[]
["56",null,"Duct covers:",{"$nulls":8},691,null,100,{"$nulls":12},1,3,1,201,"S","0"]
[]
["56","1","Provide the amount of R 160 000.00 (One Hundred and Sixty Thousand Rands) for duct covers.","Item",null,{"v":160000,"d":"160,000.00"},{"v":160000,"d":"160,000.00"},null,null,1,null,692,null,100,{"$nulls":12},1,3,1,201,"I","I"]
[]
["56","2","Profit on above item.","Item",{"v":1,"d":"1.00"},null,{"v":0,"d":"0.00"},null,null,1,null,693,null,100,{"$nulls":12},1,3,1,201,"I","I"]
[]
["56","3","Attendance on above item.","Item",{"v":1,"d":"1.00"},null,{"v":0,"d":"0.00"},null,null,1,null,694,null,100,{"$nulls":12},1,3,1,201,"I","I"]
[]
["56",null,"REPAIRS TO EXTERNAL FACADE",{"$nulls":8},828,null,100,{"$nulls":12},1,3,1,201,"H","0"]
[]
["56",null,"Repairs to external façade",{"$nulls":8},829,null,100,{"$nulls":12},1,3,1,201,"S","0"]
[]
["56","4","Provide the amount of R 500 000.00 (Five Hundred Thousand Rands) for repairs to external façade","Item",null,{"v":500000,"d":"500,000.00"},{"v":500000,"d":"500,000.00"},null,null,1,null,830,null,100,{"$nulls":12},1,3,1,201,"I","I"]
[]
["56","5","Profit on above item.","Item",{"v":1,"d":"1.00"},null,{"v":0,"d":"0.00"},null,null,1,null,831,null,100,{"$nulls":12},1,3,1,201,"I","I"]
[]
["56","6","Attendance on above item.","Item",{"v":1,"d":"1.00"},null,{"v":0,"d":"0.00"},null,null,1,null,832,null,100,{"$nulls":12},1,3,1,201,"I","I"]
[]
["57",null,"BUDGETARY ALLOWANCES:",{"$nulls":8},833,null,100,{"$nulls":12},1,3,1,201,"H","0"]
[]
["57",null,"Budgetary allowances:",{"$nulls":8},834,null,100,{"$nulls":12},1,3,1,201,"S","0"]
[]
["57",null,"SMME SOCIAL MENTOR",{"$nulls":8},823,null,100,{"$nulls":12},1,3,1,201,"H","0"]
[]
["57",null,"SMME social mentor:",{"$nulls":8},824,null,100,{"$nulls":12},1,3,1,201,"S","0"]
[]
["57","7","Provide the sum of R 180 000.00 (One Hundred and Eighty Thousand Rand) nett for the employment, on a full time basis for the duration of the contract, a SMME mentor (R30,000.00 per month gross salary).","Item",null,{"v":180000,"d":"180,000.00"},{"v":180000,"d":"180,000.00"},null,null,1,null,825,null,100,{"$nulls":12},1,3,1,201,"I","I"]
[]
["57","8","Allow for Profit.","Item",{"v":1,"d":"1.00"},null,{"v":0,"d":"0.00"},null,null,1,null,826,null,100,{"$nulls":12},1,3,1,201,"I","I"]
[]
["57","9","Allow for Attendance.","Item",{"v":1,"d":"1.00"},null,{"v":0,"d":"0.00"},null,null,1,null,827,null,100,{"$nulls":12},1,3,1,201,"I","I"]
[]
["57",null,"EXPERIENTIAL WORK OPPORTUNITIES",{"$nulls":8},810,null,100,{"$nulls":12},1,3,1,201,"H","0"]
[]
["57",null,"Graduates:",{"$nulls":8},811,null,100,{"$nulls":12},1,3,1,201,"S","0"]
[]
["57","10","Provide the amount of R 126 000.00 (Oner Hundred and Twenty Six Thousand Rands)  each per month for the employment of three graduates for the duration of the contract (6 Months) for providing experiential work opportunities towards professional registration. (R 7 000.00 each per month).","Item",null,{"v":126000,"d":"126,000.00"},{"v":126000,"d":"126,000.00"},null,null,1,null,812,null,100,{"$nulls":12},1,3,1,201,"I","I"]
[]
["57","11","Allow for Profit.","Item",{"v":1,"d":"1.00"},null,{"v":0,"d":"0.00"},null,null,1,null,813,null,100,{"$nulls":12},1,3,1,201,"I","I"]
[]
["57","12","Allow for Attendance.","Item",{"v":1,"d":"1.00"},null,{"v":0,"d":"0.00"},null,null,1,null,814,null,100,{"$nulls":12},1,3,1,201,"I","I"]
[]
["57",null,"Trainees:",{"$nulls":8},669,null,100,{"$nulls":12},1,3,1,201,"S","0"]
[]
["57","13","Provide the amount of R 72 000.00 (Seventy Two Thousand Rands) for the employment of three interns for the duration of the contract (6 Months) for providing experiential work opportunities towards technical qualification for designated persons. (R 4 000.00 pe rmonth for each for three interns for the duration of the contract (6 Months))","Item",null,{"v":72000,"d":"72,000.00"},{"v":72000,"d":"72,000.00"},null,null,1,null,815,null,100,{"$nulls":12},1,3,1,201,"I","I"]
[]
["57","14","Allow for Profit.","Item",{"v":1,"d":"1.00"},null,{"v":0,"d":"0.00"},null,null,1,null,816,null,100,{"$nulls":12},1,3,1,201,"I","I"]
[]
["57","15","Allow for Attendance.","Item",{"v":1,"d":"1.00"},null,{"v":0,"d":"0.00"},null,null,1,null,817,null,100,{"$nulls":12},1,3,1,201,"I","I"]
[]
["57",null,"COMMUNITY LIAISON OFFICER",{"$nulls":8},818,null,100,{"$nulls":12},1,3,1,201,"H","0"]
[]
["57",null,"Community Liaison Officer:",{"$nulls":8},674,null,100,{"$nulls":12},1,3,1,201,"S","0"]
[]
["57","16","Provide the amount of R 36 000.00 (Thirty Six Thousand Rands) for the duration of the contract (6 Months) for the Community Liaison Officer.","Item",null,{"v":36000,"d":"36,000.00"},{"v":36000,"d":"36,000.00"},null,null,1,null,671,null,100,{"$nulls":12},1,3,1,201,"I","I"]
[]
["57","17","Profit on above item.","Item",{"v":1,"d":"1.00"},null,{"v":0,"d":"0.00"},null,null,1,null,672,null,100,{"$nulls":12},1,3,1,201,"I","I"]
[]
["57","18","Attendance on above item.","Item",{"v":1,"d":"1.00"},null,{"v":0,"d":"0.00"},null,null,1,null,673,null,100,{"$nulls":12},1,3,1,201,"I","I"]
[]
[]
[null,null,"Bill Total",{"$nulls":4},{"v":1074000,"d":"1,074,000.00"}]
[]
[]
[]
[null,null,"Bill No.2 : CONTINGENCY AND CPAP",{"$nulls":23},1,3,2,203,"H"]
[]
["59",null,"MONETARY ALLOWANCES",{"$nulls":8},433,null,36190,{"$nulls":12},1,3,2,203,"H","0"]
[]
["59",null,"The following monetary provisions are to be omitted from the contract sum and used as directed below.",{"$nulls":8},434,null,36192,{"$nulls":12},1,3,2,203,"C","0"]
[]
["59",null,"Contingencies:",{"$nulls":8},435,null,36192,{"$nulls":12},1,3,2,203,"S","0"]
[]
["59","1","Provide the sum of R 600 000.00 (Six Hundred Thousand Rand) for contingencies and design contingency, to be used as instructed by the Architect in terms of the Principal Building Agreement.","Item",null,{"v":600000,"d":"600,000.00"},{"v":600000,"d":"600,000.00"},null,null,1,null,436,null,36193,{"$nulls":12},1,3,2,203,"I","I"]
[]
["59",null,"Statutory Increases:",{"$nulls":8},437,null,36193,{"$nulls":12},1,3,2,203,"S","0"]
[]
["59","2","Notwithstanding the provision of clause 26.9.5 or any other clause all fluctuations in costs shall be for the account of the contractor.","Item",{"v":1,"d":"1.00"},null,{"v":0,"d":"0.00"},null,null,1,null,438,null,36194,{"$nulls":12},1,3,2,203,"I","I"]
[]
[]
[null,null,"Bill Total",{"$nulls":4},{"v":600000,"d":"600,000.00"}]
[]
[]
[null,null,"Section Total ",{"$nulls":4},{"v":1674000,"d":"1,674,000.00"}]